## Sheet1
SPECIFICATION NO. | ITEM_CODE | DESCRIPTION | GS1 Codes | Drawing No. | Rev. No. | Rev. Date | Next Rev. Date | Reaffirmation Date | Next Reaffirmation Date | Quality Plan Number | Rev. No. | Rev. Date | Next Rev. Date | Reaffirmation Date | Next Reaffirmation Date | Process Sheet Number | Rev. No. | Rev. Date | Next Rev. Date | Reaffirmation Date | Next Reaffirmation Date | Record File Number | Technical File | Instruction For Use | Classification as per MDD | ITEM TYPE | Brand details | Family Name | SNN description | Label Format Number | Sterile Yes or No | Non Sterile Logo Yes or No | Sterile Logo R or EO or Blank Cell | Sterile Expiry Date Yes or No | Image File Name | CE Mark Required Yes or No | Notified Body Number Number or Blank Cell | EAR LOGO and Address Yes or No | Read Instructions Logo Yes or No | Temperature Logo Yes or No | Do Not Re-use Logo Yes or No | Drug License No. MFG/MD/2021/000369 or Adler-Ratna-MH/M/MD/004992 | HSN code | QUANTITY PER PACK | HIERARCHY PATH | UNIT WEIGHT Kgs | REVISION RECORD | INACTIVE | PRODUCT_GROUP | GS1 Code | Control Sample applicabilit1 1 or No | DOC applicability Yes or No | Instruction for Use symbol | DoNot reuse symbol | NonSterile logo | CE Logo | AD_SP1 | AD_SP2
A0600S1 | A0600.035S1 | LOWER DISK FOR PROSTHESIS DIA. 35 |  | A0600.000S1 | N. A. | N. A. | N. A. | N. A. | N. A. | N. A. | N. A. | N. A. | N. A. | N. A. | N. A. | PS/A0600S1 | N. A. | N. A. | N. A. | N. A. | N. A. | A0600S1 | N. A. | N. A. | N. A. | SEMIFINISHED GOODS | N. A. | N. A. | N. A. | N. A. | N. A. | N. A. |  | N. A. | N. A. | N. A. | N. A. | N. A. | N. A. | N. A. | N. A. | N. A. | N. A. | 1 | SUB COMPONENTS | NA | Initial issue | N | SUB COMPONENTS |  | No | No | N. A. | N. A. | N. A. | N. A.
A0600S2 | A0600.035S2 | SPHERE FOR PROSTHESIS DIA. 35 |  | A0600.000S2 | 02 | 2008-08-24 | N. A. | N. A. | N. A. | QPR/A0600S2 | N. A. | N. A. | N. A. | N. A. | N. A. | PS/A0600B | N. A. | N. A. | N. A. | N. A. | N. A. | A0600S2 | N. A. | N. A. | N. A. | SEMIFINISHED GOODS | N. A. | N. A. | N. A. | N. A. | N. A. | N. A. |  | N. A. | N. A. | N. A. | N. A. | N. A. | N. A. | N. A. | N. A. | N. A. | N. A. | 1 | SUB COMPONENTS | 0 | ADDED NEW PRODUCTS AS PER EMAIL FROM SBG DTD 30OCT2018 CHANGED ON 07NOV2018 | N | SUB COMPONENTS |  | No | No | N. A. | N. A. | N. A. | N. A.
A0600S2 | A0600.036S2 | SPHERE FOR PROSTHESIS DIA. 36 |  | A0600.000S2 | 02 | 2008-08-24 | N. A. | N. A. | N. A. | QPR/A0600S2 | N. A. | N. A. | N. A. | N. A. | N. A. | PS/A0600B | N. A. | N. A. | N. A. | N. A. | N. A. | A0600S2 | N. A. | N. A. | N. A. | SEMIFINISHED GOODS | N. A. | N. A. | N. A. | N. A. | N. A. | N. A. |  | N. A. | N. A. | N. A. | N. A. | N. A. | N. A. | N. A. | N. A. | N. A. | N. A. | 1 | SUB COMPONENTS | 0 | ADDED NEW PRODUCTS AS PER EMAIL FROM SBG DTD 30OCT2018 CHANGED ON 07NOV2018 | N | SUB COMPONENTS |  | No | No | N. A. | N. A. | N. A. | N. A.
A0600S2 | A0600.037S2 | SPHERE FOR PROSTHESIS DIA. 37 |  | A0600.000S2 | 02 | 2008-08-24 | N. A. | N. A. | N. A. | QPR/A0600S2 | N. A. | N. A. | N. A. | N. A. | N. A. | PS/A0600B | N. A. | N. A. | N. A. | N. A. | N. A. | A0600S2 | N. A. | N. A. | N. A. | SEMIFINISHED GOODS | N. A. | N. A. | N. A. | N. A. | N. A. | N. A. |  | N. A. | N. A. | N. A. | N. A. | N. A. | N. A. | N. A. | N. A. | N. A. | N. A. | 1 | SUB COMPONENTS | 0 | ADDED NEW PRODUCTS AS PER EMAIL FROM SBG DTD 30OCT2018 CHANGED ON 07NOV2018 | N | SUB COMPONENTS |  | No | No | N. A. | N. A. | N. A. | N. A.
A0600B | A0600.038 | SPHERE FOR PROSTHESIS DIA. 38 |  | A0600.000 | 00 | 2007-10-18 | N. A. | N. A. | N. A. | N. A. | N. A. | N. A. | N. A. | N. A. | N. A. | PS/A0600B | 01 | 2019-08-29 | N. A. | N. A. | N. A. | A0600B | N. A. | N. A. | N. A. | SEMIFINISHED GOODS | N. A. | N. A. | N. A. | N. A. | N. A. | N. A. |  | N. A. | N. A. | N. A. | N. A. | N. A. | N. A. | N. A. | N. A. | N. A. | N. A. | 1 | SUB COMPONENTS | NA | Initial issue | N | SUB COMPONENTS |  | No | No | N. A. | N. A. | N. A. | N. A.
A0600S2 | A0600.038S2 | SPHERE FOR PROSTHESIS DIA. 38 |  | A0600.000S2 | 02 | 2008-08-24 | N. A. | N. A. | N. A. | QPR/A0600S2 | N. A. | N. A. | N. A. | N. A. | N. A. | PS/A0600B | N. A. | N. A. | N. A. | N. A. | N. A. | A0600S2 | N. A. | N. A. | N. A. | SEMIFINISHED GOODS | N. A. | N. A. | N. A. | N. A. | N. A. | N. A. |  | N. A. | N. A. | N. A. | N. A. | N. A. | N. A. | N. A. | N. A. | N. A. | N. A. | 1 | SUB COMPONENTS | 0 | ADDED NEW PRODUCTS AS PER EMAIL FROM SBG DTD 30OCT2018 CHANGED ON 07NOV2018 | N | SUB COMPONENTS |  | No | No | N. A. | N. A. | N. A. | N. A.
A0600S2 | A0600.039S2 | SPHERE FOR PROSTHESIS DIA. 39 |  | A0600.000S2 | 02 | 2008-08-24 | N. A. | N. A. | N. A. | QPR/A0600S2 | N. A. | N. A. | N. A. | N. A. | N. A. | PS/A0600B | N. A. | N. A. | N. A. | N. A. | N. A. | A0600S2 | N. A. | N. A. | N. A. | SEMIFINISHED GOODS | N. A. | N. A. | N. A. | N. A. | N. A. | N. A. |  | N. A. | N. A. | N. A. | N. A. | N. A. | N. A. | N. A. | N. A. | N. A. | N. A. | 1 | SUB COMPONENTS | 0 | ADDED NEW PRODUCTS AS PER EMAIL FROM SBG DTD 30OCT2018 CHANGED ON 07NOV2018 | N | SUB COMPONENTS |  | No | No | N. A. | N. A. | N. A. | N. A.
A0600S2 | A0600.040S2 | SPHERE FOR PROSTHESIS DIA. 40 |  | A0600.000S2 | 02 | 2008-08-24 | N. A. | N. A. | N. A. | QPR/A0600S2 | N. A. | N. A. | N. A. | N. A. | N. A. | PS/A0600B | N. A. | N. A. | N. A. | N. A. | N. A. | A0600S2 | N. A. | N. A. | N. A. | SEMIFINISHED GOODS | N. A. | N. A. | N. A. | N. A. | N. A. | N. A. |  | N. A. | N. A. | N. A. | N. A. | N. A. | N. A. | N. A. | N. A. | N. A. | N. A. | 1 | SUB COMPONENTS | 0 | ADDED NEW PRODUCTS AS PER EMAIL FROM SBG DTD 30OCT2018 CHANGED ON 07NOV2018 | N | SUB COMPONENTS |  | No | No | N. A. | N. A. | N. A. | N. A.
A0600S1 | A0600.041S1 | LOWER DISK FOR PROSTHESIS DIA. 41 |  | A0600.000S1 | N. A. | N. A. | N. A. | N. A. | N. A. | N. A. | N. A. | N. A. | N. A. | N. A. | N. A. | PS/A0600S1 | N. A. | N. A. | N. A. | N. A. | N. A. | A0600S1 | N. A. | N. A. | N. A. | SEMIFINISHED GOODS | N. A. | N. A. | N. A. | N. A. | N. A. | N. A. |  | N. A. | N. A. | N. A. | N. A. | N. A. | N. A. | N. A. | N. A. | N. A. | N. A. | 1 | SUB COMPONENTS | NA | Initial issue | N | SUB COMPONENTS |  | No | No | N. A. | N. A. | N. A. | N. A.
A0600S2 | A0600.041S2 | SPHERE FOR PROSTHESIS DIA. 41 |  | A0600.000S2 | 02 | 2008-08-24 | N. A. | N. A. | N. A. | QPR/A0600S2 | N. A. | N. A. | N. A. | N. A. | N. A. | PS/A0600B | 01 | 2019-08-29 | N. A. | N. A. | N. A. | A0600S2 | N. A. | N. A. | N. A. | SEMIFINISHED GOODS | N. A. | N. A. | N. A. | N. A. | N. A. | N. A. |  | N. A. | N. A. | N. A. | N. A. | N. A. | N. A. | N. A. | N. A. | N. A. | N. A. | 1 | SUB COMPONENTS | NA | Initial issue | N | SUB COMPONENTS |  | No | No | N. A. | N. A. | N. A. | N. A.
A0600S2 | A0600.042S2 | SPHERE FOR PROSTHESIS DIA. 42 |  | A0600.000S2 | 02 | 2008-08-24 | N. A. | N. A. | N. A. | QPR/A0600S2 | N. A. | N. A. | N. A. | N. A. | N. A. | PS/A0600B | N. A. | N. A. | N. A. | N. A. | N. A. | A0600S2 | N. A. | N. A. | N. A. | SEMIFINISHED GOODS | N. A. | N. A. | N. A. | N. A. | N. A. | N. A. |  | N. A. | N. A. | N. A. | N. A. | N. A. | N. A. | N. A. | N. A. | N. A. | N. A. | 1 | SUB COMPONENTS | 0 | ADDED NEW PRODUCTS AS PER EMAIL FROM SBG DTD 30OCT2018 CHANGED ON 07NOV2018 | N | SUB COMPONENTS |  | No | No | N. A. | N. A. | N. A. | N. A.
A0600B | A0600.043 | SPHERE FOR PROSTHESIS DIA. 43 |  | A0600.000 | 00 | 2007-10-18 | N. A. | N. A. | N. A. | N. A. | N. A. | N. A. | N. A. | N. A. | N. A. | PS/A0600B | 01 | 2019-08-29 | N. A. | N. A. | N. A. | A0600B | N. A. | N. A. | N. A. | SEMIFINISHED GOODS | N. A. | N. A. | N. A. | N. A. | N. A. | N. A. |  | N. A. | N. A. | N. A. | N. A. | N. A. | N. A. | N. A. | N. A. | N. A. | N. A. | 1 | SUB COMPONENTS | NA | Initial issue | N | SUB COMPONENTS |  | No | No | N. A. | N. A. | N. A. | N. A.
A0600S2 | A0600.043S2 | SPHERE FOR PROSTHESIS DIA. 43 |  | A0600.000S2 | 02 | 2008-08-24 | N. A. | N. A. | N. A. | QPR/A0600S2 | N. A. | N. A. | N. A. | N. A. | N. A. | PS/A0600B | N. A. | N. A. | N. A. | N. A. | N. A. | A0600S2 | N. A. | N. A. | N. A. | SEMIFINISHED GOODS | N. A. | N. A. | N. A. | N. A. | N. A. | N. A. |  | N. A. | N. A. | N. A. | N. A. | N. A. | N. A. | N. A. | N. A. | N. A. | N. A. | 1 | SUB COMPONENTS | 0 | ADDED NEW PRODUCTS AS PER EMAIL FROM SBG DTD 30OCT2018 CHANGED ON 07NOV2018 | N | SUB COMPONENTS |  | No | No | N. A. | N. A. | N. A. | N. A.
A0600S2 | A0600.044S2 | SPHERE FOR PROSTHESIS DIA. 44 |  | A0600.000S2 | 02 | 2008-08-24 | N. A. | N. A. | N. A. | QPR/A0600S2 | N. A. | N. A. | N. A. | N. A. | N. A. | PS/A0600B | N. A. | N. A. | N. A. | N. A. | N. A. | A0600S2 | N. A. | N. A. | N. A. | SEMIFINISHED GOODS | N. A. | N. A. | N. A. | N. A. | N. A. | N. A. |  | N. A. | N. A. | N. A. | N. A. | N. A. | N. A. | N. A. | N. A. | N. A. | N. A. | 1 | SUB COMPONENTS | 0 | ADDED NEW PRODUCTS AS PER EMAIL FROM SBG DTD 30OCT2018 CHANGED ON 07NOV2018 | N | SUB COMPONENTS |  | No | No | N. A. | N. A. | N. A. | N. A.
A0600B | A0600.045 | SPHERE FOR PROSTHESIS DIA. 45 |  | A0600.000 | 00 | 2007-10-18 | N. A. | N. A. | N. A. | N. A. | N. A. | N. A. | N. A. | N. A. | N. A. | PS/A0600B | 01 | 2019-08-29 | N. A. | N. A. | N. A. | A0600B | N. A. | N. A. | N. A. | SEMIFINISHED GOODS | N. A. | N. A. | N. A. | N. A. | N. A. | N. A. |  | N. A. | N. A. | N. A. | N. A. | N. A. | N. A. | N. A. | N. A. | N. A. | N. A. | 1 | SUB COMPONENTS | NA | Initial issue | N | SUB COMPONENTS |  | No | No | N. A. | N. A. | N. A. | N. A.
A0600S1 | A0600.045S1 | LOWER DISK FOR PROSTHESIS DIA. 45 |  | A0600.000S1 | 01 | 2005-05-28 | N. A. | N. A. | N. A. | N. A. | N. A. | N. A. | N. A. | N. A. | N. A. | PS/A0600B | 01 | 2019-08-29 | N. A. | N. A. | N. A. | A0600S1 | N. A. | N. A. | N. A. | SEMIFINISHED GOODS | N. A. | N. A. | N. A. | N. A. | N. A. | N. A. |  | N. A. | N. A. | N. A. | N. A. | N. A. | N. A. | N. A. | N. A. | N. A. | N. A. | 1 | SUB COMPONENTS | NA | Initial issue | N | SUB COMPONENTS |  | No | No | N. A. | N. A. | N. A. | N. A.
A0600S2 | A0600.045S2 | SPHERE FOR PROSTHESIS DIA. 45 |  | A0600.000S2 | 02 | 2008-08-24 | N. A. | N. A. | N. A. | QPR/A0600S2 | N. A. | N. A. | N. A. | N. A. | N. A. | PS/A0600B | 01 | 2019-08-29 | N. A. | N. A. | N. A. | A0600S2 | N. A. | N. A. | N. A. | SEMIFINISHED GOODS | N. A. | N. A. | N. A. | N. A. | N. A. | N. A. |  | N. A. | N. A. | N. A. | N. A. | N. A. | N. A. | N. A. | N. A. | N. A. | N. A. | 1 | SUB COMPONENTS | NA | Initial issue | N | SUB COMPONENTS |  | No | No | N. A. | N. A. | N. A. | N. A.
A0600S2 | A0600.046S2 | SPHERE FOR PROSTHESIS DIA. 46 |  | A0600.000S2 | 02 | 2008-08-24 | N. A. | N. A. | N. A. | QPR/A0600S2 | N. A. | N. A. | N. A. | N. A. | N. A. | PS/A0600B | N. A. | N. A. | N. A. | N. A. | N. A. | A0600S2 | N. A. | N. A. | N. A. | SEMIFINISHED GOODS | N. A. | N. A. | N. A. | N. A. | N. A. | N. A. |  | N. A. | N. A. | N. A. | N. A. | N. A. | N. A. | N. A. | N. A. | N. A. | N. A. | 1 | SUB COMPONENTS | 0 | ADDED NEW PRODUCTS AS PER EMAIL FROM SBG DTD 30OCT2018 CHANGED ON 07NOV2018 | N | SUB COMPONENTS |  | No | No | N. A. | N. A. | N. A. | N. A.
A0600S2 | A0600.047S2 | SPHERE FOR PROSTHESIS DIA. 47 |  | A0600.000S2 | 02 | 2008-08-24 | N. A. | N. A. | N. A. | QPR/A0600S2 | N. A. | N. A. | N. A. | N. A. | N. A. | PS/A0600B | N. A. | N. A. | N. A. | N. A. | N. A. | A0600S2 | N. A. | N. A. | N. A. | SEMIFINISHED GOODS | N. A. | N. A. | N. A. | N. A. | N. A. | N. A. |  | N. A. | N. A. | N. A. | N. A. | N. A. | N. A. | N. A. | N. A. | N. A. | N. A. | 1 | SUB COMPONENTS | 0 | ADDED NEW PRODUCTS AS PER EMAIL FROM SBG DTD 30OCT2018 CHANGED ON 07NOV2018 | N | SUB COMPONENTS |  | No | No | N. A. | N. A. | N. A. | N. A.
A0600S2 | A0600.048S2 | SPHERE FOR PROSTHESIS DIA. 48 |  | A0600.000S2 | 02 | 2008-08-24 | N. A. | N. A. | N. A. | QPR/A0600S2 | N. A. | N. A. | N. A. | N. A. | N. A. | PS/A0600B | N. A. | N. A. | N. A. | N. A. | N. A. | A0600S2 | N. A. | N. A. | N. A. | SEMIFINISHED GOODS | N. A. | N. A. | N. A. | N. A. | N. A. | N. A. |  | N. A. | N. A. | N. A. | N. A. | N. A. | N. A. | N. A. | N. A. | N. A. | N. A. | 1 | SUB COMPONENTS | 0 | ADDED NEW PRODUCTS AS PER EMAIL FROM SBG DTD 30OCT2018 CHANGED ON 07NOV2018 | N | SUB COMPONENTS |  | No | No | N. A. | N. A. | N. A. | N. A.
A0600S2 | A0600.049S2 | SPHERE FOR PROSTHESIS DIA. 49 |  | A0600.000S2 | 02 | 2008-08-24 | N. A. | N. A. | N. A. | QPR/A0600S2 | N. A. | N. A. | N. A. | N. A. | N. A. | PS/A0600B | N. A. | N. A. | N. A. | N. A. | N. A. | A0600S2 | N. A. | N. A. | N. A. | SEMIFINISHED GOODS | N. A. | N. A. | N. A. | N. A. | N. A. | N. A. |  | N. A. | N. A. | N. A. | N. A. | N. A. | N. A. | N. A. | N. A. | N. A. | N. A. | 1 | SUB COMPONENTS | 0 | ADDED NEW PRODUCTS AS PER EMAIL FROM SBG DTD 30OCT2018 CHANGED ON 07NOV2018 | N | SUB COMPONENTS |  | No | No | N. A. | N. A. | N. A. | N. A.
A0600S2 | A0600.050S2 | SPHERE FOR PROSTHESIS DIA. 50 |  | A0600.000S2 | 02 | 2008-08-24 | N. A. | N. A. | N. A. | QPR/A0600S2 | N. A. | N. A. | N. A. | N. A. | N. A. | PS/A0600B | N. A. | N. A. | N. A. | N. A. | N. A. | A0600S2 | N. A. | N. A. | N. A. | SEMIFINISHED GOODS | N. A. | N. A. | N. A. | N. A. | N. A. | N. A. |  | N. A. | N. A. | N. A. | N. A. | N. A. | N. A. | N. A. | N. A. | N. A. | N. A. | 1 | SUB COMPONENTS | 0 | ADDED NEW PRODUCTS AS PER EMAIL FROM SBG DTD 30OCT2018 CHANGED ON 07NOV2018 | N | SUB COMPONENTS |  | No | No | N. A. | N. A. | N. A. | N. A.
A0600S2 | A0600.051S2 | SPHERE FOR PROSTHESIS DIA. 51 |  | A0600.000S2 | 02 | 2008-08-24 | N. A. | N. A. | N. A. | QPR/A0600S2 | N. A. | N. A. | N. A. | N. A. | N. A. | PS/A0600B | N. A. | N. A. | N. A. | N. A. | N. A. | A0600S2 | N. A. | N. A. | N. A. | SEMIFINISHED GOODS | N. A. | N. A. | N. A. | N. A. | N. A. | N. A. |  | N. A. | N. A. | N. A. | N. A. | N. A. | N. A. | N. A. | N. A. | N. A. | N. A. | 1 | SUB COMPONENTS | 0 | ADDED NEW PRODUCTS AS PER EMAIL FROM SBG DTD 30OCT2018 CHANGED ON 07NOV2018 | N | SUB COMPONENTS |  | No | No | N. A. | N. A. | N. A. | N. A.
A0600S2 | A0600.052S2 | SPHERE FOR PROSTHESIS DIA. 52 |  | A0600.000S2 | 02 | 2008-08-24 | N. A. | N. A. | N. A. | QPR/A0600S2 | N. A. | N. A. | N. A. | N. A. | N. A. | PS/A0600B | N. A. | N. A. | N. A. | N. A. | N. A. | A0600S2 | N. A. | N. A. | N. A. | SEMIFINISHED GOODS | N. A. | N. A. | N. A. | N. A. | N. A. | N. A. |  | N. A. | N. A. | N. A. | N. A. | N. A. | N. A. | N. A. | N. A. | N. A. | N. A. | 1 | SUB COMPONENTS | 0 | ADDED NEW PRODUCTS AS PER EMAIL FROM SBG DTD 30OCT2018 CHANGED ON 07NOV2018 | N | SUB COMPONENTS |  | No | No | N. A. | N. A. | N. A. | N. A.
A0600S2 | A0600.053S2 | SPHERE FOR PROSTHESIS DIA. 53 |  | A0600.000S2 | 02 | 2008-08-24 | N. A. | N. A. | N. A. | QPR/A0600S2 | N. A. | N. A. | N. A. | N. A. | N. A. | PS/A0600B | N. A. | N. A. | N. A. | N. A. | N. A. | A0600S2 | N. A. | N. A. | N. A. | SEMIFINISHED GOODS | N. A. | N. A. | N. A. | N. A. | N. A. | N. A. |  | N. A. | N. A. | N. A. | N. A. | N. A. | N. A. | N. A. | N. A. | N. A. | N. A. | 1 | SUB COMPONENTS | 0 | ADDED NEW PRODUCTS AS PER EMAIL FROM SBG DTD 30OCT2018 CHANGED ON 07NOV2018 | N | SUB COMPONENTS |  | No | No | N. A. | N. A. | N. A. | N. A.
A0600S2 | A0600.054S2 | SPHERE FOR PROSTHESIS DIA. 54 |  | A0600.000S2 | 02 | 2008-08-24 | N. A. | N. A. | N. A. | QPR/A0600S2 | N. A. | N. A. | N. A. | N. A. | N. A. | PS/A0600B | N. A. | N. A. | N. A. | N. A. | N. A. | A0600S2 | N. A. | N. A. | N. A. | SEMIFINISHED GOODS | N. A. | N. A. | N. A. | N. A. | N. A. | N. A. |  | N. A. | N. A. | N. A. | N. A. | N. A. | N. A. | N. A. | N. A. | N. A. | N. A. | 1 | SUB COMPONENTS | 0 | ADDED NEW PRODUCTS AS PER EMAIL FROM SBG DTD 30OCT2018 CHANGED ON 07NOV2018 | N | SUB COMPONENTS |  | No | No | N. A. | N. A. | N. A. | N. A.
A0600S2 | A0600.055S2 | SPHERE FOR PROSTHESIS DIA. 55 |  | A0600.000S2 | 02 | 2008-08-24 | N. A. | N. A. | N. A. | QPR/A0600S2 | N. A. | N. A. | N. A. | N. A. | N. A. | PS/A0600B | N. A. | N. A. | N. A. | N. A. | N. A. | A0600S2 | N. A. | N. A. | N. A. | SEMIFINISHED GOODS | N. A. | N. A. | N. A. | N. A. | N. A. | N. A. |  | N. A. | N. A. | N. A. | N. A. | N. A. | N. A. | N. A. | N. A. | N. A. | N. A. | 1 | SUB COMPONENTS | 0 | ADDED NEW PRODUCTS AS PER EMAIL FROM SBG DTD 30OCT2018 CHANGED ON 07NOV2018 | N | SUB COMPONENTS |  | No | No | N. A. | N. A. | N. A. | N. A.
A0600B1 | A0600.135 | LOWER HEMISPHERE FOR PROSTHESIS DIA. 35 |  | A0600.000 | N. A. | N. A. | N. A. | N. A. | N. A. | N. A. | N. A. | N. A. | N. A. | N. A. | N. A. | PS/A0600B1 | 00 | 2007-10-18 | N. A. | N. A. | N. A. | A0600B1 | N. A. | N. A. | N. A. | SEMIFINISHED GOODS | N. A. | N. A. | N. A. | N. A. | N. A. | N. A. |  | N. A. | N. A. | N. A. | N. A. | N. A. | N. A. | N. A. | N. A. | N. A. | N. A. | 1 | SUB COMPONENTS | 0 | ADDED NEW PRODUCTS AS PER EMAIL FROM SBG DTD 30OCT2018 CHANGED ON 07NOV2018 | N | SUB COMPONENTS |  | No | No | N. A. | N. A. | N. A. | N. A.
A0600B1 | A0600.136 | LOWER HEMISPHERE FOR PROSTHESIS DIA. 36 |  | A0600.000 | N. A. | N. A. | N. A. | N. A. | N. A. | N. A. | N. A. | N. A. | N. A. | N. A. | N. A. | PS/A0600B1 | 00 | 2007-10-18 | N. A. | N. A. | N. A. | A0600B1 | N. A. | N. A. | N. A. | SEMIFINISHED GOODS | N. A. | N. A. | N. A. | N. A. | N. A. | N. A. |  | N. A. | N. A. | N. A. | N. A. | N. A. | N. A. | N. A. | N. A. | N. A. | N. A. | 1 | SUB COMPONENTS | 0 | ADDED NEW PRODUCTS AS PER EMAIL FROM SBG DTD 30OCT2018 CHANGED ON 07NOV2018 | N | SUB COMPONENTS |  | No | No | N. A. | N. A. | N. A. | N. A.
A0600B1 | A0600.137 | LOWER HEMISPHERE FOR PROSTHESIS DIA. 37 |  | A0600.000 | N. A. | N. A. | N. A. | N. A. | N. A. | N. A. | N. A. | N. A. | N. A. | N. A. | N. A. | PS/A0600B1 | 00 | 2007-10-18 | N. A. | N. A. | N. A. | A0600B1 | N. A. | N. A. | N. A. | SEMIFINISHED GOODS | N. A. | N. A. | N. A. | N. A. | N. A. | N. A. |  | N. A. | N. A. | N. A. | N. A. | N. A. | N. A. | N. A. | N. A. | N. A. | N. A. | 1 | SUB COMPONENTS | 0 | ADDED NEW PRODUCTS AS PER EMAIL FROM SBG DTD 30OCT2018 CHANGED ON 07NOV2018 | N | SUB COMPONENTS |  | No | No | N. A. | N. A. | N. A. | N. A.
A0600B1 | A0600.138 | LOWER HEMISPHERE FOR PROSTHESIS DIA. 38 |  | A0600.000 | N. A. | N. A. | N. A. | N. A. | N. A. | N. A. | N. A. | N. A. | N. A. | N. A. | N. A. | PS/A0600B1 | 00 | 2007-10-18 | N. A. | N. A. | N. A. | A0600B1 | N. A. | N. A. | N. A. | SEMIFINISHED GOODS | N. A. | N. A. | N. A. | N. A. | N. A. | N. A. |  | N. A. | N. A. | N. A. | N. A. | N. A. | N. A. | N. A. | N. A. | N. A. | N. A. | 1 | SUB COMPONENTS | 0 | ADDED NEW PRODUCTS AS PER EMAIL FROM SBG DTD 30OCT2018 CHANGED ON 07NOV2018 | N | SUB COMPONENTS |  | No | No | N. A. | N. A. | N. A. | N. A.
A0600B1 | A0600.139 | LOWER HEMISPHERE FOR PROSTHESIS DIA. 39 |  | A0600.000 | N. A. | N. A. | N. A. | N. A. | N. A. | N. A. | N. A. | N. A. | N. A. | N. A. | N. A. | PS/A0600B1 | 00 | 2007-10-18 | N. A. | N. A. | N. A. | A0600B1 | N. A. | N. A. | N. A. | SEMIFINISHED GOODS | N. A. | N. A. | N. A. | N. A. | N. A. | N. A. |  | N. A. | N. A. | N. A. | N. A. | N. A. | N. A. | N. A. | N. A. | N. A. | N. A. | 1 | SUB COMPONENTS | 0 | ADDED NEW PRODUCTS AS PER EMAIL FROM SBG DTD 30OCT2018 CHANGED ON 07NOV2018 | N | SUB COMPONENTS |  | No | No | N. A. | N. A. | N. A. | N. A.
A0600B1 | A0600.140 | LOWER HEMISPHERE FOR PROSTHESIS DIA. 40 |  | A0600.000 | N. A. | N. A. | N. A. | N. A. | N. A. | N. A. | N. A. | N. A. | N. A. | N. A. | N. A. | PS/A0600B1 | 00 | 2007-10-18 | N. A. | N. A. | N. A. | A0600B1 | N. A. | N. A. | N. A. | SEMIFINISHED GOODS | N. A. | N. A. | N. A. | N. A. | N. A. | N. A. |  | N. A. | N. A. | N. A. | N. A. | N. A. | N. A. | N. A. | N. A. | N. A. | N. A. | 1 | SUB COMPONENTS | 0 | ADDED NEW PRODUCTS AS PER EMAIL FROM SBG DTD 30OCT2018 CHANGED ON 07NOV2018 | N | SUB COMPONENTS |  | No | No | N. A. | N. A. | N. A. | N. A.
A0600B1 | A0600.141 | LOWER HEMISPHERE FOR PROSTHESIS DIA. 41 |  | A0600.000 | N. A. | N. A. | N. A. | N. A. | N. A. | N. A. | N. A. | N. A. | N. A. | N. A. | N. A. | PS/A0600B1 | 00 | 2007-10-18 | N. A. | N. A. | N. A. | A0600B1 | N. A. | N. A. | N. A. | SEMIFINISHED GOODS | N. A. | N. A. | N. A. | N. A. | N. A. | N. A. |  | N. A. | N. A. | N. A. | N. A. | N. A. | N. A. | N. A. | N. A. | N. A. | N. A. | 1 | SUB COMPONENTS | 0 | ADDED NEW PRODUCTS AS PER EMAIL FROM SBG DTD 30OCT2018 CHANGED ON 07NOV2018 | N | SUB COMPONENTS |  | No | No | N. A. | N. A. | N. A. | N. A.
A0600B1 | A0600.142 | LOWER HEMISPHERE FOR PROSTHESIS DIA. 42 |  | A0600.000 | N. A. | N. A. | N. A. | N. A. | N. A. | N. A. | N. A. | N. A. | N. A. | N. A. | N. A. | PS/A0600B1 | 00 | 2007-10-18 | N. A. | N. A. | N. A. | A0600B1 | N. A. | N. A. | N. A. | SEMIFINISHED GOODS | N. A. | N. A. | N. A. | N. A. | N. A. | N. A. |  | N. A. | N. A. | N. A. | N. A. | N. A. | N. A. | N. A. | N. A. | N. A. | N. A. | 1 | SUB COMPONENTS | 0 | ADDED NEW PRODUCTS AS PER EMAIL FROM SBG DTD 30OCT2018 CHANGED ON 07NOV2018 | N | SUB COMPONENTS |  | No | No | N. A. | N. A. | N. A. | N. A.
A0600B1 | A0600.143 | LOWER HEMISPHERE FOR PROSTHESIS DIA. 43 |  | A0600.000 | N. A. | N. A. | N. A. | N. A. | N. A. | N. A. | N. A. | N. A. | N. A. | N. A. | N. A. | PS/A0600B1 | 00 | 2007-10-18 | N. A. | N. A. | N. A. | A0600B1 | N. A. | N. A. | N. A. | SEMIFINISHED GOODS | N. A. | N. A. | N. A. | N. A. | N. A. | N. A. |  | N. A. | N. A. | N. A. | N. A. | N. A. | N. A. | N. A. | N. A. | N. A. | N. A. | 1 | SUB COMPONENTS | 0 | ADDED NEW PRODUCTS AS PER EMAIL FROM SBG DTD 30OCT2018 CHANGED ON 07NOV2018 | N | SUB COMPONENTS |  | No | No | N. A. | N. A. | N. A. | N. A.
A0600B1 | A0600.144 | LOWER HEMISPHERE FOR PROSTHESIS DIA. 44 |  | A0600.000 | N. A. | N. A. | N. A. | N. A. | N. A. | N. A. | N. A. | N. A. | N. A. | N. A. | N. A. | PS/A0600B1 | 00 | 2007-10-18 | N. A. | N. A. | N. A. | A0600B1 | N. A. | N. A. | N. A. | SEMIFINISHED GOODS | N. A. | N. A. | N. A. | N. A. | N. A. | N. A. |  | N. A. | N. A. | N. A. | N. A. | N. A. | N. A. | N. A. | N. A. | N. A. | N. A. | 1 | SUB COMPONENTS | 0 | ADDED NEW PRODUCTS AS PER EMAIL FROM SBG DTD 30OCT2018 CHANGED ON 07NOV2018 | N | SUB COMPONENTS |  | No | No | N. A. | N. A. | N. A. | N. A.
A0600B1 | A0600.145 | LOWER HEMISPHERE FOR PROSTHESIS DIA. 45 |  | A0600.000 | N. A. | N. A. | N. A. | N. A. | N. A. | N. A. | N. A. | N. A. | N. A. | N. A. | N. A. | PS/A0600B1 | 00 | 2007-10-18 | N. A. | N. A. | N. A. | A0600B1 | N. A. | N. A. | N. A. | SEMIFINISHED GOODS | N. A. | N. A. | N. A. | N. A. | N. A. | N. A. |  | N. A. | N. A. | N. A. | N. A. | N. A. | N. A. | N. A. | N. A. | N. A. | N. A. | 1 | SUB COMPONENTS | 0 | ADDED NEW PRODUCTS AS PER EMAIL FROM SBG DTD 30OCT2018 CHANGED ON 07NOV2018 | N | SUB COMPONENTS |  | No | No | N. A. | N. A. | N. A. | N. A.
A0600B1 | A0600.146 | LOWER HEMISPHERE FOR PROSTHESIS DIA. 46 |  | A0600.000 | N. A. | N. A. | N. A. | N. A. | N. A. | N. A. | N. A. | N. A. | N. A. | N. A. | N. A. | PS/A0600B1 | 00 | 2007-10-18 | N. A. | N. A. | N. A. | A0600B1 | N. A. | N. A. | N. A. | SEMIFINISHED GOODS | N. A. | N. A. | N. A. | N. A. | N. A. | N. A. |  | N. A. | N. A. | N. A. | N. A. | N. A. | N. A. | N. A. | N. A. | N. A. | N. A. | 1 | SUB COMPONENTS | 0 | ADDED NEW PRODUCTS AS PER EMAIL FROM SBG DTD 30OCT2018 CHANGED ON 07NOV2018 | N | SUB COMPONENTS |  | No | No | N. A. | N. A. | N. A. | N. A.
A0600B1 | A0600.147 | LOWER HEMISPHERE FOR PROSTHESIS DIA. 47 |  | A0600.000 | N. A. | N. A. | N. A. | N. A. | N. A. | N. A. | N. A. | N. A. | N. A. | N. A. | N. A. | PS/A0600B1 | 00 | 2007-10-18 | N. A. | N. A. | N. A. | A0600B1 | N. A. | N. A. | N. A. | SEMIFINISHED GOODS | N. A. | N. A. | N. A. | N. A. | N. A. | N. A. |  | N. A. | N. A. | N. A. | N. A. | N. A. | N. A. | N. A. | N. A. | N. A. | N. A. | 1 | SUB COMPONENTS | 0 | ADDED NEW PRODUCTS AS PER EMAIL FROM SBG DTD 30OCT2018 CHANGED ON 07NOV2018 | N | SUB COMPONENTS |  | No | No | N. A. | N. A. | N. A. | N. A.
A0600B1 | A0600.148 | LOWER HEMISPHERE FOR PROSTHESIS DIA. 48 |  | A0600.000 | N. A. | N. A. | N. A. | N. A. | N. A. | N. A. | N. A. | N. A. | N. A. | N. A. | N. A. | PS/A0600B1 | 00 | 2007-10-18 | N. A. | N. A. | N. A. | A0600B1 | N. A. | N. A. | N. A. | SEMIFINISHED GOODS | N. A. | N. A. | N. A. | N. A. | N. A. | N. A. |  | N. A. | N. A. | N. A. | N. A. | N. A. | N. A. | N. A. | N. A. | N. A. | N. A. | 1 | SUB COMPONENTS | 0 | ADDED NEW PRODUCTS AS PER EMAIL FROM SBG DTD 30OCT2018 CHANGED ON 07NOV2018 | N | SUB COMPONENTS |  | No | No | N. A. | N. A. | N. A. | N. A.
A0600B1 | A0600.149 | LOWER HEMISPHERE FOR PROSTHESIS DIA. 49 |  | A0600.000 | N. A. | N. A. | N. A. | N. A. | N. A. | N. A. | N. A. | N. A. | N. A. | N. A. | N. A. | PS/A0600B1 | 00 | 2007-10-18 | N. A. | N. A. | N. A. | A0600B1 | N. A. | N. A. | N. A. | SEMIFINISHED GOODS | N. A. | N. A. | N. A. | N. A. | N. A. | N. A. |  | N. A. | N. A. | N. A. | N. A. | N. A. | N. A. | N. A. | N. A. | N. A. | N. A. | 1 | SUB COMPONENTS | 0 | ADDED NEW PRODUCTS AS PER EMAIL FROM SBG DTD 30OCT2018 CHANGED ON 07NOV2018 | N | SUB COMPONENTS |  | No | No | N. A. | N. A. | N. A. | N. A.
A0600B1 | A0600.150 | LOWER HEMISPHERE FOR PROSTHESIS DIA. 50 |  | A0600.000 | N. A. | N. A. | N. A. | N. A. | N. A. | N. A. | N. A. | N. A. | N. A. | N. A. | N. A. | PS/A0600B1 | 00 | 2007-10-18 | N. A. | N. A. | N. A. | A0600B1 | N. A. | N. A. | N. A. | SEMIFINISHED GOODS | N. A. | N. A. | N. A. | N. A. | N. A. | N. A. |  | N. A. | N. A. | N. A. | N. A. | N. A. | N. A. | N. A. | N. A. | N. A. | N. A. | 1 | SUB COMPONENTS | 0 | ADDED NEW PRODUCTS AS PER EMAIL FROM SBG DTD 30OCT2018 CHANGED ON 07NOV2018 | N | SUB COMPONENTS |  | No | No | N. A. | N. A. | N. A. | N. A.
A0600B1 | A0600.151 | LOWER HEMISPHERE FOR PROSTHESIS DIA. 51 |  | A0600.000 | N. A. | N. A. | N. A. | N. A. | N. A. | N. A. | N. A. | N. A. | N. A. | N. A. | N. A. | PS/A0600B1 | 00 | 2007-10-18 | N. A. | N. A. | N. A. | A0600B1 | N. A. | N. A. | N. A. | SEMIFINISHED GOODS | N. A. | N. A. | N. A. | N. A. | N. A. | N. A. |  | N. A. | N. A. | N. A. | N. A. | N. A. | N. A. | N. A. | N. A. | N. A. | N. A. | 1 | SUB COMPONENTS | 0 | ADDED NEW PRODUCTS AS PER EMAIL FROM SBG DTD 30OCT2018 CHANGED ON 07NOV2018 | N | SUB COMPONENTS |  | No | No | N. A. | N. A. | N. A. | N. A.
A0600B1 | A0600.152 | LOWER HEMISPHERE FOR PROSTHESIS DIA. 52 |  | A0600.000 | N. A. | N. A. | N. A. | N. A. | N. A. | N. A. | N. A. | N. A. | N. A. | N. A. | N. A. | PS/A0600B1 | 00 | 2007-10-18 | N. A. | N. A. | N. A. | A0600B1 | N. A. | N. A. | N. A. | SEMIFINISHED GOODS | N. A. | N. A. | N. A. | N. A. | N. A. | N. A. |  | N. A. | N. A. | N. A. | N. A. | N. A. | N. A. | N. A. | N. A. | N. A. | N. A. | 1 | SUB COMPONENTS | 0 | ADDED NEW PRODUCTS AS PER EMAIL FROM SBG DTD 30OCT2018 CHANGED ON 07NOV2018 | N | SUB COMPONENTS |  | No | No | N. A. | N. A. | N. A. | N. A.
A0600B1 | A0600.153 | LOWER HEMISPHERE FOR PROSTHESIS DIA. 53 |  | A0600.000 | N. A. | N. A. | N. A. | N. A. | N. A. | N. A. | N. A. | N. A. | N. A. | N. A. | N. A. | PS/A0600B1 | 00 | 2007-10-18 | N. A. | N. A. | N. A. | A0600B1 | N. A. | N. A. | N. A. | SEMIFINISHED GOODS | N. A. | N. A. | N. A. | N. A. | N. A. | N. A. |  | N. A. | N. A. | N. A. | N. A. | N. A. | N. A. | N. A. | N. A. | N. A. | N. A. | 1 | SUB COMPONENTS | 0 | ADDED NEW PRODUCTS AS PER EMAIL FROM SBG DTD 30OCT2018 CHANGED ON 07NOV2018 | N | SUB COMPONENTS |  | No | No | N. A. | N. A. | N. A. | N. A.
A0600B1 | A0600.154 | LOWER HEMISPHERE FOR PROSTHESIS DIA. 54 |  | A0600.000 | N. A. | N. A. | N. A. | N. A. | N. A. | N. A. | N. A. | N. A. | N. A. | N. A. | N. A. | PS/A0600B1 | 00 | 2007-10-18 | N. A. | N. A. | N. A. | A0600B1 | N. A. | N. A. | N. A. | SEMIFINISHED GOODS | N. A. | N. A. | N. A. | N. A. | N. A. | N. A. |  | N. A. | N. A. | N. A. | N. A. | N. A. | N. A. | N. A. | N. A. | N. A. | N. A. | 1 | SUB COMPONENTS | 0 | ADDED NEW PRODUCTS AS PER EMAIL FROM SBG DTD 30OCT2018 CHANGED ON 07NOV2018 | N | SUB COMPONENTS |  | No | No | N. A. | N. A. | N. A. | N. A.
A0600B1 | A0600.155 | LOWER HEMISPHERE FOR PROSTHESIS DIA. 55 |  | A0600.000 | N. A. | N. A. | N. A. | N. A. | N. A. | N. A. | N. A. | N. A. | N. A. | N. A. | N. A. | PS/A0600B1 | 00 | 2007-10-18 | N. A. | N. A. | N. A. | A0600B1 | N. A. | N. A. | N. A. | SEMIFINISHED GOODS | N. A. | N. A. | N. A. | N. A. | N. A. | N. A. |  | N. A. | N. A. | N. A. | N. A. | N. A. | N. A. | N. A. | N. A. | N. A. | N. A. | 1 | SUB COMPONENTS | 0 | ADDED NEW PRODUCTS AS PER EMAIL FROM SBG DTD 30OCT2018 CHANGED ON 07NOV2018 | N | SUB COMPONENTS |  | No | No | N. A. | N. A. | N. A. | N. A.
A0600B2 | A0600.235 | UPPER HEMISPHERE FOR PROSTHESIS DIA. 35 |  | A0600.000 | N. A. | N. A. | N. A. | N. A. | N. A. | N. A. | N. A. | N. A. | N. A. | N. A. | N. A. | PS/A0600B2 | 00 | 2007-10-18 | N. A. | N. A. | N. A. | A0600B2 | N. A. | N. A. | N. A. | SEMIFINISHED GOODS | N. A. | N. A. | N. A. | N. A. | N. A. | N. A. |  | N. A. | N. A. | N. A. | N. A. | N. A. | N. A. | N. A. | N. A. | N. A. | N. A. | 1 | SUB COMPONENTS | 0 | ADDED NEW PRODUCTS AS PER EMAIL FROM SBG DTD 30OCT2018 CHANGED ON 07NOV2018 | N | SUB COMPONENTS |  | No | No | N. A. | N. A. | N. A. | N. A.
A0600B2 | A0600.236 | UPPER HEMISPHERE FOR PROSTHESIS DIA. 36 |  | A0600.000 | N. A. | N. A. | N. A. | N. A. | N. A. | N. A. | N. A. | N. A. | N. A. | N. A. | N. A. | PS/A0600B2 | 00 | 2007-10-18 | N. A. | N. A. | N. A. | A0600B2 | N. A. | N. A. | N. A. | SEMIFINISHED GOODS | N. A. | N. A. | N. A. | N. A. | N. A. | N. A. |  | N. A. | N. A. | N. A. | N. A. | N. A. | N. A. | N. A. | N. A. | N. A. | N. A. | 1 | SUB COMPONENTS | 0 | ADDED NEW PRODUCTS AS PER EMAIL FROM SBG DTD 30OCT2018 CHANGED ON 07NOV2018 | N | SUB COMPONENTS |  | No | No | N. A. | N. A. | N. A. | N. A.
A0600B2 | A0600.237 | UPPER HEMISPHERE FOR PROSTHESIS DIA. 37 |  | A0600.000 | N. A. | N. A. | N. A. | N. A. | N. A. | N. A. | N. A. | N. A. | N. A. | N. A. | N. A. | PS/A0600B2 | 00 | 2007-10-18 | N. A. | N. A. | N. A. | A0600B2 | N. A. | N. A. | N. A. | SEMIFINISHED GOODS | N. A. | N. A. | N. A. | N. A. | N. A. | N. A. |  | N. A. | N. A. | N. A. | N. A. | N. A. | N. A. | N. A. | N. A. | N. A. | N. A. | 1 | SUB COMPONENTS | 0 | ADDED NEW PRODUCTS AS PER EMAIL FROM SBG DTD 30OCT2018 CHANGED ON 07NOV2018 | N | SUB COMPONENTS |  | No | No | N. A. | N. A. | N. A. | N. A.
A0600B2 | A0600.238 | UPPER HEMISPHERE FOR PROSTHESIS DIA. 38 |  | A0600.000 | N. A. | N. A. | N. A. | N. A. | N. A. | N. A. | N. A. | N. A. | N. A. | N. A. | N. A. | PS/A0600B2 | 00 | 2007-10-18 | N. A. | N. A. | N. A. | A0600B2 | N. A. | N. A. | N. A. | SEMIFINISHED GOODS | N. A. | N. A. | N. A. | N. A. | N. A. | N. A. |  | N. A. | N. A. | N. A. | N. A. | N. A. | N. A. | N. A. | N. A. | N. A. | N. A. | 1 | SUB COMPONENTS | 0 | ADDED NEW PRODUCTS AS PER EMAIL FROM SBG DTD 30OCT2018 CHANGED ON 07NOV2018 | N | SUB COMPONENTS |  | No | No | N. A. | N. A. | N. A. | N. A.
A0600B2 | A0600.239 | UPPER HEMISPHERE FOR PROSTHESIS DIA. 39 |  | A0600.000 | N. A. | N. A. | N. A. | N. A. | N. A. | N. A. | N. A. | N. A. | N. A. | N. A. | N. A. | PS/A0600B2 | 00 | 2007-10-18 | N. A. | N. A. | N. A. | A0600B2 | N. A. | N. A. | N. A. | SEMIFINISHED GOODS | N. A. | N. A. | N. A. | N. A. | N. A. | N. A. |  | N. A. | N. A. | N. A. | N. A. | N. A. | N. A. | N. A. | N. A. | N. A. | N. A. | 1 | SUB COMPONENTS | 0 | ADDED NEW PRODUCTS AS PER EMAIL FROM SBG DTD 30OCT2018 CHANGED ON 07NOV2018 | N | SUB COMPONENTS |  | No | No | N. A. | N. A. | N. A. | N. A.
A0600B2 | A0600.240 | UPPER HEMISPHERE FOR PROSTHESIS DIA. 40 |  | A0600.000 | N. A. | N. A. | N. A. | N. A. | N. A. | N. A. | N. A. | N. A. | N. A. | N. A. | N. A. | PS/A0600B2 | 00 | 2007-10-18 | N. A. | N. A. | N. A. | A0600B2 | N. A. | N. A. | N. A. | SEMIFINISHED GOODS | N. A. | N. A. | N. A. | N. A. | N. A. | N. A. |  | N. A. | N. A. | N. A. | N. A. | N. A. | N. A. | N. A. | N. A. | N. A. | N. A. | 1 | SUB COMPONENTS | 0 | ADDED NEW PRODUCTS AS PER EMAIL FROM SBG DTD 30OCT2018 CHANGED ON 07NOV2018 | N | SUB COMPONENTS |  | No | No | N. A. | N. A. | N. A. | N. A.
A0600B2 | A0600.241 | UPPER HEMISPHERE FOR PROSTHESIS DIA. 41 |  | A0600.000 | N. A. | N. A. | N. A. | N. A. | N. A. | N. A. | N. A. | N. A. | N. A. | N. A. | N. A. | PS/A0600B2 | 00 | 2007-10-18 | N. A. | N. A. | N. A. | A0600B2 | N. A. | N. A. | N. A. | SEMIFINISHED GOODS | N. A. | N. A. | N. A. | N. A. | N. A. | N. A. |  | N. A. | N. A. | N. A. | N. A. | N. A. | N. A. | N. A. | N. A. | N. A. | N. A. | 1 | SUB COMPONENTS | 0 | ADDED NEW PRODUCTS AS PER EMAIL FROM SBG DTD 30OCT2018 CHANGED ON 07NOV2018 | N | SUB COMPONENTS |  | No | No | N. A. | N. A. | N. A. | N. A.
A0600B2 | A0600.242 | UPPER HEMISPHERE FOR PROSTHESIS DIA. 42 |  | A0600.000 | N. A. | N. A. | N. A. | N. A. | N. A. | N. A. | N. A. | N. A. | N. A. | N. A. | N. A. | PS/A0600B2 | 00 | 2007-10-18 | N. A. | N. A. | N. A. | A0600B2 | N. A. | N. A. | N. A. | SEMIFINISHED GOODS | N. A. | N. A. | N. A. | N. A. | N. A. | N. A. |  | N. A. | N. A. | N. A. | N. A. | N. A. | N. A. | N. A. | N. A. | N. A. | N. A. | 1 | SUB COMPONENTS | 0 | ADDED NEW PRODUCTS AS PER EMAIL FROM SBG DTD 30OCT2018 CHANGED ON 07NOV2018 | N | SUB COMPONENTS |  | No | No | N. A. | N. A. | N. A. | N. A.
A0600B2 | A0600.243 | UPPER HEMISPHERE FOR PROSTHESIS DIA. 43 |  | A0600.000 | N. A. | N. A. | N. A. | N. A. | N. A. | N. A. | N. A. | N. A. | N. A. | N. A. | N. A. | PS/A0600B2 | 00 | 2007-10-18 | N. A. | N. A. | N. A. | A0600B2 | N. A. | N. A. | N. A. | SEMIFINISHED GOODS | N. A. | N. A. | N. A. | N. A. | N. A. | N. A. |  | N. A. | N. A. | N. A. | N. A. | N. A. | N. A. | N. A. | N. A. | N. A. | N. A. | 1 | SUB COMPONENTS | 0 | ADDED NEW PRODUCTS AS PER EMAIL FROM SBG DTD 30OCT2018 CHANGED ON 07NOV2018 | N | SUB COMPONENTS |  | No | No | N. A. | N. A. | N. A. | N. A.
A0600B2 | A0600.244 | UPPER HEMISPHERE FOR PROSTHESIS DIA. 44 |  | A0600.000 | N. A. | N. A. | N. A. | N. A. | N. A. | N. A. | N. A. | N. A. | N. A. | N. A. | N. A. | PS/A0600B2 | 00 | 2007-10-18 | N. A. | N. A. | N. A. | A0600B2 | N. A. | N. A. | N. A. | SEMIFINISHED GOODS | N. A. | N. A. | N. A. | N. A. | N. A. | N. A. |  | N. A. | N. A. | N. A. | N. A. | N. A. | N. A. | N. A. | N. A. | N. A. | N. A. | 1 | SUB COMPONENTS | 0 | ADDED NEW PRODUCTS AS PER EMAIL FROM SBG DTD 30OCT2018 CHANGED ON 07NOV2018 | N | SUB COMPONENTS |  | No | No | N. A. | N. A. | N. A. | N. A.
A0600B2 | A0600.245 | UPPER HEMISPHERE FOR PROSTHESIS DIA. 45 |  | A0600.000 | N. A. | N. A. | N. A. | N. A. | N. A. | N. A. | N. A. | N. A. | N. A. | N. A. | N. A. | PS/A0600B2 | 00 | 2007-10-18 | N. A. | N. A. | N. A. | A0600B2 | N. A. | N. A. | N. A. | SEMIFINISHED GOODS | N. A. | N. A. | N. A. | N. A. | N. A. | N. A. |  | N. A. | N. A. | N. A. | N. A. | N. A. | N. A. | N. A. | N. A. | N. A. | N. A. | 1 | SUB COMPONENTS | 0 | ADDED NEW PRODUCTS AS PER EMAIL FROM SBG DTD 30OCT2018 CHANGED ON 07NOV2018 | N | SUB COMPONENTS |  | No | No | N. A. | N. A. | N. A. | N. A.
A0600B2 | A0600.246 | UPPER HEMISPHERE FOR PROSTHESIS DIA. 46 |  | A0600.000 | N. A. | N. A. | N. A. | N. A. | N. A. | N. A. | N. A. | N. A. | N. A. | N. A. | N. A. | PS/A0600B2 | 00 | 2007-10-18 | N. A. | N. A. | N. A. | A0600B2 | N. A. | N. A. | N. A. | SEMIFINISHED GOODS | N. A. | N. A. | N. A. | N. A. | N. A. | N. A. |  | N. A. | N. A. | N. A. | N. A. | N. A. | N. A. | N. A. | N. A. | N. A. | N. A. | 1 | SUB COMPONENTS | 0 | ADDED NEW PRODUCTS AS PER EMAIL FROM SBG DTD 30OCT2018 CHANGED ON 07NOV2018 | N | SUB COMPONENTS |  | No | No | N. A. | N. A. | N. A. | N. A.
A0600B2 | A0600.247 | UPPER HEMISPHERE FOR PROSTHESIS DIA. 47 |  | A0600.000 | N. A. | N. A. | N. A. | N. A. | N. A. | N. A. | N. A. | N. A. | N. A. | N. A. | N. A. | PS/A0600B2 | 00 | 2007-10-18 | N. A. | N. A. | N. A. | A0600B2 | N. A. | N. A. | N. A. | SEMIFINISHED GOODS | N. A. | N. A. | N. A. | N. A. | N. A. | N. A. |  | N. A. | N. A. | N. A. | N. A. | N. A. | N. A. | N. A. | N. A. | N. A. | N. A. | 1 | SUB COMPONENTS | 0 | ADDED NEW PRODUCTS AS PER EMAIL FROM SBG DTD 30OCT2018 CHANGED ON 07NOV2018 | N | SUB COMPONENTS |  | No | No | N. A. | N. A. | N. A. | N. A.
A0600B2 | A0600.248 | UPPER HEMISPHERE FOR PROSTHESIS DIA. 48 |  | A0600.000 | N. A. | N. A. | N. A. | N. A. | N. A. | N. A. | N. A. | N. A. | N. A. | N. A. | N. A. | PS/A0600B2 | 00 | 2007-10-18 | N. A. | N. A. | N. A. | A0600B2 | N. A. | N. A. | N. A. | SEMIFINISHED GOODS | N. A. | N. A. | N. A. | N. A. | N. A. | N. A. |  | N. A. | N. A. | N. A. | N. A. | N. A. | N. A. | N. A. | N. A. | N. A. | N. A. | 1 | SUB COMPONENTS | 0 | ADDED NEW PRODUCTS AS PER EMAIL FROM SBG DTD 30OCT2018 CHANGED ON 07NOV2018 | N | SUB COMPONENTS |  | No | No | N. A. | N. A. | N. A. | N. A.
A0600B2 | A0600.249 | UPPER HEMISPHERE FOR PROSTHESIS DIA. 49 |  | A0600.000 | N. A. | N. A. | N. A. | N. A. | N. A. | N. A. | N. A. | N. A. | N. A. | N. A. | N. A. | PS/A0600B2 | 00 | 2007-10-18 | N. A. | N. A. | N. A. | A0600B2 | N. A. | N. A. | N. A. | SEMIFINISHED GOODS | N. A. | N. A. | N. A. | N. A. | N. A. | N. A. |  | N. A. | N. A. | N. A. | N. A. | N. A. | N. A. | N. A. | N. A. | N. A. | N. A. | 1 | SUB COMPONENTS | 0 | ADDED NEW PRODUCTS AS PER EMAIL FROM SBG DTD 30OCT2018 CHANGED ON 07NOV2018 | N | SUB COMPONENTS |  | No | No | N. A. | N. A. | N. A. | N. A.
A0600B2 | A0600.250 | UPPER HEMISPHERE FOR PROSTHESIS DIA. 50 |  | A0600.000 | N. A. | N. A. | N. A. | N. A. | N. A. | N. A. | N. A. | N. A. | N. A. | N. A. | N. A. | PS/A0600B2 | 00 | 2007-10-18 | N. A. | N. A. | N. A. | A0600B2 | N. A. | N. A. | N. A. | SEMIFINISHED GOODS | N. A. | N. A. | N. A. | N. A. | N. A. | N. A. |  | N. A. | N. A. | N. A. | N. A. | N. A. | N. A. | N. A. | N. A. | N. A. | N. A. | 1 | SUB COMPONENTS | 0 | ADDED NEW PRODUCTS AS PER EMAIL FROM SBG DTD 30OCT2018 CHANGED ON 07NOV2018 | N | SUB COMPONENTS |  | No | No | N. A. | N. A. | N. A. | N. A.
A0600B2 | A0600.251 | UPPER HEMISPHERE FOR PROSTHESIS DIA. 51 |  | A0600.000 | N. A. | N. A. | N. A. | N. A. | N. A. | N. A. | N. A. | N. A. | N. A. | N. A. | N. A. | PS/A0600B2 | 00 | 2007-10-18 | N. A. | N. A. | N. A. | A0600B2 | N. A. | N. A. | N. A. | SEMIFINISHED GOODS | N. A. | N. A. | N. A. | N. A. | N. A. | N. A. |  | N. A. | N. A. | N. A. | N. A. | N. A. | N. A. | N. A. | N. A. | N. A. | N. A. | 1 | SUB COMPONENTS | 0 | ADDED NEW PRODUCTS AS PER EMAIL FROM SBG DTD 30OCT2018 CHANGED ON 07NOV2018 | N | SUB COMPONENTS |  | No | No | N. A. | N. A. | N. A. | N. A.
A0600B2 | A0600.252 | UPPER HEMISPHERE FOR PROSTHESIS DIA. 52 |  | A0600.000 | N. A. | N. A. | N. A. | N. A. | N. A. | N. A. | N. A. | N. A. | N. A. | N. A. | N. A. | PS/A0600B2 | 00 | 2007-10-18 | N. A. | N. A. | N. A. | A0600B2 | N. A. | N. A. | N. A. | SEMIFINISHED GOODS | N. A. | N. A. | N. A. | N. A. | N. A. | N. A. |  | N. A. | N. A. | N. A. | N. A. | N. A. | N. A. | N. A. | N. A. | N. A. | N. A. | 1 | SUB COMPONENTS | 0 | ADDED NEW PRODUCTS AS PER EMAIL FROM SBG DTD 30OCT2018 CHANGED ON 07NOV2018 | N | SUB COMPONENTS |  | No | No | N. A. | N. A. | N. A. | N. A.
A0600B2 | A0600.253 | UPPER HEMISPHERE FOR PROSTHESIS DIA. 53 |  | A0600.000 | N. A. | N. A. | N. A. | N. A. | N. A. | N. A. | N. A. | N. A. | N. A. | N. A. | N. A. | PS/A0600B2 | 00 | 2007-10-18 | N. A. | N. A. | N. A. | A0600B2 | N. A. | N. A. | N. A. | SEMIFINISHED GOODS | N. A. | N. A. | N. A. | N. A. | N. A. | N. A. |  | N. A. | N. A. | N. A. | N. A. | N. A. | N. A. | N. A. | N. A. | N. A. | N. A. | 1 | SUB COMPONENTS | 0 | ADDED NEW PRODUCTS AS PER EMAIL FROM SBG DTD 30OCT2018 CHANGED ON 07NOV2018 | N | SUB COMPONENTS |  | No | No | N. A. | N. A. | N. A. | N. A.
A0600B2 | A0600.254 | UPPER HEMISPHERE FOR PROSTHESIS DIA. 54 |  | A0600.000 | N. A. | N. A. | N. A. | N. A. | N. A. | N. A. | N. A. | N. A. | N. A. | N. A. | N. A. | PS/A0600B2 | 00 | 2007-10-18 | N. A. | N. A. | N. A. | A0600B2 | N. A. | N. A. | N. A. | SEMIFINISHED GOODS | N. A. | N. A. | N. A. | N. A. | N. A. | N. A. |  | N. A. | N. A. | N. A. | N. A. | N. A. | N. A. | N. A. | N. A. | N. A. | N. A. | 1 | SUB COMPONENTS | 0 | ADDED NEW PRODUCTS AS PER EMAIL FROM SBG DTD 30OCT2018 CHANGED ON 07NOV2018 | N | SUB COMPONENTS |  | No | No | N. A. | N. A. | N. A. | N. A.
A0600B2 | A0600.255 | UPPER HEMISPHERE FOR PROSTHESIS DIA. 55 |  | A0600.000 | N. A. | N. A. | N. A. | N. A. | N. A. | N. A. | N. A. | N. A. | N. A. | N. A. | N. A. | PS/A0600B2 | 00 | 2007-10-18 | N. A. | N. A. | N. A. | A0600B2 | N. A. | N. A. | N. A. | SEMIFINISHED GOODS | N. A. | N. A. | N. A. | N. A. | N. A. | N. A. |  | N. A. | N. A. | N. A. | N. A. | N. A. | N. A. | N. A. | N. A. | N. A. | N. A. | 1 | SUB COMPONENTS | 0 | ADDED NEW PRODUCTS AS PER EMAIL FROM SBG DTD 30OCT2018 CHANGED ON 07NOV2018 | N | SUB COMPONENTS |  | No | No | N. A. | N. A. | N. A. | N. A.
A0607S | A0601.0001 | STEM FOR AUSTIN MOORE PROSTHESIS NARROW STEM |  | A0607.000 | 05 | 2018-06-12 | N. A. | N. A. | N. A. | QPR/A0607S | 00 | 2007-11-10 | N. A. | N. A. | N. A. | N. A. | N. A. | N. A. | N. A. | N. A. | N. A. | A0607 | TMF-1 | IU/6 | N. A. | SEMIFINISHED GOODS | N. A. | N. A. | N. A. | N. A. | N. A. | N. A. |  | N. A. | N. A. | N. A. | N. A. | N. A. | N. A. | N. A. | N. A. | N. A. | N. A. | 1 | SUB COMPONENTS | NA | Initial issue | N | SUB COMPONENTS |  | No | No | N. A. | N. A. | N. A. | N. A.
A0607 | A0601.035 | AUSTIN MOORE PROSTHESIS, XL, S`RUT, NARROW STEM, NON STERILE 35MM |  | A0607.000, A0607000M | 05 | 2018-06-12 | N. A. | N. A. | N. A. | QPF/A0607 | 00 | 2007-11-10 | N. A. | N. A. | N. A. | PS/A0607 | 04 | 2022-10-06 | 2022-11-04 | 2019-11-05 | N. A. | A0607 | TMF-1 | IU/6 | Class C | PSI | SUSHRUT™ | Austin Moore Prosthesis | NARROW STEM, NON STERILE 35MM | 16 | No | Yes |  | No | N. A. | No | N. A. | No | Yes | No | Yes | M. L.: MFG/MD/2021/000369 |  | 1 | SUSHRUT PRODUCTS\CONVENTIONAL IMPLANTS\AUSTIN MOOR - NON-STERILE | 0.227 | Correcteed drawing number, PS and QPF with its revision and date | N | HEMI ENDOPROSTHESIS |  | 1 | No | Yes | Yes | Yes | N. A.
A0607 | A0601.036 | AUSTIN MOORE PROSTHESIS, XL, S`RUT, NARROW STEM, NON STERILE 36MM |  | A0607.000, A0607000M | 05 | 2018-06-12 | N. A. | N. A. | N. A. | QPF/A0607 | 00 | 2007-11-10 | N. A. | N. A. | N. A. | PS/A0607 | 04 | 2022-10-06 | 2022-11-04 | 2019-11-05 | N. A. | A0607 | TMF-1 | IU/6 | Class C | FINISHED GOODS | SUSHRUT™ | Austin Moore Prosthesis | NARROW STEM, NON STERILE 36MM | 16 | No | Yes |  | No | N. A. | No | N. A. | No | Yes | No | Yes | M. L.: MFG/MD/2021/000369 |  | 1 | SUSHRUT PRODUCTS\CONVENTIONAL IMPLANTS\AUSTIN MOOR - NON-STERILE | 0.23 | Correcteed drawing number, PS and QPF with its revision and date | Y | HEMI ENDOPROSTHESIS |  | 1 | No | Yes | Yes | Yes | N. A.
A0607 | A0601.037 | AUSTIN MOORE PROSTHESIS, XL, S`RUT, NARROW STEM, NON STERILE 37MM |  | A0607.000, A0607000M | 05 | 2018-06-12 | N. A. | N. A. | N. A. | QPF/A0607 | 00 | 2007-11-10 | N. A. | N. A. | N. A. | PS/A0607 | 04 | 2022-10-06 | 2022-11-04 | 2019-11-05 | N. A. | A0607 | TMF-1 | IU/6 | Class C | FINISHED GOODS | SUSHRUT™ | Austin Moore Prosthesis | NARROW STEM, NON STERILE 37MM | 16 | No | Yes |  | No | N. A. | No | N. A. | No | Yes | No | Yes | M. L.: MFG/MD/2021/000369 |  | 1 | SUSHRUT PRODUCTS\CONVENTIONAL IMPLANTS\AUSTIN MOOR - NON-STERILE | 0.024 | Correcteed drawing number, PS and QPF with its revision and date | N | HEMI ENDOPROSTHESIS |  | 1 | No | Yes | Yes | Yes | N. A.
A0607 | A0601.038 | AUSTIN MOORE PROSTHESIS, XL, S`RUT, NARROW STEM, NON STERILE 38MM |  | A0607.000, A0607000M | 05 | 2018-06-12 | N. A. | N. A. | N. A. | QPF/A0607 | 00 | 2007-11-10 | N. A. | N. A. | N. A. | PS/A0607 | 04 | 2022-10-06 | 2022-11-04 | 2019-11-05 | N. A. | A0607 | TMF-1 | IU/6 | Class C | FINISHED GOODS | SUSHRUT™ | Austin Moore Prosthesis | NARROW STEM, NON STERILE 38MM | 16 | No | Yes |  | No | N. A. | No | N. A. | No | Yes | No | Yes | M. L.: MFG/MD/2021/000369 |  | 1 | SUSHRUT PRODUCTS\CONVENTIONAL IMPLANTS\AUSTIN MOOR - NON-STERILE | 0.241 | Correcteed drawing number, PS and QPF with its revision and date | Y | HEMI ENDOPROSTHESIS |  | 1 | No | Yes | Yes | Yes | N. A.
A0607 | A0601.039 | AUSTIN MOORE PROSTHESIS, XL, S`RUT, NARROW STEM, NON STERILE 39MM |  | A0607.000, A0607000M | 05 | 2018-06-12 | N. A. | N. A. | N. A. | QPF/A0607 | 00 | 2007-11-10 | N. A. | N. A. | N. A. | PS/A0607 | 04 | 2022-10-06 | 2022-11-04 | 2019-11-05 | N. A. | A0607 | TMF-1 | IU/6 | Class C | FINISHED GOODS | SUSHRUT™ | Austin Moore Prosthesis | NARROW STEM, NON STERILE 39MM | 16 | No | Yes |  | No | N. A. | No | N. A. | No | Yes | No | Yes | M. L.: MFG/MD/2021/000369 |  | 1 | SUSHRUT PRODUCTS\CONVENTIONAL IMPLANTS\AUSTIN MOOR - NON-STERILE | 0.241 | Correcteed drawing number, PS and QPF with its revision and date | N | HEMI ENDOPROSTHESIS |  | 1 | No | Yes | Yes | Yes | N. A.
A0607 | A0601.040 | AUSTIN MOORE PROSTHESIS, XL, S`RUT, NARROW STEM, NON STERILE 40MM |  | A0607.000, A0607000M | 05 | 2018-06-12 | N. A. | N. A. | N. A. | QPF/A0607 | 00 | 2007-11-10 | N. A. | N. A. | N. A. | PS/A0607 | 04 | 2022-10-06 | 2022-11-17 | 2019-11-05 | N. A. | A0607 | TMF-1 | IU/6 | Class C | FINISHED GOODS | SUSHRUT™ | Austin Moore Prosthesis | NARROW STEM, NON STERILE 40MM | 16 | No | Yes |  | No | N. A. | No | N. A. | No | Yes | No | Yes | M. L.: MFG/MD/2021/000369 |  | 1 | SUSHRUT PRODUCTS\CONVENTIONAL IMPLANTS\AUSTIN MOOR - NON-STERILE | 0.256 | Correcteed drawing number, PS and QPF with its revision and date | Y | HEMI ENDOPROSTHESIS |  | 1 | No | Yes | Yes | Yes | N. A.
A0607 | A0601.041 | AUSTIN MOORE PROSTHESIS, XL, S`RUT, NARROW STEM, NON STERILE 41MM |  | A0607.000, A0607000M | 05 | 2018-06-12 | N. A. | N. A. | N. A. | QPF/A0607 | 00 | 2007-11-10 | N. A. | N. A. | N. A. | PS/A0607 | 04 | 2022-10-06 | 2022-11-17 | 2019-11-05 | N. A. | A0607 | TMF-1 | IU/6 | Class C | FINISHED GOODS | SUSHRUT™ | Austin Moore Prosthesis | NARROW STEM, NON STERILE 41MM | 16 | No | Yes |  | No | N. A. | No | N. A. | No | Yes | No | Yes | M. L.: MFG/MD/2021/000369 |  | 1 | SUSHRUT PRODUCTS\CONVENTIONAL IMPLANTS\AUSTIN MOOR - NON-STERILE | 0.261 | Correcteed drawing number, PS and QPF with its revision and date | N | HEMI ENDOPROSTHESIS |  | 1 | No | Yes | Yes | Yes | N. A.
A0607 | A0601.042 | AUSTIN MOORE PROSTHESIS, XL, S`RUT, NARROW STEM, NON STERILE 42MM |  | A0607.000, A0607000M | 05 | 2018-06-12 | N. A. | N. A. | N. A. | QPF/A0607 | 00 | 2007-11-10 | N. A. | N. A. | N. A. | PS/A0607 | 04 | 2022-10-06 | 2022-11-17 | 2019-11-05 | N. A. | A0607 | TMF-1 | IU/6 | Class C | FINISHED GOODS | SUSHRUT™ | Austin Moore Prosthesis | NARROW STEM, NON STERILE 42MM | 16 | No | Yes |  | No | N. A. | No | N. A. | No | Yes | No | Yes | M. L.: MFG/MD/2021/000369 |  | 1 | SUSHRUT PRODUCTS\CONVENTIONAL IMPLANTS\AUSTIN MOOR - NON-STERILE | 0.268 | Correcteed drawing number, PS and QPF with its revision and date | Y | HEMI ENDOPROSTHESIS |  | 1 | No | Yes | Yes | Yes | N. A.
A0607 | A0601.043 | AUSTIN MOORE PROSTHESIS, XL, S`RUT, NARROW STEM, NON STERILE 43MM |  | A0607.000, A0607000M | 05 | 2018-06-12 | N. A. | N. A. | N. A. | QPF/A0607 | 00 | 2007-11-10 | N. A. | N. A. | N. A. | PS/A0607 | 04 | 2022-10-06 | 2022-11-17 | 2019-11-05 | N. A. | A0607 | TMF-1 | IU/6 | Class C | FINISHED GOODS | SUSHRUT™ | Austin Moore Prosthesis | NARROW STEM, NON STERILE 43MM | 16 | No | Yes |  | No | N. A. | No | N. A. | No | Yes | No | Yes | M. L.: MFG/MD/2021/000369 |  | 1 | SUSHRUT PRODUCTS\CONVENTIONAL IMPLANTS\AUSTIN MOOR - NON-STERILE | 0.269 | Correcteed drawing number, PS and QPF with its revision and date | N | HEMI ENDOPROSTHESIS |  | 1 | No | Yes | Yes | Yes | N. A.
A0607 | A0601.044 | AUSTIN MOORE PROSTHESIS, XL, S`RUT, NARROW STEM, NON STERILE 44MM |  | A0607.000, A0607000M | 05 | 2018-06-12 | N. A. | N. A. | N. A. | QPF/A0607 | 00 | 2007-11-10 | N. A. | N. A. | N. A. | PS/A0607 | 04 | 2022-10-06 | 2022-11-17 | 2019-11-05 | N. A. | A0607 | TMF-1 | IU/6 | Class C | FINISHED GOODS | SUSHRUT™ | Austin Moore Prosthesis | NARROW STEM, NON STERILE 44MM | 16 | No | Yes |  | No | N. A. | No | N. A. | No | Yes | No | Yes | M. L.: MFG/MD/2021/000369 |  | 1 | SUSHRUT PRODUCTS\CONVENTIONAL IMPLANTS\AUSTIN MOOR - NON-STERILE | 0.276 | Correcteed drawing number, PS and QPF with its revision and date | Y | HEMI ENDOPROSTHESIS |  | 1 | No | Yes | Yes | Yes | N. A.
A0607 | A0601.045 | AUSTIN MOORE PROSTHESIS, XL, S`RUT, NARROW STEM, NON STERILE 45MM |  | A0607.000, A0607000M | 05 | 2018-06-12 | N. A. | N. A. | N. A. | QPF/A0607 | 00 | 2007-11-10 | N. A. | N. A. | N. A. | PS/A0607 | 04 | 2022-10-06 | 2022-11-17 | 2019-11-05 | N. A. | A0607 | TMF-1 | IU/6 | Class C | FINISHED GOODS | SUSHRUT™ | Austin Moore Prosthesis | NARROW STEM, NON STERILE 45MM | 16 | No | Yes |  | No | N. A. | No | N. A. | No | Yes | No | Yes | M. L.: MFG/MD/2021/000369 |  | 1 | SUSHRUT PRODUCTS\CONVENTIONAL IMPLANTS\AUSTIN MOOR - NON-STERILE | 0.28 | Correcteed drawing number, PS and QPF with its revision and date | N | HEMI ENDOPROSTHESIS |  | 1 | No | Yes | Yes | Yes | N. A.
A0607 | A0601.046 | AUSTIN MOORE PROSTHESIS, XL, S`RUT, NARROW STEM, NON STERILE 46MM |  | A0607.000, A0607000M | 05 | 2018-06-12 | N. A. | N. A. | N. A. | QPF/A0607 | 00 | 2007-11-10 | N. A. | N. A. | N. A. | PS/A0607 | 04 | 2022-10-06 | 2022-11-17 | 2019-11-05 | N. A. | A0607 | TMF-1 | IU/6 | Class C | FINISHED GOODS | SUSHRUT™ | Austin Moore Prosthesis | NARROW STEM, NON STERILE 46MM | 16 | No | Yes |  | No | N. A. | No | N. A. | No | Yes | No | Yes | M. L.: MFG/MD/2021/000369 |  | 1 | SUSHRUT PRODUCTS\CONVENTIONAL IMPLANTS\AUSTIN MOOR - NON-STERILE | 0.289 | Correcteed drawing number, PS and QPF with its revision and date | Y | HEMI ENDOPROSTHESIS |  | 1 | No | Yes | Yes | Yes | N. A.
A0607 | A0601.047 | AUSTIN MOORE PROSTHESIS, XL, S`RUT, NARROW STEM, NON STERILE 47MM |  | A0607.000, A0607000M | 05 | 2018-06-12 | N. A. | N. A. | N. A. | QPF/A0607 | 00 | 2007-11-10 | N. A. | N. A. | N. A. | PS/A0607 | 04 | 2022-10-06 | 2022-11-17 | 2019-11-05 | N. A. | A0607 | TMF-1 | IU/6 | Class C | FINISHED GOODS | SUSHRUT™ | Austin Moore Prosthesis | NARROW STEM, NON STERILE 47MM | 16 | No | Yes |  | No | N. A. | No | N. A. | No | Yes | No | Yes | M. L.: MFG/MD/2021/000369 |  | 1 | SUSHRUT PRODUCTS\CONVENTIONAL IMPLANTS\AUSTIN MOOR - NON-STERILE | 0.292 | Activated on 03JAN2024 | N | HEMI ENDOPROSTHESIS |  | 1 | No | Yes | Yes | Yes | N. A.
A0607 | A0601.048 | AUSTIN MOORE PROSTHESIS, XL, S`RUT, NARROW STEM, NON STERILE 48MM |  | A0607.000, A0607000M | 05 | 2018-06-12 | N. A. | N. A. | N. A. | QPF/A0607 | 00 | 2007-11-10 | N. A. | N. A. | N. A. | PS/A0607 | 04 | 2022-10-06 | 2022-11-17 | 2019-11-05 | N. A. | A0607 | TMF-1 | IU/6 | Class C | FINISHED GOODS | SUSHRUT™ | Austin Moore Prosthesis | NARROW STEM, NON STERILE 48MM | 16 | No | Yes |  | No | N. A. | No | N. A. | No | Yes | No | Yes | M. L.: MFG/MD/2021/000369 |  | 1 | SUSHRUT PRODUCTS\CONVENTIONAL IMPLANTS\AUSTIN MOOR - NON-STERILE | 0.309 | Correcteed drawing number, PS and QPF with its revision and date | Y | HEMI ENDOPROSTHESIS |  | 1 | No | Yes | Yes | Yes | N. A.
A0607 | A0601.049 | AUSTIN MOORE PROSTHESIS, XL, S`RUT, NARROW STEM, NON STERILE 49MM |  | A0607.000, A0607000M | 05 | 2018-06-12 | N. A. | N. A. | N. A. | QPF/A0607 | 00 | 2007-11-10 | N. A. | N. A. | N. A. | PS/A0607 | 04 | 2022-10-06 | 2022-11-17 | 2019-11-05 | N. A. | A0607 | TMF-1 | IU/6 | Class C | FINISHED GOODS | SUSHRUT™ | Austin Moore Prosthesis | NARROW STEM, NON STERILE 49MM | 16 | No | Yes |  | No | N. A. | No | N. A. | No | Yes | No | Yes | M. L.: MFG/MD/2021/000369 |  | 1 | SUSHRUT PRODUCTS\CONVENTIONAL IMPLANTS\AUSTIN MOOR - NON-STERILE | 0.304 | Correcteed drawing number, PS and QPF with its revision and date | N | HEMI ENDOPROSTHESIS |  | 1 | No | Yes | Yes | Yes | N. A.
A0607 | A0601.050 | AUSTIN MOORE PROSTHESIS, XL, S`RUT, NARROW STEM, NON STERILE 50MM |  | A0607.000, A0607000M | 05 | 2018-06-12 | N. A. | N. A. | N. A. | QPF/A0607 | 00 | 2007-11-10 | N. A. | N. A. | N. A. | PS/A0607 | 04 | 2022-10-06 | 2022-11-17 | 2019-11-05 | N. A. | A0607 | TMF-1 | IU/6 | Class C | FINISHED GOODS | SUSHRUT™ | Austin Moore Prosthesis | NARROW STEM, NON STERILE 50MM | 16 | No | Yes |  | No | N. A. | No | N. A. | No | Yes | No | Yes | M. L.: MFG/MD/2021/000369 |  | 1 | SUSHRUT PRODUCTS\CONVENTIONAL IMPLANTS\AUSTIN MOOR - NON-STERILE | 0.324 | Correcteed drawing number, PS and QPF with its revision and date | Y | HEMI ENDOPROSTHESIS |  | 1 | No | Yes | Yes | Yes | N. A.
A0607 | A0601.051 | AUSTIN MOORE PROSTHESIS, XL, S`RUT, NARROW STEM, NON STERILE 51MM |  | A0607.000, A0607000M | 05 | 2018-06-12 | N. A. | N. A. | N. A. | QPF/A0607 | 00 | 2007-11-10 | N. A. | N. A. | N. A. | PS/A0607 | 04 | 2022-10-06 | 2022-11-17 | 2019-11-05 | N. A. | A0607 | TMF-1 | IU/6 | Class C | FINISHED GOODS | SUSHRUT™ | Austin Moore Prosthesis | NARROW STEM, NON STERILE 51MM | 16 | No | Yes |  | No | N. A. | No | N. A. | No | Yes | No | Yes | M. L.: MFG/MD/2021/000369 |  | 1 | SUSHRUT PRODUCTS\CONVENTIONAL IMPLANTS\AUSTIN MOOR - NON-STERILE | 0.324 | Correcteed drawing number, PS and QPF with its revision and date | N | HEMI ENDOPROSTHESIS |  | 1 | No | Yes | Yes | Yes | N. A.
A0607 | A0601.052 | AUSTIN MOORE PROSTHESIS, XL, S`RUT, NARROW STEM, NON STERILE 52MM |  | A0607.000, A0607000M | 05 | 2018-06-12 | N. A. | N. A. | N. A. | QPF/A0607 | 00 | 2007-11-10 | N. A. | N. A. | N. A. | PS/A0607 | 04 | 2022-10-06 | 2022-11-17 | 2019-11-05 | N. A. | A0607 | TMF-1 | IU/6 | Class C | FINISHED GOODS | SUSHRUT™ | Austin Moore Prosthesis | NARROW STEM, NON STERILE 52MM | 16 | No | Yes |  | No | N. A. | No | N. A. | No | Yes | No | Yes | M. L.: MFG/MD/2021/000369 |  | 1 | SUSHRUT PRODUCTS\CONVENTIONAL IMPLANTS\AUSTIN MOOR - NON-STERILE | 0.336 | Correcteed drawing number, PS and QPF with its revision and date | Y | HEMI ENDOPROSTHESIS |  | 1 | No | Yes | Yes | Yes | N. A.
A0607 | A0601.053 | AUSTIN MOORE PROSTHESIS, XL, S`RUT, NARROW STEM, NON STERILE 53MM |  | A0607.000, A0607000M | 05 | 2018-06-12 | N. A. | N. A. | N. A. | QPF/A0607 | 00 | 2007-11-10 | N. A. | N. A. | N. A. | PS/A0607 | 04 | 2022-10-06 | 2022-11-17 | 2019-11-05 | N. A. | A0607 | TMF-1 | IU/6 | Class C | FINISHED GOODS | SUSHRUT™ | Austin Moore Prosthesis | NARROW STEM, NON STERILE 53MM | 16 | No | Yes |  | No | N. A. | No | N. A. | No | Yes | No | Yes | M. L.: MFG/MD/2021/000369 |  | 1 | SUSHRUT PRODUCTS\CONVENTIONAL IMPLANTS\AUSTIN MOOR - NON-STERILE | 0.345 | Correcteed drawing number, PS and QPF with its revision and date | N | HEMI ENDOPROSTHESIS |  | 1 | No | Yes | Yes | Yes | N. A.
A0607 | A0601.054 | AUSTIN MOORE PROSTHESIS, XL, S`RUT, NARROW STEM, NON STERILE 54MM |  | A0607.000, A0607000M | 05 | 2018-06-12 | N. A. | N. A. | N. A. | QPF/A0607 | 00 | 2007-11-10 | N. A. | N. A. | N. A. | PS/A0607 | 04 | 2022-10-06 | 2022-11-17 | 2019-11-05 | N. A. | A0607 | TMF-1 | IU/6 | Class C | FINISHED GOODS | SUSHRUT™ | Austin Moore Prosthesis | NARROW STEM, NON STERILE 54MM | 16 | No | Yes |  | No | N. A. | No | N. A. | No | Yes | No | Yes | M. L.: MFG/MD/2021/000369 |  | 1 | SUSHRUT PRODUCTS\CONVENTIONAL IMPLANTS\AUSTIN MOOR - NON-STERILE | 0.354 | Correcteed drawing number, PS and QPF with its revision and date | Y | HEMI ENDOPROSTHESIS |  | 1 | No | Yes | Yes | Yes | N. A.
A0607 | A0601.055 | AUSTIN MOORE PROSTHESIS, XL, S`RUT, NARROW STEM, NON STERILE 55MM |  | A0607.000, A0607000M | 05 | 2018-06-12 | N. A. | N. A. | N. A. | QPF/A0607 | 00 | 2007-11-10 | N. A. | N. A. | N. A. | PS/A0607 | 04 | 2022-10-06 | 2022-11-17 | 2019-11-05 | N. A. | A0607 | TMF-1 | IU/6 | Class C | FINISHED GOODS | SUSHRUT™ | Austin Moore Prosthesis | NARROW STEM, NON STERILE 55MM | 16 | No | Yes |  | No | N. A. | No | N. A. | No | Yes | No | Yes | M. L.: MFG/MD/2021/000369 |  | 1 | SUSHRUT PRODUCTS\CONVENTIONAL IMPLANTS\AUSTIN MOOR - NON-STERILE | 0.363 | Correcteed drawing number, PS and QPF with its revision and date | N | HEMI ENDOPROSTHESIS |  | 1 | No | Yes | Yes | Yes | N. A.
A0607 | A0601.057 | AUSTIN MOORE PROSTHESIS XL NON STERILE (NARROW STEM) 57MM |  | A0607.000, A0607000M | 05 | 2018-06-12 | N. A. | N. A. | N. A. | QPF/A0607 | 00 | 2007-11-10 | N. A. | N. A. | N. A. | PS/A0607 | 04 | 2022-10-06 | 2022-11-17 | 2019-11-05 | N. A. | A0607 | TMF-1 | IU/6 | Class C | FINISHED GOODS | SUSHRUT™ | Austin Moore Prosthesis | NARROW STEM, NON STERILE 57MM | 16 | No | Yes |  | No | N. A. | No | N. A. | No | Yes | No | Yes | M. L.: MFG/MD/2021/000369 |  | 1 | SUSHRUT PRODUCTS\CONVENTIONAL IMPLANTS\AUSTIN MOOR - NON-STERILE | 0 | Correcteed drawing number, PS and QPF with its revision and date | Y | HEMI ENDOPROSTHESIS |  | 1 | No | Yes | Yes | Yes | N. A.
A0614 | A0602.035 | THOMPSON PROSTHESIS, XL, S`RUT, NARROW STEM, NON STERILE 35MM |  | A0608.000, A0602.000M | 06, 00 | 12-06-2018, 06-07-2013 | N. A. | N. A. | N. A. | QPF/A0608 | 01 | 2015-10-03 | N. A. | N. A. | N. A. | PS/A0614 | 03 | 2022-10-06 | 2022-12-04 | 2019-12-04 | N. A. | A0614 | TMF-1 | IU/6 | Class C | FINISHED GOODS | SUSHRUT™ | Thompson Prosthesis | NARROW STEM, NON STERILE 35MM | 16 | No | Yes |  | No | N. A. | No | N. A. | No | Yes | No | Yes | M. L.: MFG/MD/2021/000369 |  | 1 | SUSHRUT PRODUCTS\CONVENTIONAL IMPLANTS\HIP REPLACEMENT\THOMPSON PROSTHESIS NON STERILE | 0.262 | Correcteed drawing number, PS and QPF with its revision and date | Y | HEMI ENDOPROSTHESIS |  | 1 | No | Yes | Yes | Yes | N. A.
A0614 | A0602.036 | THOMPSON PROSTHESIS, XL, S`RUT, NARROW STEM, NON STERILE 36MM |  | A0608.000, A0602.000M | 06, 00 | 12-06-2018, 06-07-2013 | N. A. | N. A. | N. A. | QPF/A0608 | 01 | 2015-10-03 | N. A. | N. A. | N. A. | PS/A0614 | 03 | 2022-10-06 | 2022-12-04 | 2019-12-04 | N. A. | A0614 | TMF-1 | IU/6 | Class C | FINISHED GOODS | SUSHRUT™ | Thompson Prosthesis | NARROW STEM, NON STERILE 36MM | 16 | No | Yes |  | No | N. A. | No | N. A. | No | Yes | No | Yes | M. L.: MFG/MD/2021/000369 |  | 1 | SUSHRUT PRODUCTS\CONVENTIONAL IMPLANTS\HIP REPLACEMENT\THOMPSON PROSTHESIS NON STERILE | 0.271 | Correcteed drawing number, PS and QPF with its revision and date | Y | HEMI ENDOPROSTHESIS |  | 1 | No | Yes | Yes | Yes | N. A.
A0614 | A0602.037 | THOMPSON PROSTHESIS, XL, S`RUT, NARROW STEM, NON STERILE 37MM |  | A0608.000, A0602.000M | 06, 00 | 12-06-2018, 06-07-2013 | N. A. | N. A. | N. A. | QPF/A0608 | 01 | 2015-10-03 | N. A. | N. A. | N. A. | PS/A0614 | 03 | 2022-10-06 | 2022-12-04 | 2019-12-04 | N. A. | A0614 | TMF-1 | IU/6 | Class C | FINISHED GOODS | SUSHRUT™ | Thompson Prosthesis | NARROW STEM, NON STERILE 37MM | 16 | No | Yes |  | No | N. A. | No | N. A. | No | Yes | No | Yes | M. L.: MFG/MD/2021/000369 |  | 1 | SUSHRUT PRODUCTS\CONVENTIONAL IMPLANTS\HIP REPLACEMENT\THOMPSON PROSTHESIS NON STERILE | 0.265 | Correcteed drawing number, PS and QPF with its revision and date | Y | HEMI ENDOPROSTHESIS |  | 1 | No | Yes | Yes | Yes | N. A.
A0614 | A0602.038 | THOMPSON PROSTHESIS, XL, S`RUT, NARROW STEM, NON STERILE 38MM |  | A0608.000, A0602.000M | 06, 00 | 12-06-2018, 06-07-2013 | N. A. | N. A. | N. A. | QPF/A0608 | 01 | 2015-10-03 | N. A. | N. A. | N. A. | PS/A0614 | 03 | 2022-10-06 | 2022-12-04 | 2019-12-04 | N. A. | A0614 | TMF-1 | IU/6 | Class C | FINISHED GOODS | SUSHRUT™ | Thompson Prosthesis | NARROW STEM, NON STERILE 38MM | 16 | No | Yes |  | No | N. A. | No | N. A. | No | Yes | No | Yes | M. L.: MFG/MD/2021/000369 |  | 1 | SUSHRUT PRODUCTS\CONVENTIONAL IMPLANTS\HIP REPLACEMENT\THOMPSON PROSTHESIS NON STERILE | 0.277 | Correcteed drawing number, PS and QPF with its revision and date | Y | HEMI ENDOPROSTHESIS |  | 1 | No | Yes | Yes | Yes | N. A.
A0614 | A0602.039 | THOMPSON PROSTHESIS, XL, S`RUT, NARROW STEM, NON STERILE 39MM |  | A0608.000, A0602.000M | 06, 00 | 12-06-2018, 06-07-2013 | N. A. | N. A. | N. A. | QPF/A0608 | 01 | 2015-10-03 | N. A. | N. A. | N. A. | PS/A0614 | 03 | 2022-10-06 | 2022-12-04 | 2019-12-04 | N. A. | A0614 | TMF-1 | IU/6 | Class C | FINISHED GOODS | SUSHRUT™ | Thompson Prosthesis | NARROW STEM, NON STERILE 39MM | 16 | No | Yes |  | No | N. A. | No | N. A. | No | Yes | No | Yes | M. L.: MFG/MD/2021/000369 |  | 1 | SUSHRUT PRODUCTS\CONVENTIONAL IMPLANTS\HIP REPLACEMENT\THOMPSON PROSTHESIS NON STERILE | 0.289 | Correcteed drawing number, PS and QPF with its revision and date | Y | HEMI ENDOPROSTHESIS |  | 1 | No | Yes | Yes | Yes | N. A.
A0614 | A0602.040 | THOMPSON PROSTHESIS, XL, S`RUT, NARROW STEM, NON STERILE 40MM |  | A0608.000, A0602.000M | 06, 00 | 12-06-2018, 06-07-2013 | N. A. | N. A. | N. A. | QPF/A0608 | 01 | 2015-10-03 | N. A. | N. A. | N. A. | PS/A0614 | 03 | 2022-10-06 | 2022-12-04 | 2019-12-04 | N. A. | A0614 | TMF-1 | IU/6 | Class C | FINISHED GOODS | SUSHRUT™ | Thompson Prosthesis | NARROW STEM, NON STERILE 40MM | 16 | No | Yes |  | No | N. A. | No | N. A. | No | Yes | No | Yes | M. L.: MFG/MD/2021/000369 |  | 1 | SUSHRUT PRODUCTS\CONVENTIONAL IMPLANTS\HIP REPLACEMENT\THOMPSON PROSTHESIS NON STERILE | 0.294 | Correcteed drawing number, PS and QPF with its revision and date | Y | HEMI ENDOPROSTHESIS |  | 1 | No | Yes | Yes | Yes | N. A.
A0614 | A0602.041 | THOMPSON PROSTHESIS, XL, S`RUT, NARROW STEM, NON STERILE 41MM |  | A0608.000, A0602.000M | 06, 00 | 12-06-2018, 06-07-2013 | N. A. | N. A. | N. A. | QPF/A0608 | 01 | 2015-10-03 | N. A. | N. A. | N. A. | PS/A0614 | 03 | 2022-10-06 | 2022-12-04 | 2019-12-04 | N. A. | A0614 | TMF-1 | IU/6 | Class C | FINISHED GOODS | SUSHRUT™ | Thompson Prosthesis | NARROW STEM, NON STERILE 41MM | 16 | No | Yes |  | No | N. A. | No | N. A. | No | Yes | No | Yes | M. L.: MFG/MD/2021/000369 |  | 1 | SUSHRUT PRODUCTS\CONVENTIONAL IMPLANTS\HIP REPLACEMENT\THOMPSON PROSTHESIS NON STERILE | 0 | Correcteed drawing number, PS and QPF with its revision and date | Y | HEMI ENDOPROSTHESIS |  | 1 | No | Yes | Yes | Yes | N. A.
A0614 | A0602.042 | THOMPSON PROSTHESIS, XL, S`RUT, NARROW STEM, NON STERILE 42MM |  | A0608.000, A0602.000M | 06, 00 | 12-06-2018, 06-07-2013 | N. A. | N. A. | N. A. | QPF/A0608 | 01 | 2015-10-03 | N. A. | N. A. | N. A. | PS/A0614 | 03 | 2022-10-06 | 2022-12-04 | 2019-12-04 | N. A. | A0614 | TMF-1 | IU/6 | Class C | FINISHED GOODS | SUSHRUT™ | Thompson Prosthesis | NARROW STEM, NON STERILE 42MM | 16 | No | Yes |  | No | N. A. | No | N. A. | No | Yes | No | Yes | M. L.: MFG/MD/2021/000369 |  | 1 | SUSHRUT PRODUCTS\CONVENTIONAL IMPLANTS\HIP REPLACEMENT\THOMPSON PROSTHESIS NON STERILE | 0.299 | Correcteed drawing number, PS and QPF with its revision and date | Y | HEMI ENDOPROSTHESIS |  | 1 | No | Yes | Yes | Yes | N. A.
A0614 | A0602.043 | THOMPSON PROSTHESIS, XL, S`RUT, NARROW STEM, NON STERILE 43MM |  | A0608.000, A0602.000M | 06, 00 | 12-06-2018, 06-07-2013 | N. A. | N. A. | N. A. | QPF/A0608 | 01 | 2015-10-03 | N. A. | N. A. | N. A. | PS/A0614 | 03 | 2022-10-06 | 2022-12-04 | 2019-12-04 | N. A. | A0614 | TMF-1 | IU/6 | Class C | FINISHED GOODS | SUSHRUT™ | Thompson Prosthesis | NARROW STEM, NON STERILE 43MM | 16 | No | Yes |  | No | N. A. | No | N. A. | No | Yes | No | Yes | M. L.: MFG/MD/2021/000369 |  | 1 | SUSHRUT PRODUCTS\CONVENTIONAL IMPLANTS\HIP REPLACEMENT\THOMPSON PROSTHESIS NON STERILE | 0.305 | Correcteed drawing number, PS and QPF with its revision and date | Y | HEMI ENDOPROSTHESIS |  | 1 | No | Yes | Yes | Yes | N. A.
A0614 | A0602.044 | THOMPSON PROSTHESIS, XL, S`RUT, NARROW STEM, NON STERILE 44MM |  | A0608.000, A0602.000M | 06, 00 | 12-06-2018, 06-07-2013 | N. A. | N. A. | N. A. | QPF/A0608 | 01 | 2015-10-03 | N. A. | N. A. | N. A. | PS/A0614 | 03 | 2022-10-06 | 2022-12-04 | 2019-12-04 | N. A. | A0614 | TMF-1 | IU/6 | Class C | FINISHED GOODS | SUSHRUT™ | Thompson Prosthesis | NARROW STEM, NON STERILE 44MM | 16 | No | Yes |  | No | N. A. | No | N. A. | No | Yes | No | Yes | M. L.: MFG/MD/2021/000369 |  | 1 | SUSHRUT PRODUCTS\CONVENTIONAL IMPLANTS\HIP REPLACEMENT\THOMPSON PROSTHESIS NON STERILE | 0.309 | Correcteed drawing number, PS and QPF with its revision and date | Y | HEMI ENDOPROSTHESIS |  | 1 | No | Yes | Yes | Yes | N. A.
A0614 | A0602.045 | THOMPSON PROSTHESIS, XL, S`RUT, NARROW STEM, NON STERILE 45MM |  | A0608.000, A0602.000M | 06, 00 | 12-06-2018, 06-07-2013 | N. A. | N. A. | N. A. | QPF/A0608 | 01 | 2015-10-03 | N. A. | N. A. | N. A. | PS/A0614 | 03 | 2022-10-06 | 2022-12-04 | 2019-12-04 | N. A. | A0614 | TMF-1 | IU/6 | Class C | FINISHED GOODS | SUSHRUT™ | Thompson Prosthesis | NARROW STEM, NON STERILE 45MM | 16 | No | Yes |  | No | N. A. | No | N. A. | No | Yes | No | Yes | M. L.: MFG/MD/2021/000369 |  | 1 | SUSHRUT PRODUCTS\CONVENTIONAL IMPLANTS\HIP REPLACEMENT\THOMPSON PROSTHESIS NON STERILE | 0.313 | Correcteed drawing number, PS and QPF with its revision and date | Y | HEMI ENDOPROSTHESIS |  | 1 | No | Yes | Yes | Yes | N. A.
A0614 | A0602.046 | THOMPSON PROSTHESIS, XL, S`RUT, NARROW STEM, NON STERILE 46MM |  | A0608.000, A0602.000M | 06, 00 | 12-06-2018, 06-07-2013 | N. A. | N. A. | N. A. | QPF/A0608 | 01 | 2015-10-03 | N. A. | N. A. | N. A. | PS/A0614 | 03 | 2022-10-06 | 2022-12-04 | 2019-12-04 | N. A. | A0614 | TMF-1 | IU/6 | Class C | FINISHED GOODS | SUSHRUT™ | Thompson Prosthesis | NARROW STEM, NON STERILE 46MM | 16 | No | Yes |  | No | N. A. | No | N. A. | No | Yes | No | Yes | M. L.: MFG/MD/2021/000369 |  | 1 | SUSHRUT PRODUCTS\CONVENTIONAL IMPLANTS\HIP REPLACEMENT\THOMPSON PROSTHESIS NON STERILE | 0.317 | Correcteed drawing number, PS and QPF with its revision and date | Y | HEMI ENDOPROSTHESIS |  | 1 | No | Yes | Yes | Yes | N. A.
A0614 | A0602.047 | THOMPSON PROSTHESIS, XL, S`RUT, NARROW STEM, NON STERILE 47MM |  | A0608.000, A0602.000M | 06, 00 | 12-06-2018, 06-07-2013 | N. A. | N. A. | N. A. | QPF/A0608 | 01 | 2015-10-03 | N. A. | N. A. | N. A. | PS/A0614 | 03 | 2022-10-06 | 2022-12-04 | 2019-12-04 | N. A. | A0614 | TMF-1 | IU/6 | Class C | FINISHED GOODS | SUSHRUT™ | Thompson Prosthesis | NARROW STEM, NON STERILE 47MM | 16 | No | Yes |  | No | N. A. | No | N. A. | No | Yes | No | Yes | M. L.: MFG/MD/2021/000369 |  | 1 | SUSHRUT PRODUCTS\CONVENTIONAL IMPLANTS\HIP REPLACEMENT\THOMPSON PROSTHESIS NON STERILE | 0.323 | Correcteed drawing number, PS and QPF with its revision and date | Y | HEMI ENDOPROSTHESIS |  | 1 | No | Yes | Yes | Yes | N. A.
A0614 | A0602.048 | THOMPSON PROSTHESIS, XL, S`RUT, NARROW STEM, NON STERILE 48MM |  | A0608.000, A0602.000M | 06, 00 | 12-06-2018, 06-07-2013 | N. A. | N. A. | N. A. | QPF/A0608 | 01 | 2015-10-03 | N. A. | N. A. | N. A. | PS/A0614 | 03 | 2022-10-06 | 2022-12-04 | 2019-12-04 | N. A. | A0614 | TMF-1 | IU/6 | Class C | FINISHED GOODS | SUSHRUT™ | Thompson Prosthesis | NARROW STEM, NON STERILE 48MM | 16 | No | Yes |  | No | N. A. | No | N. A. | No | Yes | No | Yes | M. L.: MFG/MD/2021/000369 |  | 1 | SUSHRUT PRODUCTS\CONVENTIONAL IMPLANTS\HIP REPLACEMENT\THOMPSON PROSTHESIS NON STERILE | 0.328 | Correcteed drawing number, PS and QPF with its revision and date | Y | HEMI ENDOPROSTHESIS |  | 1 | No | Yes | Yes | Yes | N. A.
A0614 | A0602.049 | THOMPSON PROSTHESIS, XL, S`RUT, NARROW STEM, NON STERILE 49MM |  | A0608.000, A0602.000M | 06, 00 | 12-06-2018, 06-07-2013 | N. A. | N. A. | N. A. | QPF/A0608 | 01 | 2015-10-03 | N. A. | N. A. | N. A. | PS/A0614 | 03 | 2022-10-06 | 2022-12-04 | 2019-12-04 | N. A. | A0614 | TMF-1 | IU/6 | Class C | FINISHED GOODS | SUSHRUT™ | Thompson Prosthesis | NARROW STEM, NON STERILE 49MM | 16 | No | Yes |  | No | N. A. | No | N. A. | No | Yes | No | Yes | M. L.: MFG/MD/2021/000369 |  | 1 | SUSHRUT PRODUCTS\CONVENTIONAL IMPLANTS\HIP REPLACEMENT\THOMPSON PROSTHESIS NON STERILE | 0.33 | Correcteed drawing number, PS and QPF with its revision and date | Y | HEMI ENDOPROSTHESIS |  | 1 | No | Yes | Yes | Yes | N. A.
A0614 | A0602.050 | THOMPSON PROSTHESIS, XL, S`RUT, NARROW STEM, NON STERILE 50MM |  | A0608.000, A0602.000M | 06, 00 | 12-06-2018, 06-07-2013 | N. A. | N. A. | N. A. | QPF/A0608 | 01 | 2015-10-03 | N. A. | N. A. | N. A. | PS/A0614 | 03 | 2022-10-06 | 2022-12-04 | 2019-12-04 | N. A. | A0614 | TMF-1 | IU/6 | Class C | FINISHED GOODS | SUSHRUT™ | Thompson Prosthesis | NARROW STEM, NON STERILE 50MM | 16 | No | Yes |  | No | N. A. | No | N. A. | No | Yes | No | Yes | M. L.: MFG/MD/2021/000369 |  | 1 | SUSHRUT PRODUCTS\CONVENTIONAL IMPLANTS\HIP REPLACEMENT\THOMPSON PROSTHESIS NON STERILE | 0.334 | Correcteed drawing number, PS and QPF with its revision and date | Y | HEMI ENDOPROSTHESIS |  | 1 | No | Yes | Yes | Yes | N. A.
A0614 | A0602.051 | THOMPSON PROSTHESIS, XL, S`RUT, NARROW STEM, NON STERILE 51MM |  | A0608.000, A0602.000M | 06, 00 | 12-06-2018, 06-07-2013 | N. A. | N. A. | N. A. | QPF/A0608 | 01 | 2015-10-03 | N. A. | N. A. | N. A. | PS/A0614 | 03 | 2022-10-06 | 2022-12-04 | 2019-12-04 | N. A. | A0614 | TMF-1 | IU/6 | Class C | FINISHED GOODS | SUSHRUT™ | Thompson Prosthesis | NARROW STEM, NON STERILE 51MM | 16 | No | Yes |  | No | N. A. | No | N. A. | No | Yes | No | Yes | M. L.: MFG/MD/2021/000369 |  | 1 | SUSHRUT PRODUCTS\CONVENTIONAL IMPLANTS\HIP REPLACEMENT\THOMPSON PROSTHESIS NON STERILE | 0.352 | Correcteed drawing number, PS and QPF with its revision and date | Y | HEMI ENDOPROSTHESIS |  | 1 | No | Yes | Yes | Yes | N. A.
A0614 | A0602.052 | THOMPSON PROSTHESIS, XL, S`RUT, NARROW STEM, NON STERILE 52MM |  | A0608.000, A0602.000M | 06, 00 | 12-06-2018, 06-07-2013 | N. A. | N. A. | N. A. | QPF/A0608 | 01 | 2015-10-03 | N. A. | N. A. | N. A. | PS/A0614 | 03 | 2022-10-06 | 2022-12-04 | 2019-12-04 | N. A. | A0614 | TMF-1 | IU/6 | Class C | FINISHED GOODS | SUSHRUT™ | Thompson Prosthesis | NARROW STEM, NON STERILE 52MM | 16 | No | Yes |  | No | N. A. | No | N. A. | No | Yes | No | Yes | M. L.: MFG/MD/2021/000369 |  | 1 | SUSHRUT PRODUCTS\CONVENTIONAL IMPLANTS\HIP REPLACEMENT\THOMPSON PROSTHESIS NON STERILE | 0.357 | Correcteed drawing number, PS and QPF with its revision and date | Y | HEMI ENDOPROSTHESIS |  | 1 | No | Yes | Yes | Yes | N. A.
A0614 | A0602.053 | THOMPSON PROSTHESIS, XL, S`RUT, NARROW STEM, NON STERILE 53MM |  | A0608.000, A0602.000M | 06, 00 | 12-06-2018, 06-07-2013 | N. A. | N. A. | N. A. | QPF/A0608 | 01 | 2015-10-03 | N. A. | N. A. | N. A. | PS/A0614 | 03 | 2022-10-06 | 2022-12-04 | 2019-12-04 | N. A. | A0614 | TMF-1 | IU/6 | Class C | FINISHED GOODS | SUSHRUT™ | Thompson Prosthesis | NARROW STEM, NON STERILE 53MM | 16 | No | Yes |  | No | N. A. | No | N. A. | No | Yes | No | Yes | M. L.: MFG/MD/2021/000369 |  | 1 | SUSHRUT PRODUCTS\CONVENTIONAL IMPLANTS\HIP REPLACEMENT\THOMPSON PROSTHESIS NON STERILE | 0.367 | Correcteed drawing number, PS and QPF with its revision and date | Y | HEMI ENDOPROSTHESIS |  | 1 | No | Yes | Yes | Yes | N. A.
A0614 | A0602.054 | THOMPSON PROSTHESIS, XL, S`RUT, NARROW STEM, NON STERILE 54MM |  | A0608.000, A0602.000M | 06, 00 | 12-06-2018, 06-07-2013 | N. A. | N. A. | N. A. | QPF/A0608 | 01 | 2015-10-03 | N. A. | N. A. | N. A. | PS/A0614 | 03 | 2022-10-06 | 2022-12-04 | 2019-12-04 | N. A. | A0614 | TMF-1 | IU/6 | Class C | FINISHED GOODS | SUSHRUT™ | Thompson Prosthesis | NARROW STEM, NON STERILE 54MM | 16 | No | Yes |  | No | N. A. | No | N. A. | No | Yes | No | Yes | M. L.: MFG/MD/2021/000369 |  | 1 | SUSHRUT PRODUCTS\CONVENTIONAL IMPLANTS\HIP REPLACEMENT\THOMPSON PROSTHESIS NON STERILE | 0.383 | Correcteed drawing number, PS and QPF with its revision and date | Y | HEMI ENDOPROSTHESIS |  | 1 | No | Yes | Yes | Yes | N. A.
A0614 | A0602.055 | THOMPSON PROSTHESIS, XL, S`RUT, NARROW STEM, NON STERILE 55MM |  | A0608.000, A0602.000M | 06, 00 | 12-06-2018, 06-07-2013 | N. A. | N. A. | N. A. | QPF/A0608 | 01 | 2015-10-03 | N. A. | N. A. | N. A. | PS/A0614 | 03 | 2022-10-06 | 2022-12-04 | 2019-12-04 | N. A. | A0614 | TMF-1 | IU/6 | Class C | FINISHED GOODS | SUSHRUT™ | Thompson Prosthesis | NARROW STEM, NON STERILE 55MM | 16 | No | Yes |  | No | N. A. | No | N. A. | No | Yes | No | Yes | M. L.: MFG/MD/2021/000369 |  | 1 | SUSHRUT PRODUCTS\CONVENTIONAL IMPLANTS\HIP REPLACEMENT\THOMPSON PROSTHESIS NON STERILE | 0.385 | Correcteed drawing number, PS and QPF with its revision and date | Y | HEMI ENDOPROSTHESIS |  | 1 | No | Yes | Yes | Yes | N. A.
A0607 | A0603.035 | AUSTIN MOORE PROSTHESIS XL, S`RUT, NARROW STEM, STERILE 35MM |  | A0607.000, A0607000M | 05 | 2018-06-12 | N. A. | N. A. | N. A. | QPF/A0607 | 00 | 2007-11-10 | N. A. | N. A. | N. A. | PS/A0607 | 04 | 2022-10-06 | 2022-11-17 | 2019-11-05 | N. A. | A0607 | TMF-1 | IU/6 | Class C | FINISHED GOODS | SUSHRUT™ | Austin Moore Prosthesis |  | 04 | Yes | No | R | Yes | N. A. | No | N. A. | No | Yes | No | Yes | M. L.: MFG/MD/2021/000369 |  | 1 | SUSHRUT PRODUCTS\CONVENTIONAL IMPLANTS\AUSTIN MOOR - STERILE | 0.358 | Correcteed drawing number, PS and QPF with its revision and date | Y | HEMI ENDOPROSTHESIS |  | 1/lot | No | Yes | Yes | No | N. A. | 35MM | NARROW STEM
A0607 | A0603.036 | AUSTIN MOORE PROSTHESIS XL, S`RUT, NARROW STEM, STERILE 36MM |  | A0607.000, A0607000M | 05 | 2018-06-12 | N. A. | N. A. | N. A. | QPF/A0607 | 00 | 2007-11-10 | N. A. | N. A. | N. A. | PS/A0607 | 04 | 2022-10-06 | 2022-11-17 | 2019-11-05 | N. A. | A0607 | TMF-1 | IU/6 | Class C | FINISHED GOODS | SUSHRUT™ | Austin Moore Prosthesis |  | 04 | Yes | No | R | Yes | N. A. | No | N. A. | No | Yes | No | Yes | M. L.: MFG/MD/2021/000369 |  | 1 | SUSHRUT PRODUCTS\CONVENTIONAL IMPLANTS\AUSTIN MOOR - STERILE | 0.354 | Correcteed drawing number, PS and QPF with its revision and date | Y | HEMI ENDOPROSTHESIS |  | 1/lot | No | Yes | Yes | No | N. A. | 36MM | NARROW STEM
A0607 | A0603.037 | AUSTIN MOORE PROSTHESIS XL, S`RUT, NARROW STEM, STERILE 37MM |  | A0607.000, A0607000M | 05 | 2018-06-12 | N. A. | N. A. | N. A. | QPF/A0607 | 00 | 2007-11-10 | N. A. | N. A. | N. A. | PS/A0607 | 04 | 2022-10-06 | 2022-11-17 | 2019-11-05 | N. A. | A0607 | TMF-1 | IU/6 | Class C | FINISHED GOODS | SUSHRUT™ | Austin Moore Prosthesis |  | 04 | Yes | No | R | Yes | N. A. | No | N. A. | No | Yes | No | Yes | M. L.: MFG/MD/2021/000369 |  | 1 | SUSHRUT PRODUCTS\CONVENTIONAL IMPLANTS\AUSTIN MOOR - STERILE | 0.358 | Correcteed drawing number, PS and QPF with its revision and date | N | HEMI ENDOPROSTHESIS |  | 1/lot | No | Yes | Yes | No | N. A. | 37MM | NARROW STEM
A0607 | A0603.038 | AUSTIN MOORE PROSTHESIS XL, S`RUT, NARROW STEM, STERILE 38MM |  | A0607.000, A0607000M | 05 | 2018-06-12 | N. A. | N. A. | N. A. | QPF/A0607 | 00 | 2007-11-10 | N. A. | N. A. | N. A. | PS/A0607 | 04 | 2022-10-06 | 2022-11-17 | 2019-11-05 | N. A. | A0607 | TMF-1 | IU/6 | Class C | FINISHED GOODS | SUSHRUT™ | Austin Moore Prosthesis |  | 04 | Yes | No | R | Yes | N. A. | No | N. A. | No | Yes | No | Yes | M. L.: MFG/MD/2021/000369 |  | 1 | SUSHRUT PRODUCTS\CONVENTIONAL IMPLANTS\AUSTIN MOOR - STERILE | 0.401 | Correcteed drawing number, PS and QPF with its revision and date | N | HEMI ENDOPROSTHESIS |  | 1/lot | No | Yes | Yes | No | N. A. | 38MM | NARROW STEM
A0607 | A0603.039 | AUSTIN MOORE PROSTHESIS XL, S`RUT, NARROW STEM, STERILE 39MM |  | A0607.000, A0607000M | 05 | 2018-06-12 | N. A. | N. A. | N. A. | QPF/A0607 | 00 | 2007-11-10 | N. A. | N. A. | N. A. | PS/A0607 | 04 | 2022-10-06 | 2022-11-17 | 2019-11-05 | N. A. | A0607 | TMF-1 | IU/6 | Class C | FINISHED GOODS | SUSHRUT™ | Austin Moore Prosthesis |  | 04 | Yes | No | R | Yes | N. A. | No | N. A. | No | Yes | No | Yes | M. L.: MFG/MD/2021/000369 |  | 1 | SUSHRUT PRODUCTS\CONVENTIONAL IMPLANTS\AUSTIN MOOR - STERILE | 0.393 | Correcteed drawing number, PS and QPF with its revision and date | N | HEMI ENDOPROSTHESIS |  | 1/lot | No | Yes | Yes | No | N. A. | 39MM | NARROW STEM
A0607 | A0603.040 | AUSTIN MOORE PROSTHESIS XL, S`RUT, NARROW STEM, STERILE 40MM |  | A0607.000, A0607000M | 05 | 2018-06-12 | N. A. | N. A. | N. A. | QPF/A0607 | 00 | 2007-11-10 | N. A. | N. A. | N. A. | PS/A0607 | 04 | 2022-10-06 | 2022-11-17 | 2019-11-05 | N. A. | A0607 | TMF-1 | IU/6 | Class C | FINISHED GOODS | SUSHRUT™ | Austin Moore Prosthesis |  | 04 | Yes | No | R | Yes | N. A. | No | N. A. | No | Yes | No | Yes | M. L.: MFG/MD/2021/000369 |  | 1 | SUSHRUT PRODUCTS\CONVENTIONAL IMPLANTS\AUSTIN MOOR - STERILE | 0.373 | Correcteed drawing number, PS and QPF with its revision and date | N | HEMI ENDOPROSTHESIS |  | 1/lot | No | Yes | Yes | No | N. A. | 40MM | NARROW STEM
A0607 | A0603.041 | AUSTIN MOORE PROSTHESIS XL, S`RUT, NARROW STEM, STERILE 41MM |  | A0607.000, A0607000M | 05 | 2018-06-12 | N. A. | N. A. | N. A. | QPF/A0607 | 00 | 2007-11-10 | N. A. | N. A. | N. A. | PS/A0607 | 04 | 2022-10-06 | 2022-11-17 | 2019-11-05 | N. A. | A0607 | TMF-1 | IU/6 | Class C | FINISHED GOODS | SUSHRUT™ | Austin Moore Prosthesis |  | 04 | Yes | No | R | Yes | N. A. | No | N. A. | No | Yes | No | Yes | M. L.: MFG/MD/2021/000369 |  | 1 | SUSHRUT PRODUCTS\CONVENTIONAL IMPLANTS\AUSTIN MOOR - STERILE | 0.408 | Correcteed drawing number, PS and QPF with its revision and date | N | HEMI ENDOPROSTHESIS |  | 1/lot | No | Yes | Yes | No | N. A. | 41MM | NARROW STEM
A0607 | A0603.042 | AUSTIN MOORE PROSTHESIS XL, S`RUT, NARROW STEM, STERILE 42MM |  | A0607.000, A0607000M | 05 | 2018-06-12 | N. A. | N. A. | N. A. | QPF/A0607 | 00 | 2007-11-10 | N. A. | N. A. | N. A. | PS/A0607 | 04 | 2022-10-06 | 2022-11-17 | 2019-11-05 | N. A. | A0607 | TMF-1 | IU/6 | Class C | FINISHED GOODS | SUSHRUT™ | Austin Moore Prosthesis |  | 04 | Yes | No | R | Yes | N. A. | No | N. A. | No | Yes | No | Yes | M. L.: MFG/MD/2021/000369 |  | 1 | SUSHRUT PRODUCTS\CONVENTIONAL IMPLANTS\AUSTIN MOOR - STERILE | 0.415 | Correcteed drawing number, PS and QPF with its revision and date | N | HEMI ENDOPROSTHESIS |  | 1/lot | No | Yes | Yes | No | N. A. | 42MM | NARROW STEM
A0607 | A0603.043 | AUSTIN MOORE PROSTHESIS XL, S`RUT, NARROW STEM, STERILE 43MM |  | A0607.000, A0607000M | 05 | 2018-06-12 | N. A. | N. A. | N. A. | QPF/A0607 | 00 | 2007-11-10 | N. A. | N. A. | N. A. | PS/A0607 | 04 | 2022-10-06 | 2022-11-17 | 2019-11-05 | N. A. | A0607 | TMF-1 | IU/6 | Class C | FINISHED GOODS | SUSHRUT™ | Austin Moore Prosthesis |  | 04 | Yes | No | R | Yes | N. A. | No | N. A. | No | Yes | No | Yes | M. L.: MFG/MD/2021/000369 |  | 1 | SUSHRUT PRODUCTS\CONVENTIONAL IMPLANTS\AUSTIN MOOR - STERILE | 0.415 | Correcteed drawing number, PS and QPF with its revision and date | N | HEMI ENDOPROSTHESIS |  | 1/lot | No | Yes | Yes | No | N. A. | 43MM | NARROW STEM
A0607 | A0603.044 | AUSTIN MOORE PROSTHESIS XL, S`RUT, NARROW STEM, STERILE 44MM |  | A0607.000, A0607000M | 05 | 2018-06-12 | N. A. | N. A. | N. A. | QPF/A0607 | 00 | 2007-11-10 | N. A. | N. A. | N. A. | PS/A0607 | 04 | 2022-10-06 | 2022-11-17 | 2019-11-05 | N. A. | A0607 | TMF-1 | IU/6 | Class C | FINISHED GOODS | SUSHRUT™ | Austin Moore Prosthesis |  | 04 | Yes | No | R | Yes | N. A. | No | N. A. | No | Yes | No | Yes | M. L.: MFG/MD/2021/000369 |  | 1 | SUSHRUT PRODUCTS\CONVENTIONAL IMPLANTS\AUSTIN MOOR - STERILE | 0 | Correcteed drawing number, PS and QPF with its revision and date | N | HEMI ENDOPROSTHESIS |  | 1/lot | No | Yes | Yes | No | N. A. | 44MM | NARROW STEM
A0607 | A0603.045 | AUSTIN MOORE PROSTHESIS XL, S`RUT, NARROW STEM, STERILE 45MM |  | A0607.000, A0607000M | 05 | 2018-06-12 | N. A. | N. A. | N. A. | QPF/A0607 | 00 | 2007-11-10 | N. A. | N. A. | N. A. | PS/A0607 | 04 | 2022-10-06 | 2022-11-17 | 2019-11-05 | N. A. | A0607 | TMF-1 | IU/6 | Class C | FINISHED GOODS | SUSHRUT™ | Austin Moore Prosthesis |  | 04 | Yes | No | R | Yes | N. A. | No | N. A. | No | Yes | No | Yes | M. L.: MFG/MD/2021/000369 |  | 1 | SUSHRUT PRODUCTS\CONVENTIONAL IMPLANTS\AUSTIN MOOR - STERILE | 0.431 | Correcteed drawing number, PS and QPF with its revision and date | N | HEMI ENDOPROSTHESIS |  | 1/lot | No | Yes | Yes | No | N. A. | 45MM | NARROW STEM
A0607 | A0603.046 | AUSTIN MOORE PROSTHESIS XL, S`RUT, NARROW STEM, STERILE 46MM |  | A0607.000, A0607000M | 05 | 2018-06-12 | N. A. | N. A. | N. A. | QPF/A0607 | 00 | 2007-11-10 | N. A. | N. A. | N. A. | PS/A0607 | 04 | 2022-10-06 | 2022-11-17 | 2019-11-05 | N. A. | A0607 | TMF-1 | IU/6 | Class C | FINISHED GOODS | SUSHRUT™ | Austin Moore Prosthesis |  | 04 | Yes | No | R | Yes | N. A. | No | N. A. | No | Yes | No | Yes | M. L.: MFG/MD/2021/000369 |  | 1 | SUSHRUT PRODUCTS\CONVENTIONAL IMPLANTS\AUSTIN MOOR - STERILE | 0.43 | Correcteed drawing number, PS and QPF with its revision and date | N | HEMI ENDOPROSTHESIS |  | 1/lot | No | Yes | Yes | No | N. A. | 46MM | NARROW STEM
A0607 | A0603.047 | AUSTIN MOORE PROSTHESIS XL, S`RUT, NARROW STEM, STERILE 47MM |  | A0607.000, A0607000M | 05 | 2018-06-12 | N. A. | N. A. | N. A. | QPF/A0607 | 00 | 2007-11-10 | N. A. | N. A. | N. A. | PS/A0607 | 04 | 2022-10-06 | 2022-11-17 | 2019-11-05 | N. A. | A0607 | TMF-1 | IU/6 | Class C | FINISHED GOODS | SUSHRUT™ | Austin Moore Prosthesis |  | 04 | Yes | No | R | Yes | N. A. | No | N. A. | No | Yes | No | Yes | M. L.: MFG/MD/2021/000369 |  | 1 | SUSHRUT PRODUCTS\CONVENTIONAL IMPLANTS\AUSTIN MOOR - STERILE | 0.437 | Correcteed drawing number, PS and QPF with its revision and date | N | HEMI ENDOPROSTHESIS |  | 1/lot | No | Yes | Yes | No | N. A. | 47MM | NARROW STEM
A0607 | A0603.048 | AUSTIN MOORE PROSTHESIS XL, S`RUT, NARROW STEM, STERILE 48MM |  | A0607.000, A0607000M | 05 | 2018-06-12 | N. A. | N. A. | N. A. | QPF/A0607 | 00 | 2007-11-10 | N. A. | N. A. | N. A. | PS/A0607 | 04 | 2022-10-06 | 2022-11-17 | 2019-11-05 | N. A. | A0607 | TMF-1 | IU/6 | Class C | FINISHED GOODS | SUSHRUT™ | Austin Moore Prosthesis |  | 04 | Yes | No | R | Yes | N. A. | No | N. A. | No | Yes | No | Yes | M. L.: MFG/MD/2021/000369 |  | 1 | SUSHRUT PRODUCTS\CONVENTIONAL IMPLANTS\AUSTIN MOOR - STERILE | 0.444 | Correcteed drawing number, PS and QPF with its revision and date | N | HEMI ENDOPROSTHESIS |  | 1/lot | No | Yes | Yes | No | N. A. | 48MM | NARROW STEM
A0607 | A0603.049 | AUSTIN MOORE PROSTHESIS XL, S`RUT, NARROW STEM, STERILE 49MM |  | A0607.000, A0607000M | 05 | 2018-06-12 | N. A. | N. A. | N. A. | QPF/A0607 | 00 | 2007-11-10 | N. A. | N. A. | N. A. | PS/A0607 | 04 | 2022-10-06 | 2022-11-17 | 2019-11-05 | N. A. | A0607 | TMF-1 | IU/6 | Class C | FINISHED GOODS | SUSHRUT™ | Austin Moore Prosthesis |  | 04 | Yes | No | R | Yes | N. A. | No | N. A. | No | Yes | No | Yes | M. L.: MFG/MD/2021/000369 |  | 1 | SUSHRUT PRODUCTS\CONVENTIONAL IMPLANTS\AUSTIN MOOR - STERILE | 0.459 | Correcteed drawing number, PS and QPF with its revision and date | N | HEMI ENDOPROSTHESIS |  | 1/lot | No | Yes | Yes | No | N. A. | 49MM | NARROW STEM
A0607 | A0603.050 | AUSTIN MOORE PROSTHESIS XL, S`RUT, NARROW STEM, STERILE 50MM |  | A0607.000, A0607000M | 05 | 2018-06-12 | N. A. | N. A. | N. A. | QPF/A0607 | 00 | 2007-11-10 | N. A. | N. A. | N. A. | PS/A0607 | 04 | 2022-10-06 | 2022-11-17 | 2019-11-05 | N. A. | A0607 | TMF-1 | IU/6 | Class C | FINISHED GOODS | SUSHRUT™ | Austin Moore Prosthesis |  | 04 | Yes | No | R | Yes | N. A. | No | N. A. | No | Yes | No | Yes | M. L.: MFG/MD/2021/000369 |  | 1 | SUSHRUT PRODUCTS\CONVENTIONAL IMPLANTS\AUSTIN MOOR - STERILE | 0.473 | Correcteed drawing number, PS and QPF with its revision and date | N | HEMI ENDOPROSTHESIS |  | 1/lot | No | Yes | Yes | No | N. A. | 50MM | NARROW STEM
A0607 | A0603.051 | AUSTIN MOORE PROSTHESIS XL, S`RUT, NARROW STEM, STERILE 51MM |  | A0607.000, A0607000M | 05 | 2018-06-12 | N. A. | N. A. | N. A. | QPF/A0607 | 00 | 2007-11-10 | N. A. | N. A. | N. A. | PS/A0607 | 04 | 2022-10-06 | 2022-11-17 | 2019-11-05 | N. A. | A0607 | TMF-1 | IU/6 | Class C | FINISHED GOODS | SUSHRUT™ | Austin Moore Prosthesis |  | 04 | Yes | No | R | Yes | N. A. | No | N. A. | No | Yes | No | Yes | M. L.: MFG/MD/2021/000369 |  | 1 | SUSHRUT PRODUCTS\CONVENTIONAL IMPLANTS\AUSTIN MOOR - STERILE | 0.471 | Correcteed drawing number, PS and QPF with its revision and date | N | HEMI ENDOPROSTHESIS |  | 1/lot | No | Yes | Yes | No | N. A. | 51MM | NARROW STEM
A0607 | A0603.052 | AUSTIN MOORE PROSTHESIS XL, S`RUT, NARROW STEM, STERILE 52MM |  | A0607.000, A0607000M | 05 | 2018-06-12 | N. A. | N. A. | N. A. | QPF/A0607 | 00 | 2007-11-10 | N. A. | N. A. | N. A. | PS/A0607 | 04 | 2022-10-06 | 2022-11-17 | 2019-11-05 | N. A. | A0607 | TMF-1 | IU/6 | Class C | FINISHED GOODS | SUSHRUT™ | Austin Moore Prosthesis |  | 04 | Yes | No | R | Yes | N. A. | No | N. A. | No | Yes | No | Yes | M. L.: MFG/MD/2021/000369 |  | 1 | SUSHRUT PRODUCTS\CONVENTIONAL IMPLANTS\AUSTIN MOOR - STERILE | 0.496 | Correcteed drawing number, PS and QPF with its revision and date | N | HEMI ENDOPROSTHESIS |  | 1/lot | No | Yes | Yes | No | N. A. | 52MM | NARROW STEM
A0607 | A0603.053 | AUSTIN MOORE PROSTHESIS XL, S`RUT, NARROW STEM, STERILE 53MM |  | A0607.000, A0607000M | 05 | 2018-06-12 | N. A. | N. A. | N. A. | QPF/A0607 | 00 | 2007-11-10 | N. A. | N. A. | N. A. | PS/A0607 | 04 | 2022-10-06 | 2022-11-17 | 2019-11-05 | N. A. | A0607 | TMF-1 | IU/6 | Class C | FINISHED GOODS | SUSHRUT™ | Austin Moore Prosthesis |  | 04 | Yes | No | R | Yes | N. A. | No | N. A. | No | Yes | No | Yes | M. L.: MFG/MD/2021/000369 |  | 1 | SUSHRUT PRODUCTS\CONVENTIONAL IMPLANTS\AUSTIN MOOR - STERILE | 0 | Correcteed drawing number, PS and QPF with its revision and date | N | HEMI ENDOPROSTHESIS |  | 1/lot | No | Yes | Yes | No | N. A. | 53MM | NARROW STEM
A0607 | A0603.054 | AUSTIN MOORE PROSTHESIS XL, S`RUT, NARROW STEM, STERILE 54MM |  | A0607.000, A0607000M | 05 | 2018-06-12 | N. A. | N. A. | N. A. | QPF/A0607 | 00 | 2007-11-10 | N. A. | N. A. | N. A. | PS/A0607 | 04 | 2022-10-06 | 2022-11-17 | 2019-11-05 | N. A. | A0607 | TMF-1 | IU/6 | Class C | FINISHED GOODS | SUSHRUT™ | Austin Moore Prosthesis |  | 04 | Yes | No | R | Yes | N. A. | No | N. A. | No | Yes | No | Yes | M. L.: MFG/MD/2021/000369 |  | 1 | SUSHRUT PRODUCTS\CONVENTIONAL IMPLANTS\AUSTIN MOOR - STERILE | 0.5 | Correcteed drawing number, PS and QPF with its revision and date | N | HEMI ENDOPROSTHESIS |  | 1/lot | No | Yes | Yes | No | N. A. | 54MM | NARROW STEM
A0607 | A0603.055 | AUSTIN MOORE PROSTHESIS XL, S`RUT, NARROW STEM, STERILE 55MM |  | A0607.000, A0607000M | 05 | 2018-06-12 | N. A. | N. A. | N. A. | QPF/A0607 | 00 | 2007-11-10 | N. A. | N. A. | N. A. | PS/A0607 | 04 | 2022-10-06 | 2022-11-17 | 2019-11-05 | N. A. | A0607 | TMF-1 | IU/6 | Class C | FINISHED GOODS | SUSHRUT™ | Austin Moore Prosthesis |  | 04 | Yes | No | R | Yes | N. A. | No | N. A. | No | Yes | No | Yes | M. L.: MFG/MD/2021/000369 |  | 1 | SUSHRUT PRODUCTS\CONVENTIONAL IMPLANTS\AUSTIN MOOR - STERILE | 0.506 | Correcteed drawing number, PS and QPF with its revision and date | Y | HEMI ENDOPROSTHESIS |  | 1/lot | No | Yes | Yes | No | N. A. | 55MM | NARROW STEM
A0607 | A0603.057 | AUSTIN MOORE PROSTHESIS XL, S`RUT, NARROW STEM, STERILE 57MM |  | A0607.000, A0607000M | 05 | 2018-06-12 | N. A. | N. A. | N. A. | QPF/A0607 | 00 | 2007-11-10 | N. A. | N. A. | N. A. | PS/A0607 | 04 | 2022-10-06 | 2022-11-17 | 2019-11-05 | N. A. | A0607 | TMF-1 | IU/6 | Class C | FINISHED GOODS | SUSHRUT™ | Austin Moore Prosthesis |  | 04 | Yes | No | R | Yes | N. A. | No | N. A. | No | Yes | No | Yes | M. L.: MFG/MD/2021/000369 |  | 1 | SUSHRUT PRODUCTS\CONVENTIONAL IMPLANTS\AUSTIN MOOR - STERILE | 0 | Correcteed drawing number, PS and QPF with its revision and date | Y | HEMI ENDOPROSTHESIS |  | 1/lot | No | Yes | Yes | No | N. A. | 57MM | NARROW STEM
A0614 | A0604.035 | THOMPSON PROSTHESIS XL, S`RUT, NARROW STEM, STERILE 35MM |  | A0608.000, A0602.000M | 06, 00 | 12-06-2018, 06-07-2013 | N. A. | N. A. | N. A. | QPF/A0608 | 01 | 2015-10-03 | N. A. | N. A. | N. A. | PS/A0614 | 03 | 2022-10-06 | 2022-12-04 | 2019-12-04 | N. A. | A0614 | TMF-1 | IU/6 | Class C | FINISHED GOODS | SUSHRUT™ | Thompson Prosthesis |  | 04 | Yes | No | R | Yes | N. A. | No | N. A. | No | Yes | No | Yes | M. L.: MFG/MD/2021/000369 |  | 1 | SUSHRUT PRODUCTS\CONVENTIONAL IMPLANTS\HIP REPLACEMENT\THOMPSON PROSTHESIS - STERILE | 0.398 | Correcteed drawing number, PS and QPF with its revision and date | Y | HEMI ENDOPROSTHESIS |  | 1/lot | No | Yes | Yes | No | N. A. | 35MM
A0614 | A0604.036 | THOMPSON PROSTHESIS XL, S`RUT, NARROW STEM, STERILE 36MM |  | A0608.000, A0602.000M | 06, 00 | 12-06-2018, 06-07-2013 | N. A. | N. A. | N. A. | QPF/A0608 | 01 | 2015-10-03 | N. A. | N. A. | N. A. | PS/A0614 | 03 | 2022-10-06 | 2022-12-04 | 2019-12-04 | N. A. | A0614 | TMF-1 | IU/6 | Class C | FINISHED GOODS | SUSHRUT™ | Thompson Prosthesis |  | 04 | Yes | No | R | Yes | N. A. | No | N. A. | No | Yes | No | Yes | M. L.: MFG/MD/2021/000369 |  | 1 | SUSHRUT PRODUCTS\CONVENTIONAL IMPLANTS\HIP REPLACEMENT\THOMPSON PROSTHESIS - STERILE | 0.389 | Correcteed drawing number, PS and QPF with its revision and date | Y | HEMI ENDOPROSTHESIS |  | 1/lot | No | Yes | Yes | No | N. A. | 36MM
A0614 | A0604.037 | THOMPSON PROSTHESIS XL, S`RUT, NARROW STEM, STERILE 37MM |  | A0608.000, A0602.000M | 06, 00 | 12-06-2018, 06-07-2013 | N. A. | N. A. | N. A. | QPF/A0608 | 01 | 2015-10-03 | N. A. | N. A. | N. A. | PS/A0614 | 03 | 2022-10-06 | 2022-12-04 | 2019-12-04 | N. A. | A0614 | TMF-1 | IU/6 | Class C | FINISHED GOODS | SUSHRUT™ | Thompson Prosthesis |  | 04 | Yes | No | R | Yes | N. A. | No | N. A. | No | Yes | No | Yes | M. L.: MFG/MD/2021/000369 |  | 1 | SUSHRUT PRODUCTS\CONVENTIONAL IMPLANTS\HIP REPLACEMENT\THOMPSON PROSTHESIS - STERILE | 0.387 | Correcteed drawing number, PS and QPF with its revision and date | Y | HEMI ENDOPROSTHESIS |  | 1/lot | No | Yes | Yes | No | N. A. | 37MM
A0614 | A0604.038 | THOMPSON PROSTHESIS XL, S`RUT, NARROW STEM, STERILE 38MM |  | A0608.000, A0602.000M | 06, 00 | 12-06-2018, 06-07-2013 | N. A. | N. A. | N. A. | QPF/A0608 | 01 | 2015-10-03 | N. A. | N. A. | N. A. | PS/A0614 | 03 | 2022-10-06 | 2022-12-04 | 2019-12-04 | N. A. | A0614 | TMF-1 | IU/6 | Class C | FINISHED GOODS | SUSHRUT™ | Thompson Prosthesis |  | 04 | Yes | No | R | Yes | N. A. | No | N. A. | No | Yes | No | Yes | M. L.: MFG/MD/2021/000369 |  | 1 | SUSHRUT PRODUCTS\CONVENTIONAL IMPLANTS\HIP REPLACEMENT\THOMPSON PROSTHESIS - STERILE | 0.423 | Correcteed drawing number, PS and QPF with its revision and date | Y | HEMI ENDOPROSTHESIS |  | 1/lot | No | Yes | Yes | No | N. A. | 38MM
A0614 | A0604.039 | THOMPSON PROSTHESIS XL, S`RUT, NARROW STEM, STERILE 39MM |  | A0608.000, A0602.000M | 06, 00 | 12-06-2018, 06-07-2013 | N. A. | N. A. | N. A. | QPF/A0608 | 01 | 2015-10-03 | N. A. | N. A. | N. A. | PS/A0614 | 03 | 2022-10-06 | 2022-12-04 | 2019-12-04 | N. A. | A0614 | TMF-1 | IU/6 | Class C | FINISHED GOODS | SUSHRUT™ | Thompson Prosthesis |  | 04 | Yes | No | R | Yes | N. A. | No | N. A. | No | Yes | No | Yes | M. L.: MFG/MD/2021/000369 |  | 1 | SUSHRUT PRODUCTS\CONVENTIONAL IMPLANTS\HIP REPLACEMENT\THOMPSON PROSTHESIS - STERILE | 0.402 | Correcteed drawing number, PS and QPF with its revision and date | Y | HEMI ENDOPROSTHESIS |  | 1/lot | No | Yes | Yes | No | N. A. | 39MM
A0614 | A0604.040 | THOMPSON PROSTHESIS XL, S`RUT, NARROW STEM, STERILE 40MM |  | A0608.000, A0602.000M | 06, 00 | 12-06-2018, 06-07-2013 | N. A. | N. A. | N. A. | QPF/A0608 | 01 | 2015-10-03 | N. A. | N. A. | N. A. | PS/A0614 | 03 | 2022-10-06 | 2022-12-04 | 2019-12-04 | N. A. | A0614 | TMF-1 | IU/6 | Class C | FINISHED GOODS | SUSHRUT™ | Thompson Prosthesis |  | 04 | Yes | No | R | Yes | N. A. | No | N. A. | No | Yes | No | Yes | M. L.: MFG/MD/2021/000369 |  | 1 | SUSHRUT PRODUCTS\CONVENTIONAL IMPLANTS\HIP REPLACEMENT\THOMPSON PROSTHESIS - STERILE | 0.525 | Correcteed drawing number, PS and QPF with its revision and date | Y | HEMI ENDOPROSTHESIS |  | 1/lot | No | Yes | Yes | No | N. A. | 40MM
A0614 | A0604.041 | THOMPSON PROSTHESIS XL, S`RUT, NARROW STEM, STERILE 41MM |  | A0608.000, A0602.000M | 06, 00 | 12-06-2018, 06-07-2013 | N. A. | N. A. | N. A. | QPF/A0608 | 01 | 2015-10-03 | N. A. | N. A. | N. A. | PS/A0614 | 03 | 2022-10-06 | 2022-12-04 | 2019-12-04 | N. A. | A0614 | TMF-1 | IU/6 | Class C | FINISHED GOODS | SUSHRUT™ | Thompson Prosthesis |  | 04 | Yes | No | R | Yes | N. A. | No | N. A. | No | Yes | No | Yes | M. L.: MFG/MD/2021/000369 |  | 1 | SUSHRUT PRODUCTS\CONVENTIONAL IMPLANTS\HIP REPLACEMENT\THOMPSON PROSTHESIS - STERILE | 0.44 | Correcteed drawing number, PS and QPF with its revision and date | Y | HEMI ENDOPROSTHESIS |  | 1/lot | No | Yes | Yes | No | N. A. | 41MM
A0614 | A0604.042 | THOMPSON PROSTHESIS XL, S`RUT, NARROW STEM, STERILE 42MM |  | A0608.000, A0602.000M | 06, 00 | 12-06-2018, 06-07-2013 | N. A. | N. A. | N. A. | QPF/A0608 | 01 | 2015-10-03 | N. A. | N. A. | N. A. | PS/A0614 | 03 | 2022-10-06 | 2022-12-04 | 2019-12-04 | N. A. | A0614 | TMF-1 | IU/6 | Class C | FINISHED GOODS | SUSHRUT™ | Thompson Prosthesis |  | 04 | Yes | No | R | Yes | N. A. | No | N. A. | No | Yes | No | Yes | M. L.: MFG/MD/2021/000369 |  | 1 | SUSHRUT PRODUCTS\CONVENTIONAL IMPLANTS\HIP REPLACEMENT\THOMPSON PROSTHESIS - STERILE | 0.537 | Correcteed drawing number, PS and QPF with its revision and date | Y | HEMI ENDOPROSTHESIS |  | 1/lot | No | Yes | Yes | No | N. A. | 42MM
A0614 | A0604.043 | THOMPSON PROSTHESIS XL, S`RUT, NARROW STEM, STERILE 43MM |  | A0608.000, A0602.000M | 06, 00 | 12-06-2018, 06-07-2013 | N. A. | N. A. | N. A. | QPF/A0608 | 01 | 2015-10-03 | N. A. | N. A. | N. A. | PS/A0614 | 03 | 2022-10-06 | 2022-12-04 | 2019-12-04 | N. A. | A0614 | TMF-1 | IU/6 | Class C | FINISHED GOODS | SUSHRUT™ | Thompson Prosthesis |  | 04 | Yes | No | R | Yes | N. A. | No | N. A. | No | Yes | No | Yes | M. L.: MFG/MD/2021/000369 |  | 1 | SUSHRUT PRODUCTS\CONVENTIONAL IMPLANTS\HIP REPLACEMENT\THOMPSON PROSTHESIS - STERILE | 0.429 | Correcteed drawing number, PS and QPF with its revision and date | Y | HEMI ENDOPROSTHESIS |  | 1/lot | No | Yes | Yes | No | N. A. | 43MM
A0614 | A0604.044 | THOMPSON PROSTHESIS XL, S`RUT, NARROW STEM, STERILE 44MM |  | A0608.000, A0602.000M | 06, 00 | 12-06-2018, 06-07-2013 | N. A. | N. A. | N. A. | QPF/A0608 | 01 | 2015-10-03 | N. A. | N. A. | N. A. | PS/A0614 | 03 | 2022-10-06 | 2022-12-04 | 2019-12-04 | N. A. | A0614 | TMF-1 | IU/6 | Class C | FINISHED GOODS | SUSHRUT™ | Thompson Prosthesis |  | 04 | Yes | No | R | Yes | N. A. | No | N. A. | No | Yes | No | Yes | M. L.: MFG/MD/2021/000369 |  | 1 | SUSHRUT PRODUCTS\CONVENTIONAL IMPLANTS\HIP REPLACEMENT\THOMPSON PROSTHESIS - STERILE | 0.451 | Correcteed drawing number, PS and QPF with its revision and date | Y | HEMI ENDOPROSTHESIS |  | 1/lot | No | Yes | Yes | No | N. A. | 44MM
A0614 | A0604.045 | THOMPSON PROSTHESIS XL, S`RUT, NARROW STEM, STERILE 45MM |  | A0608.000, A0602.000M | 06, 00 | 12-06-2018, 06-07-2013 | N. A. | N. A. | N. A. | QPF/A0608 | 01 | 2015-10-03 | N. A. | N. A. | N. A. | PS/A0614 | 03 | 2022-10-06 | 2022-12-04 | 2019-12-04 | N. A. | A0614 | TMF-1 | IU/6 | Class C | FINISHED GOODS | SUSHRUT™ | Thompson Prosthesis |  | 04 | Yes | No | R | Yes | N. A. | No | N. A. | No | Yes | No | Yes | M. L.: MFG/MD/2021/000369 |  | 1 | SUSHRUT PRODUCTS\CONVENTIONAL IMPLANTS\HIP REPLACEMENT\THOMPSON PROSTHESIS - STERILE | 0.48 | Correcteed drawing number, PS and QPF with its revision and date | Y | HEMI ENDOPROSTHESIS |  | 1/lot | No | Yes | Yes | No | N. A. | 45MM
A0614 | A0604.046 | THOMPSON PROSTHESIS XL, S`RUT, NARROW STEM, STERILE 46MM |  | A0608.000, A0602.000M | 06, 00 | 12-06-2018, 06-07-2013 | N. A. | N. A. | N. A. | QPF/A0608 | 01 | 2015-10-03 | N. A. | N. A. | N. A. | PS/A0614 | 03 | 2022-10-06 | 2022-12-04 | 2019-12-04 | N. A. | A0614 | TMF-1 | IU/6 | Class C | FINISHED GOODS | SUSHRUT™ | Thompson Prosthesis |  | 04 | Yes | No | R | Yes | N. A. | No | N. A. | No | Yes | No | Yes | M. L.: MFG/MD/2021/000369 |  | 1 | SUSHRUT PRODUCTS\CONVENTIONAL IMPLANTS\HIP REPLACEMENT\THOMPSON PROSTHESIS - STERILE | 0.457 | Correcteed drawing number, PS and QPF with its revision and date | Y | HEMI ENDOPROSTHESIS |  | 1/lot | No | Yes | Yes | No | N. A. | 46MM
A0614 | A0604.047 | THOMPSON PROSTHESIS XL, S`RUT, NARROW STEM, STERILE 47MM |  | A0608.000, A0602.000M | 06, 00 | 12-06-2018, 06-07-2013 | N. A. | N. A. | N. A. | QPF/A0608 | 01 | 2015-10-03 | N. A. | N. A. | N. A. | PS/A0614 | 03 | 2022-10-06 | 2022-12-04 | 2019-12-04 | N. A. | A0614 | TMF-1 | IU/6 | Class C | FINISHED GOODS | SUSHRUT™ | Thompson Prosthesis |  | 04 | Yes | No | R | Yes | N. A. | No | N. A. | No | Yes | No | Yes | M. L.: MFG/MD/2021/000369 |  | 1 | SUSHRUT PRODUCTS\CONVENTIONAL IMPLANTS\HIP REPLACEMENT\THOMPSON PROSTHESIS - STERILE | 0.473 | Correcteed drawing number, PS and QPF with its revision and date | Y | HEMI ENDOPROSTHESIS |  | 1/lot | No | Yes | Yes | No | N. A. | 47MM
A0614 | A0604.048 | THOMPSON PROSTHESIS XL, S`RUT, NARROW STEM, STERILE 48MM |  | A0608.000, A0602.000M | 06, 00 | 12-06-2018, 06-07-2013 | N. A. | N. A. | N. A. | QPF/A0608 | 01 | 2015-10-03 | N. A. | N. A. | N. A. | PS/A0614 | 03 | 2022-10-06 | 2022-12-04 | 2019-12-04 | N. A. | A0614 | TMF-1 | IU/6 | Class C | FINISHED GOODS | SUSHRUT™ | Thompson Prosthesis |  | 04 | Yes | No | R | Yes | N. A. | No | N. A. | No | Yes | No | Yes | M. L.: MFG/MD/2021/000369 |  | 1 | SUSHRUT PRODUCTS\CONVENTIONAL IMPLANTS\HIP REPLACEMENT\THOMPSON PROSTHESIS - STERILE | 0.401 | Correcteed drawing number, PS and QPF with its revision and date | Y | HEMI ENDOPROSTHESIS |  | 1/lot | No | Yes | Yes | No | N. A. | 48MM
A0614 | A0604.049 | THOMPSON PROSTHESIS XL, S`RUT, NARROW STEM, STERILE 49MM |  | A0608.000, A0602.000M | 06, 00 | 12-06-2018, 06-07-2013 | N. A. | N. A. | N. A. | QPF/A0608 | 01 | 2015-10-03 | N. A. | N. A. | N. A. | PS/A0614 | 03 | 2022-10-06 | 2022-12-04 | 2019-12-04 | N. A. | A0614 | TMF-1 | IU/6 | Class C | FINISHED GOODS | SUSHRUT™ | Thompson Prosthesis |  | 04 | Yes | No | R | Yes | N. A. | No | N. A. | No | Yes | No | Yes | M. L.: MFG/MD/2021/000369 |  | 1 | SUSHRUT PRODUCTS\CONVENTIONAL IMPLANTS\HIP REPLACEMENT\THOMPSON PROSTHESIS - STERILE | 0.491 | Correcteed drawing number, PS and QPF with its revision and date | Y | HEMI ENDOPROSTHESIS |  | 1/lot | No | Yes | Yes | No | N. A. | 49MM
A0614 | A0604.050 | THOMPSON PROSTHESIS XL, S`RUT, NARROW STEM, STERILE 50MM |  | A0608.000, A0602.000M | 06, 00 | 12-06-2018, 06-07-2013 | N. A. | N. A. | N. A. | QPF/A0608 | 01 | 2015-10-03 | N. A. | N. A. | N. A. | PS/A0614 | 03 | 2022-10-06 | 2022-12-04 | 2019-12-04 | N. A. | A0614 | TMF-1 | IU/6 | Class C | FINISHED GOODS | SUSHRUT™ | Thompson Prosthesis |  | 04 | Yes | No | R | Yes | N. A. | No | N. A. | No | Yes | No | Yes | M. L.: MFG/MD/2021/000369 |  | 1 | SUSHRUT PRODUCTS\CONVENTIONAL IMPLANTS\HIP REPLACEMENT\THOMPSON PROSTHESIS - STERILE | 0.496 | Correcteed drawing number, PS and QPF with its revision and date | Y | HEMI ENDOPROSTHESIS |  | 1/lot | No | Yes | Yes | No | N. A. | 50MM
A0614 | A0604.051 | THOMPSON PROSTHESIS XL, S`RUT, NARROW STEM, STERILE 51MM |  | A0608.000, A0602.000M | 06, 00 | 12-06-2018, 06-07-2013 | N. A. | N. A. | N. A. | QPF/A0608 | 01 | 2015-10-03 | N. A. | N. A. | N. A. | PS/A0614 | 03 | 2022-10-06 | 2022-12-04 | 2019-12-04 | N. A. | A0614 | TMF-1 | IU/6 | Class C | FINISHED GOODS | SUSHRUT™ | Thompson Prosthesis |  | 04 | Yes | No | R | Yes | N. A. | No | N. A. | No | Yes | No | Yes | M. L.: MFG/MD/2021/000369 |  | 1 | SUSHRUT PRODUCTS\CONVENTIONAL IMPLANTS\HIP REPLACEMENT\THOMPSON PROSTHESIS - STERILE | 0.5 | Correcteed drawing number, PS and QPF with its revision and date | Y | HEMI ENDOPROSTHESIS |  | 1/lot | No | Yes | Yes | No | N. A. | 51MM
A0614 | A0604.052 | THOMPSON PROSTHESIS XL, S`RUT, NARROW STEM, STERILE 52MM |  | A0608.000, A0602.000M | 06, 00 | 12-06-2018, 06-07-2013 | N. A. | N. A. | N. A. | QPF/A0608 | 01 | 2015-10-03 | N. A. | N. A. | N. A. | PS/A0614 | 03 | 2022-10-06 | 2022-12-04 | 2019-12-04 | N. A. | A0614 | TMF-1 | IU/6 | Class C | FINISHED GOODS | SUSHRUT™ | Thompson Prosthesis |  | 04 | Yes | No | R | Yes | N. A. | No | N. A. | No | Yes | No | Yes | M. L.: MFG/MD/2021/000369 |  | 1 | SUSHRUT PRODUCTS\CONVENTIONAL IMPLANTS\HIP REPLACEMENT\THOMPSON PROSTHESIS - STERILE | 0.629 | Correcteed drawing number, PS and QPF with its revision and date | Y | HEMI ENDOPROSTHESIS |  | 1/lot | No | Yes | Yes | No | N. A. | 52MM
A0614 | A0604.053 | THOMPSON PROSTHESIS XL, S`RUT, NARROW STEM, STERILE 53MM |  | A0608.000, A0602.000M | 06, 00 | 12-06-2018, 06-07-2013 | N. A. | N. A. | N. A. | QPF/A0608 | 01 | 2015-10-03 | N. A. | N. A. | N. A. | PS/A0614 | 03 | 2022-10-06 | 2022-12-04 | 2019-12-04 | N. A. | A0614 | TMF-1 | IU/6 | Class C | FINISHED GOODS | SUSHRUT™ | Thompson Prosthesis |  | 04 | Yes | No | R | Yes | N. A. | No | N. A. | No | Yes | No | Yes | M. L.: MFG/MD/2021/000369 |  | 1 | SUSHRUT PRODUCTS\CONVENTIONAL IMPLANTS\HIP REPLACEMENT\THOMPSON PROSTHESIS - STERILE | 0.5 | Correcteed drawing number, PS and QPF with its revision and date | Y | HEMI ENDOPROSTHESIS |  | 1/lot | No | Yes | Yes | No | N. A. | 53MM
A0614 | A0604.054 | THOMPSON PROSTHESIS XL, S`RUT, NARROW STEM, STERILE 54MM |  | A0608.000, A0602.000M | 06, 00 | 12-06-2018, 06-07-2013 | N. A. | N. A. | N. A. | QPF/A0608 | 01 | 2015-10-03 | N. A. | N. A. | N. A. | PS/A0614 | 03 | 2022-10-06 | 2022-12-04 | 2019-12-04 | N. A. | A0614 | TMF-1 | IU/6 | Class C | FINISHED GOODS | SUSHRUT™ | Thompson Prosthesis |  | 04 | Yes | No | R | Yes | N. A. | No | N. A. | No | Yes | No | Yes | M. L.: MFG/MD/2021/000369 |  | 1 | SUSHRUT PRODUCTS\CONVENTIONAL IMPLANTS\HIP REPLACEMENT\THOMPSON PROSTHESIS - STERILE | 0.615 | Correcteed drawing number, PS and QPF with its revision and date | Y | HEMI ENDOPROSTHESIS |  | 1/lot | No | Yes | Yes | No | N. A. | 54MM
A0614 | A0604.055 | THOMPSON PROSTHESIS XL, S`RUT, NARROW STEM, STERILE 55MM |  | A0608.000, A0602.000M | 06, 00 | 12-06-2018, 06-07-2013 | N. A. | N. A. | N. A. | QPF/A0608 | 01 | 2015-10-03 | N. A. | N. A. | N. A. | PS/A0614 | 03 | 2022-10-06 | 2022-12-04 | 2019-12-04 | N. A. | A0614 | TMF-1 | IU/6 | Class C | FINISHED GOODS | SUSHRUT™ | Thompson Prosthesis |  | 04 | Yes | No | R | Yes | N. A. | No | N. A. | No | Yes | No | Yes | M. L.: MFG/MD/2021/000369 |  | 1 | SUSHRUT PRODUCTS\CONVENTIONAL IMPLANTS\HIP REPLACEMENT\THOMPSON PROSTHESIS - STERILE | 0.523 | Correcteed drawing number, PS and QPF with its revision and date | Y | HEMI ENDOPROSTHESIS |  | 1/lot | No | Yes | Yes | No | N. A. | 55MM
A0605 | A0605.039 | BIPOLAR PROSTHESIS, S`RUT, NON-FENESTRATED WITH CUP, DIA 39 |  | A0605.000 | 08 | 2018-04-26 | N. A. | N. A. | N. A. | QPF/A0605 | 01 | 2021-02-21 | N. A. | N. A. | N. A. | PS/A0605 | 02 | 2019-07-04 | 2022-12-01 | 2019-12-01 | N. A. | A0605 | TMF-1 | IU/6 | Class C | FINISHED GOODS | SUSHRUT™ | Bipolar Protshesis, Non Fenestrated |  | 04 | Yes | No | R | Yes | N. A. | No | N. A. | No | Yes | No | Yes | M. L.: MFG/MD/2021/000369 |  | 1 | SUSHRUT PRODUCTS\CONVENTIONAL IMPLANTS\BIPOLAR - NON-FENESTRATED | 0.485 | Initial issue | N | HEMI ENDOPROSTHESIS |  | 1/lot | No | Yes | Yes | No | N. A. | 39MM | NON-FENESTRATED
A0605 | A0605.039S2 | BIPOLAR PROSTHESIS CUP DIA. 39MM |  | A0605.000S2 | 02 | 2012-12-15 | N. A. | N. A. | N. A. | QPR/A0605S2 | 00 | 2007-08-25 | N. A. | N. A. | N. A. | PS/A0605.000S2 | 02 | 2018-03-09 | 2022-12-01 | 2019-12-01 | N. A. | A0605 | N. A. | N. A. | N. A. | SEMIFINISHED GOODS | N. A. | N. A. | N. A. | N. A. | N. A. | N. A. |  | N. A. | N. A. | N. A. | N. A. | N. A. | N. A. | N. A. | N. A. | N. A. | N. A. | 1 | SUB COMPONENTS | NA | Initial issue | N | SUB COMPONENTS |  | No | No | N. A. | N. A. | N. A. | N. A.
A0605 | A0605.039S2.01 | SHELL FOR BIPOLAR PROSTHESIS CUP DIA. 39MM |  | A0605.000S2.01 | 01 | 2012-12-09 | N. A. | N. A. | N. A. | QPR/A0605S2.01 | 00 | 2007-08-25 | N. A. | N. A. | N. A. | PS/A0605.000S2.01 | 00 | 2012-11-06 | 2023-01-09 | 2020-01-09 | N. A. | A0605 | N. A. | N. A. | N. A. | SEMIFINISHED GOODS | N. A. | N. A. | N. A. | N. A. | N. A. | N. A. |  | N. A. | N. A. | N. A. | N. A. | N. A. | N. A. | N. A. | N. A. | N. A. | N. A. | 1 | SUB COMPONENTS | NA | Initial issue | N | SUB COMPONENTS |  | No | No | N. A. | N. A. | N. A. | N. A.
A0605 | A0605.039S2.02 | LINER FOR BIPOLAR PROSTHESIS CUP DIA. 39MM |  | A0605.000S2.02 | 02 | 2012-12-09 | N. A. | N. A. | N. A. | QPR/A0605S2.02 | 00 | 2007-08-25 | N. A. | N. A. | N. A. | PS/A0605.000S2.02 | 00 | 2019-08-29 | 2022-12-04 | 2019-12-04 | N. A. | A0605 | N. A. | N. A. | N. A. | SEMIFINISHED GOODS | N. A. | N. A. | N. A. | N. A. | N. A. | N. A. |  | N. A. | N. A. | N. A. | N. A. | N. A. | N. A. | N. A. | N. A. | N. A. | N. A. | 1 | SUB COMPONENTS | NA | Initial issue | N | SUB COMPONENTS |  | No | No | N. A. | N. A. | N. A. | N. A.
A0605 | A0605.041 | BIPOLAR PROSTHESIS, S`RUT, NON-FENESTRATED WITH CUP, DIA 41 |  | A0605.000 | 08 | 2018-04-26 | N. A. | N. A. | N. A. | QPF/A0605 | 00 | 2007-08-25 | N. A. | N. A. | N. A. | PS/A0605 | 02 | 2019-07-04 | 2022-12-01 | 2019-12-01 | N. A. | A0605 | TMF-1 | IU/6 | Class C | FINISHED GOODS | SUSHRUT™ | Bipolar Protshesis, Non Fenestrated |  | 04 | Yes | No | R | Yes | N. A. | No | N. A. | No | Yes | No | Yes | M. L.: MFG/MD/2021/000369 |  | 1 | SUSHRUT PRODUCTS\CONVENTIONAL IMPLANTS\BIPOLAR - NON-FENESTRATED | 0.482 | Initial issue | N | HEMI ENDOPROSTHESIS |  | 1/lot | No | Yes | Yes | No | N. A. | 41MM | NON-FENESTRATED
A0605 | A0605.041S2 | BIPOLAR PROSTHESIS CUP DIA. 41MM |  | A0605.000S2 | 02 | 2012-12-15 | N. A. | N. A. | N. A. | QPR/A0605S2 | 00 | 2007-08-25 | N. A. | N. A. | N. A. | PS/A0605.000S2 | 02 | 2018-03-09 | 2022-12-01 | 2019-12-01 | N. A. | A0605 | N. A. | N. A. | N. A. | SEMIFINISHED GOODS | N. A. | N. A. | N. A. | N. A. | N. A. | N. A. |  | N. A. | N. A. | N. A. | N. A. | N. A. | N. A. | N. A. | N. A. | N. A. | N. A. | 1 | SUB COMPONENTS | NA | Initial issue | N | SUB COMPONENTS |  | No | No | N. A. | N. A. | N. A. | N. A.
A0605 | A0605.041S2.01 | SHELL FOR BIPOLAR PROSTHESIS CUP DIA. 41MM |  | A0605.000S2.01 | 01 | 2012-12-09 | N. A. | N. A. | N. A. | QPR/A0605S2.01 | 00 | 2007-08-25 | N. A. | N. A. | N. A. | PS/A0605.000S2.01 | 00 | 2012-11-06 | 2023-01-09 | 2020-01-09 | N. A. | A0605 | N. A. | N. A. | N. A. | SEMIFINISHED GOODS | N. A. | N. A. | N. A. | N. A. | N. A. | N. A. |  | N. A. | N. A. | N. A. | N. A. | N. A. | N. A. | N. A. | N. A. | N. A. | N. A. | 1 | SUB COMPONENTS | NA | Initial issue | N | SUB COMPONENTS |  | No | No | N. A. | N. A. | N. A. | N. A.
A0605 | A0605.041S2.02 | LINER FOR BIPOLAR PROSTHESIS CUP DIA. 41MM |  | A0605.000S2.02 | 02 | 2012-12-09 | N. A. | N. A. | N. A. | QPR/A0605S2.02 | 00 | 2007-08-25 | N. A. | N. A. | N. A. | PS/A0605.000S2.02 | 00 | 2019-08-29 | 2022-12-04 | 2019-12-04 | N. A. | A0605 | N. A. | N. A. | N. A. | SEMIFINISHED GOODS | N. A. | N. A. | N. A. | N. A. | N. A. | N. A. |  | N. A. | N. A. | N. A. | N. A. | N. A. | N. A. | N. A. | N. A. | N. A. | N. A. | 1 | SUB COMPONENTS | NA | Initial issue | N | SUB COMPONENTS |  | No | No | N. A. | N. A. | N. A. | N. A.
A0605 | A0605.043 | BIPOLAR PROSTHESIS, S`RUT, NON-FENESTRATED WITH CUP, DIA 43 |  | A0605.000 | 08 | 2018-04-26 | N. A. | N. A. | N. A. | QPF/A0605 | 00 | 2007-08-25 | N. A. | N. A. | N. A. | PS/A0605 | 02 | 2019-07-04 | 2022-12-01 | 2019-12-01 | N. A. | A0605 | TMF-1 | IU/6 | Class C | FINISHED GOODS | SUSHRUT™ | Bipolar Protshesis, Non Fenestrated |  | 04 | Yes | No | R | Yes | N. A. | No | N. A. | No | Yes | No | Yes | M. L.: MFG/MD/2021/000369 |  | 1 | SUSHRUT PRODUCTS\CONVENTIONAL IMPLANTS\BIPOLAR - NON-FENESTRATED | 0.491 | Initial issue | N | HEMI ENDOPROSTHESIS |  | 1/lot | No | Yes | Yes | No | N. A. | 43MM | NON-FENESTRATED
A0605 | A0605.043S2 | BIPOLAR PROSTHESIS CUP DIA. 43MM |  | A0605.000S2 | 02 | 2012-12-15 | N. A. | N. A. | N. A. | QPR/A0605S2 | 00 | 2007-08-25 | N. A. | N. A. | N. A. | PS/A0605.000S2 | 02 | 2018-03-09 | 2022-12-01 | 2019-12-01 | N. A. | A0605 | N. A. | N. A. | N. A. | SEMIFINISHED GOODS | N. A. | N. A. | N. A. | N. A. | N. A. | N. A. |  | N. A. | N. A. | N. A. | N. A. | N. A. | N. A. | N. A. | N. A. | N. A. | N. A. | 1 | SUB COMPONENTS | NA | Initial issue | N | SUB COMPONENTS |  | No | No | N. A. | N. A. | N. A. | N. A.
A0605 | A0605.043S2.01 | SHELL FOR BIPOLAR PROSTHESIS CUP DIA. 43MM |  | A0605.000S2.01 | 01 | 2012-12-09 | N. A. | N. A. | N. A. | QPR/A0605S2.01 | 00 | 2007-08-25 | N. A. | N. A. | N. A. | PS/A0605.000S2.01 | 00 | 2012-11-06 | 2023-01-09 | 2020-01-09 | N. A. | A0605 | N. A. | N. A. | N. A. | SEMIFINISHED GOODS | N. A. | N. A. | N. A. | N. A. | N. A. | N. A. |  | N. A. | N. A. | N. A. | N. A. | N. A. | N. A. | N. A. | N. A. | N. A. | N. A. | 1 | SUB COMPONENTS | NA | Initial issue | N | SUB COMPONENTS |  | No | No | N. A. | N. A. | N. A. | N. A.
A0605 | A0605.043S2.02 | LINER FOR BIPOLAR PROSTHESIS CUP DIA. 43MM |  | A0605.000S2.02 | 02 | 2012-12-09 | N. A. | N. A. | N. A. | QPR/A0605S2.02 | 00 | 2007-08-25 | N. A. | N. A. | N. A. | PS/A0605.000S2.02 | 00 | 2019-08-29 | 2022-12-04 | 2019-12-04 | N. A. | A0605 | N. A. | N. A. | N. A. | SEMIFINISHED GOODS | N. A. | N. A. | N. A. | N. A. | N. A. | N. A. |  | N. A. | N. A. | N. A. | N. A. | N. A. | N. A. | N. A. | N. A. | N. A. | N. A. | 1 | SUB COMPONENTS | NA | Initial issue | N | SUB COMPONENTS |  | No | No | N. A. | N. A. | N. A. | N. A.
A0605 | A0605.045 | BIPOLAR PROSTHESIS, S`RUT, NON-FENESTRATED WITH CUP, DIA 45 |  | A0605.000 | 08 | 2018-04-26 | N. A. | N. A. | N. A. | QPF/A0605 | 00 | 2007-08-25 | N. A. | N. A. | N. A. | PS/A0605 | 02 | 2019-07-04 | 2022-12-01 | 2019-12-01 | N. A. | A0605 | TMF-1 | IU/6 | Class C | FINISHED GOODS | SUSHRUT™ | Bipolar Protshesis, Non Fenestrated |  | 04 | Yes | No | R | Yes | N. A. | No | N. A. | No | Yes | No | Yes | M. L.: MFG/MD/2021/000369 |  | 1 | SUSHRUT PRODUCTS\CONVENTIONAL IMPLANTS\BIPOLAR - NON-FENESTRATED | 0.493 | Initial issue | N | HEMI ENDOPROSTHESIS |  | 1/lot | No | Yes | Yes | No | N. A. | 45MM | NON-FENESTRATED
A0605 | A0605.045S2 | BIPOLAR PROSTHESIS CUP DIA. 45MM |  | A0605.000S2 | 02 | 2012-12-15 | N. A. | N. A. | N. A. | QPR/A0605S2 | 00 | 2007-08-25 | N. A. | N. A. | N. A. | PS/A0605.000S2 | 02 | 2018-03-09 | 2022-12-01 | 2019-12-01 | N. A. | A0605 | N. A. | N. A. | N. A. | SEMIFINISHED GOODS | N. A. | N. A. | N. A. | N. A. | N. A. | N. A. |  | N. A. | N. A. | N. A. | N. A. | N. A. | N. A. | N. A. | N. A. | N. A. | N. A. | 1 | SUB COMPONENTS | NA | Initial issue | N | SUB COMPONENTS |  | No | No | N. A. | N. A. | N. A. | N. A.
A0605 | A0605.045S2.01 | SHELL FOR BIPOLAR PROSTHESIS CUP DIA. 45MM |  | A0605.000S2.01 | 01 | 2012-12-09 | N. A. | N. A. | N. A. | QPR/A0605S2.01 | 00 | 2007-08-25 | N. A. | N. A. | N. A. | PS/A0605.000S2.01 | 00 | 2012-11-06 | 2023-01-09 | 2020-01-09 | N. A. | A0605 | N. A. | N. A. | N. A. | SEMIFINISHED GOODS | N. A. | N. A. | N. A. | N. A. | N. A. | N. A. |  | N. A. | N. A. | N. A. | N. A. | N. A. | N. A. | N. A. | N. A. | N. A. | N. A. | 1 | SUB COMPONENTS | NA | Initial issue | N | SUB COMPONENTS |  | No | No | N. A. | N. A. | N. A. | N. A.
A0605 | A0605.045S2.02 | LINER FOR BIPOLAR PROSTHESIS CUP DIA. 45MM |  | A0605.000S2.02 | 02 | 2012-12-09 | N. A. | N. A. | N. A. | QPR/A0605S2.02 | 00 | 2007-08-25 | N. A. | N. A. | N. A. | PS/A0605.000S2.02 | 00 | 2019-08-29 | 2022-12-04 | 2019-12-04 | N. A. | A0605 | N. A. | N. A. | N. A. | SEMIFINISHED GOODS | N. A. | N. A. | N. A. | N. A. | N. A. | N. A. |  | N. A. | N. A. | N. A. | N. A. | N. A. | N. A. | N. A. | N. A. | N. A. | N. A. | 1 | SUB COMPONENTS | NA | Initial issue | N | SUB COMPONENTS |  | No | No | N. A. | N. A. | N. A. | N. A.
A0605 | A0605.047 | BIPOLAR PROSTHESIS, S`RUT, NON-FENESTRATED WITH CUP, DIA 47 |  | A0605.000 | 08 | 2018-04-26 | N. A. | N. A. | N. A. | QPF/A0605 | 00 | 2007-08-25 | N. A. | N. A. | N. A. | PS/A0605 | 02 | 2019-07-04 | 2022-12-01 | 2019-12-01 | N. A. | A0605 | TMF-1 | IU/6 | Class C | FINISHED GOODS | SUSHRUT™ | Bipolar Protshesis, Non Fenestrated |  | 04 | Yes | No | R | Yes | N. A. | No | N. A. | No | Yes | No | Yes | M. L.: MFG/MD/2021/000369 |  | 1 | SUSHRUT PRODUCTS\CONVENTIONAL IMPLANTS\BIPOLAR - NON-FENESTRATED | 0.493 | Initial issue | N | HEMI ENDOPROSTHESIS |  | 1/lot | No | Yes | Yes | No | N. A. | 47MM | NON-FENESTRATED
A0605 | A0605.047S2 | BIPOLAR PROSTHESIS CUP DIA. 47MM |  | A0605.000S2 | 02 | 2012-12-09 | N. A. | N. A. | N. A. | QPR/A0605S2 | 00 | 2007-08-25 | N. A. | N. A. | N. A. | PS/A0605.000S2 | 00 | 2019-08-29 | 2022-12-04 | 2019-12-04 | N. A. | A0605 | N. A. | N. A. | N. A. | SEMIFINISHED GOODS | N. A. | N. A. | N. A. | N. A. | N. A. | N. A. |  | N. A. | N. A. | N. A. | N. A. | N. A. | N. A. | N. A. | N. A. | N. A. | N. A. | 1 | SUB COMPONENTS | NA | Initial issue | N | SUB COMPONENTS |  | No | No | N. A. | N. A. | N. A. | N. A.
A0605 | A0605.047S2.01 | SHELL FOR BIPOLAR PROSTHESIS CUP DIA. 47MM |  | A0605.000S2.01 | 01 | 2012-12-09 | N. A. | N. A. | N. A. | QPR/A0605S2.01 | 00 | 2012-08-29 | N. A. | N. A. | N. A. | PS/A0605.000S2.01 | 00 | 2012-11-06 | 2023-01-09 | 2020-01-09 | N. A. | A0605 | N. A. | N. A. | N. A. | SEMIFINISHED GOODS | N. A. | N. A. | N. A. | N. A. | N. A. | N. A. |  | N. A. | N. A. | N. A. | N. A. | N. A. | N. A. | N. A. | N. A. | N. A. | N. A. | 1 | SUB COMPONENTS | NA | Initial issue | N | SUB COMPONENTS |  | No | No | N. A. | N. A. | N. A. | N. A.
A0605 | A0605.047S2.02 | LINER FOR BIPOLAR PROSTHESIS CUP DIA. 47MM |  | A0605.000S2.02 | 02 | 2012-12-09 | N. A. | N. A. | N. A. | QPR/A0605S2.02 | N. A. | N. A. | N. A. | N. A. | N. A. | PS/A0605.000S2.02 | 00 | 2019-08-29 | 2022-12-04 | 2019-12-04 | N. A. | A0605 | N. A. | N. A. | N. A. | SEMIFINISHED GOODS | N. A. | N. A. | N. A. | N. A. | N. A. | N. A. |  | N. A. | N. A. | N. A. | N. A. | N. A. | N. A. | N. A. | N. A. | N. A. | N. A. | 1 | SUB COMPONENTS | NA | Initial issue | N | SUB COMPONENTS |  | No | No | N. A. | N. A. | N. A. | N. A.
A0605 | A0605.049 | BIPOLAR PROSTHESIS, S`RUT, NON-FENESTRATED WITH CUP, DIA 49 |  | A0605.000 | 08 | 2018-04-26 | N. A. | N. A. | N. A. | QPF/A0605 | 00 | 2007-08-25 | N. A. | N. A. | N. A. | PS/A0605 | 02 | 2019-07-04 | 2022-12-01 | 2019-12-01 | N. A. | A0605 | TMF-1 | IU/6 | Class C | FINISHED GOODS | SUSHRUT™ | Bipolar Protshesis, Non Fenestrated |  | 04 | Yes | No | R | Yes | N. A. | No | N. A. | No | Yes | No | Yes | M. L.: MFG/MD/2021/000369 |  | 1 | SUSHRUT PRODUCTS\CONVENTIONAL IMPLANTS\BIPOLAR - NON-FENESTRATED | 0 | Initial issue | N | HEMI ENDOPROSTHESIS |  | 1/lot | No | Yes | Yes | No | N. A. | 49MM | NON-FENESTRATED
A0605 | A0605.049S2 | BIPOLAR PROSTHESIS CUP DIA. 49MM |  | A0605.000S2 | 01 | 2012-12-09 | N. A. | N. A. | N. A. | QPR/A0605S2 | 01 | 2017-12-10 | N. A. | N. A. | N. A. | PS/A0605.000S2 | 02 | 2018-03-09 | 2022-12-01 | 2019-12-01 | N. A. | A0605 | N. A. | N. A. | N. A. | SEMIFINISHED GOODS | N. A. | N. A. | N. A. | N. A. | N. A. | N. A. |  | N. A. | N. A. | N. A. | N. A. | N. A. | N. A. | N. A. | N. A. | N. A. | N. A. | 1 | SUB COMPONENTS | NA | Initial issue | N | SUB COMPONENTS |  | No | No | N. A. | N. A. | N. A. | N. A.
A0605 | A0605.049S2.01 | SHELL FOR BIPOLAR PROSTHESIS CUP DIA. 49MM |  | A0605.000S2.01 | 02 | 2012-12-09 | N. A. | N. A. | N. A. | QPR/A0605S2.01 | 00 | 2012-08-29 | N. A. | N. A. | N. A. | PS/A0605.000S2.01 | 00 | 2012-11-06 | 2023-01-09 | 2020-01-09 | N. A. | A0605 | N. A. | N. A. | N. A. | SEMIFINISHED GOODS | N. A. | N. A. | N. A. | N. A. | N. A. | N. A. |  | N. A. | N. A. | N. A. | N. A. | N. A. | N. A. | N. A. | N. A. | N. A. | N. A. | 1 | SUB COMPONENTS | NA | Initial issue | N | SUB COMPONENTS |  | No | No | N. A. | N. A. | N. A. | N. A.
A0605 | A0605.049S2.02 | LINER FOR BIPOLAR PROSTHESIS CUP DIA. 49MM |  | A0605.000S2.02 | 02 | 2012-12-09 | N. A. | N. A. | N. A. | QPR/A0605S2.02 | N. A. | N. A. | N. A. | N. A. | N. A. | PS/A0605.000S2.02 | 00 | 2019-08-29 | 2022-12-04 | 2019-12-04 | N. A. | A0605 | N. A. | N. A. | N. A. | SEMIFINISHED GOODS | N. A. | N. A. | N. A. | N. A. | N. A. | N. A. |  | N. A. | N. A. | N. A. | N. A. | N. A. | N. A. | N. A. | N. A. | N. A. | N. A. | 1 | SUB COMPONENTS | NA | Initial issue | N | SUB COMPONENTS |  | No | No | N. A. | N. A. | N. A. | N. A.
A0605 | A0605.051 | BIPOLAR PROSTHESIS, S`RUT, NON-FENESTRATED WITH CUP, DIA 51 |  | A0605.000 | 08 | 2018-04-26 | N. A. | N. A. | N. A. | QPF/A0605 | 00 | 2007-08-25 | N. A. | N. A. | N. A. | PS/A0605 | 02 | 2019-07-04 | 2022-12-01 | 2019-12-01 | N. A. | A0605 | TMF-1 | IU/6 | Class C | FINISHED GOODS | SUSHRUT™ | Bipolar Protshesis, Non Fenestrated |  | 04 | Yes | No | R | Yes | N. A. | No | N. A. | No | Yes | No | Yes | M. L.: MFG/MD/2021/000369 |  | 1 | SUSHRUT PRODUCTS\CONVENTIONAL IMPLANTS\BIPOLAR - NON-FENESTRATED | 0.495 | Initial issue | N | HEMI ENDOPROSTHESIS |  | 1/lot | No | Yes | Yes | No | N. A. | 51MM | NON-FENESTRATED
A0605 | A0605.051S2 | BIPOLAR PROSTHESIS CUP DIA. 51MM |  | A0605.000S2 | 02 | 2012-12-15 | N. A. | N. A. | N. A. | QPR/A0605S2 | 01 | 2017-12-10 | N. A. | N. A. | N. A. | PS/A0605.000S2 | 02 | 2018-03-09 | 2022-12-01 | 2019-12-01 | N. A. | A0605 | N. A. | N. A. | N. A. | SEMIFINISHED GOODS | N. A. | N. A. | N. A. | N. A. | N. A. | N. A. |  | N. A. | N. A. | N. A. | N. A. | N. A. | N. A. | N. A. | N. A. | N. A. | N. A. | 1 | SUB COMPONENTS | NA | Initial issue | N | SUB COMPONENTS |  | No | No | N. A. | N. A. | N. A. | N. A.
A0605 | A0605.051S2.01 | SHELL FOR BIPOLAR PROSTHESIS CUP DIA. 51MM |  | A0605.000S2.01 | 01 | 2012-12-09 | N. A. | N. A. | N. A. | QPR/A0605S2.01 | 00 | 2012-08-29 | N. A. | N. A. | N. A. | PS/A0605.000S2.01 | 00 | 2012-11-06 | 2023-01-09 | 2020-01-09 | N. A. | A0605 | N. A. | N. A. | N. A. | SEMIFINISHED GOODS | N. A. | N. A. | N. A. | N. A. | N. A. | N. A. |  | N. A. | N. A. | N. A. | N. A. | N. A. | N. A. | N. A. | N. A. | N. A. | N. A. | 1 | SUB COMPONENTS | NA | Initial issue | N | SUB COMPONENTS |  | No | No | N. A. | N. A. | N. A. | N. A.
A0605 | A0605.051S2.02 | LINER FOR BIPOLAR PROSTHESIS CUP DIA. 51MM |  | A0605.000S2.02 | 02 | 2012-12-09 | N. A. | N. A. | N. A. | QPR/A0605S2.02 | N. A. | N. A. | N. A. | N. A. | N. A. | PS/A0605.000S2.02 | 00 | 2019-08-29 | 2022-12-04 | 2019-12-04 | N. A. | A0605 | N. A. | N. A. | N. A. | SEMIFINISHED GOODS | N. A. | N. A. | N. A. | N. A. | N. A. | N. A. |  | N. A. | N. A. | N. A. | N. A. | N. A. | N. A. | N. A. | N. A. | N. A. | N. A. | 1 | SUB COMPONENTS | NA | Initial issue | N | SUB COMPONENTS |  | No | No | N. A. | N. A. | N. A. | N. A.
A0605 | A0605.053 | BIPOLAR PROSTHESIS, S`RUT, NON-FENESTRATED WITH CUP, DIA 53 |  | A0605.000 | 08 | 2018-04-26 | N. A. | N. A. | N. A. | QPF/A0605 | 00 | 2007-08-25 | N. A. | N. A. | N. A. | PS/A0605 | 02 | 2019-07-04 | 2022-12-01 | 2019-12-01 | N. A. | A0605 | TMF-1 | IU/6 | Class C | FINISHED GOODS | SUSHRUT™ | Bipolar Protshesis, Non Fenestrated |  | 04 | Yes | No | R | Yes | N. A. | No | N. A. | No | Yes | No | Yes | M. L.: MFG/MD/2021/000369 |  | 1 | SUSHRUT PRODUCTS\CONVENTIONAL IMPLANTS\BIPOLAR - NON-FENESTRATED | 0 | Initial issue | N | HEMI ENDOPROSTHESIS |  | 1/lot | No | Yes | Yes | No | N. A. | 53MM | NON-FENESTRATED
A0605 | A0605.053S2 | BIPOLAR PROSTHESIS CUP DIA. 53MM |  | A0605.000S2 | 02 | 2012-12-15 | N. A. | N. A. | N. A. | QPR/A0605S2 | 01 | 2017-12-10 | N. A. | N. A. | N. A. | PS/A0605.000S2 | 02 | 2018-03-09 | 2022-12-01 | 2019-12-01 | N. A. | A0605 | N. A. | N. A. | N. A. | SEMIFINISHED GOODS | N. A. | N. A. | N. A. | N. A. | N. A. | N. A. |  | N. A. | N. A. | N. A. | N. A. | N. A. | N. A. | N. A. | N. A. | N. A. | N. A. | 1 | SUB COMPONENTS | NA | Initial issue | N | SUB COMPONENTS |  | No | No | N. A. | N. A. | N. A. | N. A.
A0605 | A0605.053S2.01 | SHELL FOR BIPOLAR PROSTHESIS CUP DIA. 53MM |  | A0605.000S2.01 | 01 | 2012-12-09 | N. A. | N. A. | N. A. | QPR/A0605S2.01 | 00 | 2012-08-29 | N. A. | N. A. | N. A. | PS/A0605.000S2.01 | 00 | 2012-11-06 | 2023-01-09 | 2020-01-09 | N. A. | A0605 | N. A. | N. A. | N. A. | SEMIFINISHED GOODS | N. A. | N. A. | N. A. | N. A. | N. A. | N. A. |  | N. A. | N. A. | N. A. | N. A. | N. A. | N. A. | N. A. | N. A. | N. A. | N. A. | 1 | SUB COMPONENTS | NA | Initial issue | N | SUB COMPONENTS |  | No | No | N. A. | N. A. | N. A. | N. A.
A0605 | A0605.053S2.02 | LINER FOR BIPOLAR PROSTHESIS CUP DIA. 53MM |  | A0605.000S2.02 | 02 | 2012-12-09 | N. A. | N. A. | N. A. | QPR/A0605S2.02 | N. A. | N. A. | N. A. | N. A. | N. A. | PS/A0605.000S2.02 | 00 | 2019-08-29 | 2022-12-04 | 2019-12-04 | N. A. | A0605 | N. A. | N. A. | N. A. | SEMIFINISHED GOODS | N. A. | N. A. | N. A. | N. A. | N. A. | N. A. |  | N. A. | N. A. | N. A. | N. A. | N. A. | N. A. | N. A. | N. A. | N. A. | N. A. | 1 | SUB COMPONENTS | NA | Initial issue | N | SUB COMPONENTS |  | No | No | N. A. | N. A. | N. A. | N. A.
A0605 | A0605.055 | BIPOLAR PROSTHESIS, S`RUT, NON-FENESTRATED WITH CUP, DIA 55 |  | A0605.000 | 08 | 2018-04-26 | N. A. | N. A. | N. A. | QPF/A0605 | 00 | 2007-08-25 | N. A. | N. A. | N. A. | PS/A0605 | 02 | 2019-07-04 | 2022-12-01 | 2019-12-01 | N. A. | A0605 | TMF-1 | IU/6 | Class C | FINISHED GOODS | SUSHRUT™ | Bipolar Protshesis, Non Fenestrated |  | 04 | Yes | No | R | Yes | N. A. | No | N. A. | No | Yes | No | Yes | M. L.: MFG/MD/2021/000369 |  | 1 | SUSHRUT PRODUCTS\CONVENTIONAL IMPLANTS\BIPOLAR - NON-FENESTRATED | NA | Initial issue | Y | HEMI ENDOPROSTHESIS |  | 1/lot | No | Yes | Yes | No | N. A. | 55MM | NON-FENESTRATED
A0605 | A0605.055S2 | BIPOLAR PROSTHESIS CUP DIA. 55MM |  | A0605.000S2 | 02 | 2012-12-15 | N. A. | N. A. | N. A. | QPR/A0605S2 | 01 | 2017-12-10 | N. A. | N. A. | N. A. | PS/A0605.000S2 | 02 | 2018-03-09 | 2022-12-01 | 2019-12-01 | N. A. | A0605 | N. A. | N. A. | N. A. | SEMIFINISHED GOODS | N. A. | N. A. | N. A. | N. A. | N. A. | N. A. |  | N. A. | N. A. | N. A. | N. A. | N. A. | N. A. | N. A. | N. A. | N. A. | N. A. | 1 | SUB COMPONENTS | NA | Initial issue | N | SUB COMPONENTS |  | No | No | N. A. | N. A. | N. A. | N. A.
A0605 | A0605.055S2.01 | SHELL FOR BIPOLAR PROSTHESIS CUP DIA. 55MM |  | A0605.000S2.01 | 01 | 2012-12-09 | N. A. | N. A. | N. A. | QPR/A0605S2.01 | 00 | 2012-08-29 | N. A. | N. A. | N. A. | PS/A0605.000S2.01 | 00 | 2012-11-06 | 2023-01-09 | 2020-01-09 | N. A. | A0605 | N. A. | N. A. | N. A. | SEMIFINISHED GOODS | ADLER™ | BIPOLAR PROSTHESIS | SHELL FOR CUP DIA 55 MM | N. A. | N. A. | N. A. |  | N. A. | N. A. | No | N. A. | No | Yes | No | Yes | M. L.: MFG/MD/2021/000369 |  | 1 | SUB COMPONENTS | 0 | Initial issue | N | SUB COMPONENTS |  | No | No | Yes | Yes | N. A. | N. A.
A0605 | A0605.055S2.02 | LINER FOR BIPOLAR PROSTHESIS CUP DIA. 55MM |  | A0605.000S2.02 | 02 | 2012-12-09 | N. A. | N. A. | N. A. | QPR/A0605S2.02 | N. A. | N. A. | N. A. | N. A. | N. A. | PS/A0605.000S2.02 | 00 | 2019-08-29 | 2022-12-04 | 2019-12-04 | N. A. | A0605 | N. A. | N. A. | N. A. | SEMIFINISHED GOODS | ADLER™ | BIPOLAR PROSTHESIS | LINER FOR CUP DIA 55 MM | N. A. | N. A. | N. A. |  | N. A. | N. A. | No | N. A. | No | Yes | No | Yes | M. L.: MFG/MD/2021/000369 |  | 1 | SUB COMPONENTS | 0 | Initial issue | N | SUB COMPONENTS |  | No | No | Yes | Yes | N. A. | N. A.
A0605 | A0605.S1 | BIPOLAR PROSTHESIS, STEM, NON-FENESTRATED |  | A0605.000 | 08 | 2018-04-26 | N. A. | N. A. | N. A. | QPR/A0605S1 | N. A. | N. A. | N. A. | N. A. | N. A. | N. A. | 02 | 2019-07-04 | 2022-12-01 | 2019-12-01 | N. A. | N. A. | N. A. | N. A. | N. A. | SEMIFINISHED GOODS | ADLER™ | BIPOLAR PROSTHESIS | STEM, NON FENESTARTED | N. A. | N. A. | N. A. |  | N. A. | N. A. | No | N. A. | No | Yes | No | Yes | M. L.: MFG/MD/2021/000369 |  | 1 | SUB COMPONENTS | 0 | Initial issue | N | SUB COMPONENTS |  | No | No | Yes | Yes | N. A. | N. A.
A0605 | A0606.039 | BIPOLAR PROSTHESIS, S`RUT, FENESTRATED WITH CUP, DIA 39 |  | A0605.000 | 08 | 2018-04-26 | N. A. | N. A. | N. A. | QPF/A0605 | 00 | 2007-08-25 | N. A. | N. A. | N. A. | PS/A0605 | 02 | 2019-07-04 | 2022-12-01 | 2019-12-01 | N. A. | A0605 | TMF-1 | IU/6 | Class C | FINISHED GOODS | SUSHRUT™ | Bipolar Protshesis, Fenestrated |  | 04 | Yes | No | R | Yes | N. A. | No | N. A. | No | Yes | No | Yes | M. L.: MFG/MD/2021/000369 |  | 1 | SUSHRUT PRODUCTS\CONVENTIONAL IMPLANTS\BIPOLAR - FENESTRATED | 0 | Initial issue | N | HEMI ENDOPROSTHESIS |  | 1/lot | No | Yes | Yes | No | N. A. | 39MM | FENESTRATED
A0605 | A0606.041 | BIPOLAR PROSTHESIS, S`RUT, FENESTRATED WITH CUP, DIA 41 |  | A0605.000 | 08 | 2018-04-26 | N. A. | N. A. | N. A. | QPF/A0605 | 00 | 2007-08-25 | N. A. | N. A. | N. A. | PS/A0605 | 02 | 2019-07-04 | 2022-12-01 | 2019-12-01 | N. A. | A0605 | TMF-1 | IU/6 | Class C | FINISHED GOODS | SUSHRUT™ | Bipolar Protshesis, Fenestrated |  | 04 | Yes | No | R | Yes | N. A. | No | N. A. | No | Yes | No | Yes | M. L.: MFG/MD/2021/000369 |  | 1 | SUSHRUT PRODUCTS\CONVENTIONAL IMPLANTS\BIPOLAR - FENESTRATED | 0 | Initial issue | N | HEMI ENDOPROSTHESIS |  | 1/lot | No | Yes | Yes | No | N. A. | 41MM | FENESTRATED
A0605 | A0606.043 | BIPOLAR PROSTHESIS, S`RUT, FENESTRATED WITH CUP, DIA 43 |  | A0605.000 | 08 | 2018-04-26 | N. A. | N. A. | N. A. | QPF/A0605 | 00 | 2007-08-25 | N. A. | N. A. | N. A. | PS/A0605 | 02 | 2019-07-04 | 2022-12-01 | 2019-12-01 | N. A. | A0605 | TMF-1 | IU/6 | Class C | FINISHED GOODS | SUSHRUT™ | Bipolar Protshesis, Fenestrated |  | 04 | Yes | No | R | Yes | N. A. | No | N. A. | No | Yes | No | Yes | M. L.: MFG/MD/2021/000369 |  | 1 | SUSHRUT PRODUCTS\CONVENTIONAL IMPLANTS\BIPOLAR - FENESTRATED | 0 | Initial issue | N | HEMI ENDOPROSTHESIS |  | 1/lot | No | Yes | Yes | No | N. A. | 43MM | FENESTRATED
A0605 | A0606.045 | BIPOLAR PROSTHESIS, S`RUT, FENESTRATED WITH CUP, DIA 45 |  | A0605.000 | 08 | 2018-04-26 | N. A. | N. A. | N. A. | QPF/A0605 | 00 | 2007-08-25 | N. A. | N. A. | N. A. | PS/A0605 | 02 | 2019-07-04 | 2022-12-01 | 2019-12-01 | N. A. | A0605 | TMF-1 | IU/6 | Class C | FINISHED GOODS | SUSHRUT™ | Bipolar Protshesis, Fenestrated |  | 04 | Yes | No | R | Yes | N. A. | No | N. A. | No | Yes | No | Yes | M. L.: MFG/MD/2021/000369 |  | 1 | SUSHRUT PRODUCTS\CONVENTIONAL IMPLANTS\BIPOLAR - FENESTRATED | 0 | Initial issue | N | HEMI ENDOPROSTHESIS |  | 1/lot | No | Yes | Yes | No | N. A. | 45MM | FENESTRATED
A0605 | A0606.047 | BIPOLAR PROSTHESIS, S`RUT, FENESTRATED WITH CUP, DIA 47 |  | A0605.000 | 08 | 2018-04-26 | N. A. | N. A. | N. A. | QPF/A0605 | 00 | 2007-08-25 | N. A. | N. A. | N. A. | PS/A0605 | 02 | 2019-07-04 | 2022-12-01 | 2019-12-01 | N. A. | A0605 | TMF-1 | IU/6 | Class C | FINISHED GOODS | SUSHRUT™ | Bipolar Protshesis, Fenestrated |  | 04 | Yes | No | R | Yes | N. A. | No | N. A. | No | Yes | No | Yes | M. L.: MFG/MD/2021/000369 |  | 1 | SUSHRUT PRODUCTS\CONVENTIONAL IMPLANTS\BIPOLAR - FENESTRATED | 0 | Initial issue | N | HEMI ENDOPROSTHESIS |  | 1/lot | No | Yes | Yes | No | N. A. | 47MM | FENESTRATED
A0605 | A0606.049 | BIPOLAR PROSTHESIS, S`RUT, FENESTRATED WITH CUP, DIA 49 |  | A0605.000 | 08 | 2018-04-26 | N. A. | N. A. | N. A. | QPF/A0605 | 00 | 2007-08-25 | N. A. | N. A. | N. A. | PS/A0605 | 02 | 2019-07-04 | 2022-12-01 | 2019-12-01 | N. A. | A0605 | TMF-1 | IU/6 | Class C | FINISHED GOODS | SUSHRUT™ | Bipolar Protshesis, Fenestrated |  | 04 | Yes | No | R | Yes | N. A. | No | N. A. | No | Yes | No | Yes | M. L.: MFG/MD/2021/000369 |  | 1 | SUSHRUT PRODUCTS\CONVENTIONAL IMPLANTS\BIPOLAR - FENESTRATED | 0 | Initial issue | N | HEMI ENDOPROSTHESIS |  | 1/lot | No | Yes | Yes | No | N. A. | 49MM | FENESTRATED
A0605 | A0606.051 | BIPOLAR PROSTHESIS, S`RUT, FENESTRATED WITH CUP, DIA 51 |  | A0605.000 | 08 | 2018-04-26 | N. A. | N. A. | N. A. | QPF/A0605 | 00 | 2007-08-25 | N. A. | N. A. | N. A. | PS/A0605 | 02 | 2019-07-04 | 2022-12-01 | 2019-12-01 | N. A. | A0605 | TMF-1 | IU/6 | Class C | FINISHED GOODS | SUSHRUT™ | Bipolar Protshesis, Fenestrated |  | 04 | Yes | No | R | Yes | N. A. | No | N. A. | No | Yes | No | Yes | M. L.: MFG/MD/2021/000369 |  | 1 | SUSHRUT PRODUCTS\CONVENTIONAL IMPLANTS\BIPOLAR - FENESTRATED | 0.497 | Initial issue | N | HEMI ENDOPROSTHESIS |  | 1/lot | No | Yes | Yes | No | N. A. | 51MM | FENESTRATED
A0605 | A0606.053 | BIPOLAR PROSTHESIS, S`RUT, FENESTRATED WITH CUP, DIA 53 |  | A0605.000 | 08 | 2018-04-26 | N. A. | N. A. | N. A. | QPF/A0605 | 00 | 2007-08-25 | N. A. | N. A. | N. A. | PS/A0605 | 02 | 2019-07-04 | 2022-12-01 | 2019-12-01 | N. A. | A0605 | TMF-1 | IU/6 | Class C | FINISHED GOODS | SUSHRUT™ | Bipolar Protshesis, Fenestrated |  | 04 | Yes | No | R | Yes | N. A. | No | N. A. | No | Yes | No | Yes | M. L.: MFG/MD/2021/000369 |  | 1 | SUSHRUT PRODUCTS\CONVENTIONAL IMPLANTS\BIPOLAR - FENESTRATED | 0.503 | Initial issue | N | HEMI ENDOPROSTHESIS |  | 1/lot | No | Yes | Yes | No | N. A. | 53MM | FENESTRATED
A0605 | A0606.055 | BIPOLAR PROSTHESIS, S`RUT, FENESTRATED WITH CUP, DIA 55 |  | A0605.000 | 08 | 2018-04-26 | N. A. | N. A. | N. A. | QPF/A0605 | 00 | 2007-08-25 | N. A. | N. A. | N. A. | PS/A0605 | 02 | 2019-07-04 | 2022-12-01 | 2019-12-01 | N. A. | A0605 | TMF-1 | IU/6 | Class C | FINISHED GOODS | SUSHRUT™ | Bipolar Protshesis, Fenestrated |  | 04 | Yes | No | R | Yes | N. A. | No | N. A. | No | Yes | No | Yes | M. L.: MFG/MD/2021/000369 |  | 1 | SUSHRUT PRODUCTS\CONVENTIONAL IMPLANTS\BIPOLAR - FENESTRATED | 0.503 | Initial issue | N | HEMI ENDOPROSTHESIS |  | 1/lot | No | Yes | Yes | No | N. A. | 55MM | FENESTRATED
A0605 | A0606.S1 | BIPOLAR PROSTHESIS, STEM, FENESTRATED |  | A0605.000 | 08 | 2018-04-26 | N. A. | N. A. | N. A. | QPR/A0605S1 | N. A. | N. A. | N. A. | N. A. | N. A. | N. A. | N. A. | N. A. | N. A. | N. A. | N. A. | A0605 | TMF-1 | IU/6 | N. A. | SEMIFINISHED GOODS | N. A. | N. A. | N. A. | N. A. | N. A. | N. A. |  | N. A. | N. A. | N. A. | N. A. | N. A. | N. A. | N. A. | N. A. | N. A. | N. A. | 1 | SUB COMPONENTS | NA | Initial issue | N | SUB COMPONENTS |  | No | No | N. A. | N. A. | N. A. | N. A.
A0608S | A0608.00 | STEM FOR THOMPSON PROSTHESIS (STANDARD STEM) |  | A0608S | N. A. | N. A. | N. A. | N. A. | N. A. | QPR/A0608S | N. A. | N. A. | N. A. | N. A. | N. A. | PS/A0614S | 01 | 2017-05-14 | 2022-05-14 | N. A. | N. A. | A0608 | N. A. | N. A. | N. A. | SEMIFINISHED GOODS | N. A. | N. A. | N. A. | N. A. | N. A. | N. A. |  | N. A. | N. A. | N. A. | N. A. | N. A. | N. A. | N. A. | N. A. | N. A. | N. A. | 1 | SUB COMPONENTS | 0 | Initial issue | N | SUB COMPONENTS |  | No | No | N. A. | N. A. | N. A. | N. A.
A0611 | A0609.035 | AUSTIN MOORE PROSTHESIS XL, S`RUT, NON STERILE (STANDARD STEM) 35MM |  | A0611.000, A0609.000M | 03, 00 | 12-06-2018, 30-06-2013 | N. A. | N. A. | N. A. | QPF/A0611 | 00 | 2008-04-15 | N. A. | N. A. | N. A. | PS/A0611 | 02 | 2022-10-06 | 2022-11-04 | 2019-11-05 | N. A. | A0611 | TMF-1 | IU/6 | Class C | FINISHED GOODS | SUSHRUT™ | Austin Moore Prosthesis |  | 16 | No | Yes |  | No | N. A. | No | N. A. | No | Yes | No | Yes | M. L.: MFG/MD/2021/000369 |  | 1 | SUSHRUT PRODUCTS\CONVENTIONAL IMPLANTS\AUSTIN MOOR - NON-STERILE | 0 | Correcteed drawing number, PS and QPF with its revision and date | Y | HEMI ENDOPROSTHESIS |  | 1 | No | Yes | Yes | Yes | N. A.
A0611 | A0609.036 | AUSTIN MOORE PROSTHESIS XL, S`RUT, NON STERILE (STANDARD STEM) 36MM |  | A0611.000, A0609.000M | 03, 00 | 12-06-2018, 30-06-2013 | N. A. | N. A. | N. A. | QPF/A0611 | 00 | 2008-04-15 | N. A. | N. A. | N. A. | PS/A0611 | 02 | 2022-10-06 | 2022-11-04 | 2019-11-05 | N. A. | A0611 | TMF-1 | IU/6 | Class C | FINISHED GOODS | SUSHRUT™ | Austin Moore Prosthesis |  | 16 | No | Yes |  | No | N. A. | No | N. A. | No | Yes | No | Yes | M. L.: MFG/MD/2021/000369 |  | 1 | SUSHRUT PRODUCTS\CONVENTIONAL IMPLANTS\AUSTIN MOOR - NON-STERILE | 0 | Correcteed drawing number, PS and QPF with its revision and date | Y | HEMI ENDOPROSTHESIS |  | 1 | No | Yes | Yes | Yes | N. A.
A0611 | A0609.037 | AUSTIN MOORE PROSTHESIS XL, S`RUT, NON STERILE (STANDARD STEM) 37MM |  | A0611.000, A0609.000M | 03, 00 | 12-06-2018, 30-06-2013 | N. A. | N. A. | N. A. | QPF/A0611 | 00 | 2008-04-15 | N. A. | N. A. | N. A. | PS/A0611 | 02 | 2022-10-06 | 2022-11-04 | 2019-11-05 | N. A. | A0611 | TMF-1 | IU/6 | Class C | FINISHED GOODS | SUSHRUT™ | Austin Moore Prosthesis |  | 16 | No | Yes |  | No | N. A. | No | N. A. | No | Yes | No | Yes | M. L.: MFG/MD/2021/000369 |  | 1 | SUSHRUT PRODUCTS\CONVENTIONAL IMPLANTS\AUSTIN MOOR - NON-STERILE | 0 | Correcteed drawing number, PS and QPF with its revision and date | Y | HEMI ENDOPROSTHESIS |  | 1 | No | Yes | Yes | Yes | N. A.
A0611 | A0609.038 | AUSTIN MOORE PROSTHESIS XL, S`RUT, NON STERILE (STANDARD STEM) 38MM |  | A0611.000, A0609.000M | 03, 00 | 12-06-2018, 30-06-2013 | N. A. | N. A. | N. A. | QPF/A0611 | 00 | 2008-04-15 | N. A. | N. A. | N. A. | PS/A0611 | 02 | 2022-10-06 | 2022-11-04 | 2019-11-05 | N. A. | A0611 | TMF-1 | IU/6 | Class C | FINISHED GOODS | SUSHRUT™ | Austin Moore Prosthesis |  | 16 | No | Yes |  | No | N. A. | No | N. A. | No | Yes | No | Yes | M. L.: MFG/MD/2021/000369 |  | 1 | SUSHRUT PRODUCTS\CONVENTIONAL IMPLANTS\AUSTIN MOOR - NON-STERILE | 0 | Correcteed drawing number, PS and QPF with its revision and date | Y | HEMI ENDOPROSTHESIS |  | 1 | No | Yes | Yes | Yes | N. A.
A0611 | A0609.039 | AUSTIN MOORE PROSTHESIS XL, S`RUT, NON STERILE (STANDARD STEM) 39MM |  | A0611.000, A0609.000M | 03, 00 | 12-06-2018, 30-06-2013 | N. A. | N. A. | N. A. | QPF/A0611 | 00 | 2008-04-15 | N. A. | N. A. | N. A. | PS/A0611 | 02 | 2022-10-06 | 2022-11-04 | 2019-11-05 | N. A. | A0611 | TMF-1 | IU/6 | Class C | FINISHED GOODS | SUSHRUT™ | Austin Moore Prosthesis |  | 16 | No | Yes |  | No | N. A. | No | N. A. | No | Yes | No | Yes | M. L.: MFG/MD/2021/000369 |  | 1 | SUSHRUT PRODUCTS\CONVENTIONAL IMPLANTS\AUSTIN MOOR - NON-STERILE | 0 | Correcteed drawing number, PS and QPF with its revision and date | Y | HEMI ENDOPROSTHESIS |  | 1 | No | Yes | Yes | Yes | N. A.
A0611 | A0609.040 | AUSTIN MOORE PROSTHESIS XL, S`RUT, NON STERILE (STANDARD STEM) 40MM |  | A0611.000, A0609.000M | 03, 00 | 12-06-2018, 30-06-2013 | N. A. | N. A. | N. A. | QPF/A0611 | 00 | 2008-04-15 | N. A. | N. A. | N. A. | PS/A0611 | 02 | 2022-10-06 | 2022-11-04 | 2019-11-05 | N. A. | A0611 | TMF-1 | IU/6 | Class C | FINISHED GOODS | SUSHRUT™ | Austin Moore Prosthesis |  | 16 | No | Yes |  | No | N. A. | No | N. A. | No | Yes | No | Yes | M. L.: MFG/MD/2021/000369 |  | 1 | SUSHRUT PRODUCTS\CONVENTIONAL IMPLANTS\AUSTIN MOOR - NON-STERILE | 0 | Correcteed drawing number, PS and QPF with its revision and date | Y | HEMI ENDOPROSTHESIS |  | 1 | No | Yes | Yes | Yes | N. A.
A0611 | A0609.041 | AUSTIN MOORE PROSTHESIS XL, S`RUT, NON STERILE (STANDARD STEM) 41MM |  | A0611.000, A0609.000M | 03, 00 | 12-06-2018, 30-06-2013 | N. A. | N. A. | N. A. | QPF/A0611 | 00 | 2008-04-15 | N. A. | N. A. | N. A. | PS/A0611 | 02 | 2022-10-06 | 2022-11-04 | 2019-11-05 | N. A. | A0611 | TMF-1 | IU/6 | Class C | FINISHED GOODS | SUSHRUT™ | Austin Moore Prosthesis |  | 16 | No | Yes |  | No | N. A. | No | N. A. | No | Yes | No | Yes | M. L.: MFG/MD/2021/000369 |  | 1 | SUSHRUT PRODUCTS\CONVENTIONAL IMPLANTS\AUSTIN MOOR - NON-STERILE | 0 | Correcteed drawing number, PS and QPF with its revision and date | Y | HEMI ENDOPROSTHESIS |  | 1 | No | Yes | Yes | Yes | N. A.
A0611 | A0609.042 | AUSTIN MOORE PROSTHESIS XL, S`RUT, NON STERILE (STANDARD STEM) 42MM |  | A0611.000, A0609.000M | 03, 00 | 12-06-2018, 30-06-2013 | N. A. | N. A. | N. A. | QPF/A0611 | 00 | 2008-04-15 | N. A. | N. A. | N. A. | PS/A0611 | 02 | 2022-10-06 | 2022-11-04 | 2019-11-05 | N. A. | A0611 | TMF-1 | IU/6 | Class C | FINISHED GOODS | SUSHRUT™ | Austin Moore Prosthesis |  | 16 | No | Yes |  | No | N. A. | No | N. A. | No | Yes | No | Yes | M. L.: MFG/MD/2021/000369 |  | 1 | SUSHRUT PRODUCTS\CONVENTIONAL IMPLANTS\AUSTIN MOOR - NON-STERILE | 0 | Correcteed drawing number, PS and QPF with its revision and date | Y | HEMI ENDOPROSTHESIS |  | 1 | No | Yes | Yes | Yes | N. A.
A0611 | A0609.043 | AUSTIN MOORE PROSTHESIS XL, S`RUT, NON STERILE (STANDARD STEM) 43MM |  | A0611.000, A0609.000M | 03, 00 | 12-06-2018, 30-06-2013 | N. A. | N. A. | N. A. | QPF/A0611 | 00 | 2008-04-15 | N. A. | N. A. | N. A. | PS/A0611 | 02 | 2022-10-06 | 2022-11-04 | 2019-11-05 | N. A. | A0611 | TMF-1 | IU/6 | Class C | FINISHED GOODS | SUSHRUT™ | Austin Moore Prosthesis |  | 16 | No | Yes |  | No | N. A. | No | N. A. | No | Yes | No | Yes | M. L.: MFG/MD/2021/000369 |  | 1 | SUSHRUT PRODUCTS\CONVENTIONAL IMPLANTS\AUSTIN MOOR - NON-STERILE | 0 | Correcteed drawing number, PS and QPF with its revision and date | Y | HEMI ENDOPROSTHESIS |  | 1 | No | Yes | Yes | Yes | N. A.
A0611 | A0609.044 | AUSTIN MOORE PROSTHESIS XL, S`RUT, NON STERILE (STANDARD STEM) 44MM |  | A0611.000, A0609.000M | 03, 00 | 12-06-2018, 30-06-2013 | N. A. | N. A. | N. A. | QPF/A0611 | 00 | 2008-04-15 | N. A. | N. A. | N. A. | PS/A0611 | 02 | 2022-10-06 | 2022-11-04 | 2019-11-05 | N. A. | A0611 | TMF-1 | IU/6 | Class C | FINISHED GOODS | SUSHRUT™ | Austin Moore Prosthesis |  | 16 | No | Yes |  | No | N. A. | No | N. A. | No | Yes | No | Yes | M. L.: MFG/MD/2021/000369 |  | 1 | SUSHRUT PRODUCTS\CONVENTIONAL IMPLANTS\AUSTIN MOOR - NON-STERILE | 0 | Correcteed drawing number, PS and QPF with its revision and date | Y | HEMI ENDOPROSTHESIS |  | 1 | No | Yes | Yes | Yes | N. A.
A0611 | A0609.045 | AUSTIN MOORE PROSTHESIS XL, S`RUT, NON STERILE (STANDARD STEM) 45MM |  | A0611.000, A0609.000M | 03, 00 | 12-06-2018, 30-06-2013 | N. A. | N. A. | N. A. | QPF/A0611 | 00 | 2008-04-15 | N. A. | N. A. | N. A. | PS/A0611 | 02 | 2022-10-06 | 2022-11-04 | 2019-11-05 | N. A. | A0611 | TMF-1 | IU/6 | Class C | FINISHED GOODS | SUSHRUT™ | Austin Moore Prosthesis |  | 16 | No | Yes |  | No | N. A. | No | N. A. | No | Yes | No | Yes | M. L.: MFG/MD/2021/000369 |  | 1 | SUSHRUT PRODUCTS\CONVENTIONAL IMPLANTS\AUSTIN MOOR - NON-STERILE | 0 | Correcteed drawing number, PS and QPF with its revision and date | Y | HEMI ENDOPROSTHESIS |  | 1 | No | Yes | Yes | Yes | N. A.
A0611 | A0609.046 | AUSTIN MOORE PROSTHESIS XL, S`RUT, NON STERILE (STANDARD STEM) 46MM |  | A0611.000, A0609.000M | 03, 00 | 12-06-2018, 30-06-2013 | N. A. | N. A. | N. A. | QPF/A0611 | 00 | 2008-04-15 | N. A. | N. A. | N. A. | PS/A0611 | 02 | 2022-10-06 | 2022-11-04 | 2019-11-05 | N. A. | A0611 | TMF-1 | IU/6 | Class C | FINISHED GOODS | SUSHRUT™ | Austin Moore Prosthesis |  | 16 | No | Yes |  | No | N. A. | No | N. A. | No | Yes | No | Yes | M. L.: MFG/MD/2021/000369 |  | 1 | SUSHRUT PRODUCTS\CONVENTIONAL IMPLANTS\AUSTIN MOOR - NON-STERILE | 0 | Correcteed drawing number, PS and QPF with its revision and date | Y | HEMI ENDOPROSTHESIS |  | 1 | No | Yes | Yes | Yes | N. A.
A0611 | A0609.047 | AUSTIN MOORE PROSTHESIS XL, S`RUT, NON STERILE (STANDARD STEM) 47MM |  | A0611.000, A0609.000M | 03, 00 | 12-06-2018, 30-06-2013 | N. A. | N. A. | N. A. | QPF/A0611 | 00 | 2008-04-15 | N. A. | N. A. | N. A. | PS/A0611 | 02 | 2022-10-06 | 2022-11-04 | 2019-11-05 | N. A. | A0611 | TMF-1 | IU/6 | Class C | FINISHED GOODS | SUSHRUT™ | Austin Moore Prosthesis |  | 16 | No | Yes |  | No | N. A. | No | N. A. | No | Yes | No | Yes | M. L.: MFG/MD/2021/000369 |  | 1 | SUSHRUT PRODUCTS\CONVENTIONAL IMPLANTS\AUSTIN MOOR - NON-STERILE | 0 | Correcteed drawing number, PS and QPF with its revision and date | Y | HEMI ENDOPROSTHESIS |  | 1 | No | Yes | Yes | Yes | N. A.
A0611 | A0609.048 | AUSTIN MOORE PROSTHESIS XL, S`RUT, NON STERILE (STANDARD STEM) 48MM |  | A0611.000, A0609.000M | 03, 00 | 12-06-2018, 30-06-2013 | N. A. | N. A. | N. A. | QPF/A0611 | 00 | 2008-04-15 | N. A. | N. A. | N. A. | PS/A0611 | 02 | 2022-10-06 | 2022-11-04 | 2019-11-05 | N. A. | A0611 | TMF-1 | IU/6 | Class C | FINISHED GOODS | SUSHRUT™ | Austin Moore Prosthesis |  | 16 | No | Yes |  | No | N. A. | No | N. A. | No | Yes | No | Yes | M. L.: MFG/MD/2021/000369 |  | 1 | SUSHRUT PRODUCTS\CONVENTIONAL IMPLANTS\AUSTIN MOOR - NON-STERILE | 0 | Correcteed drawing number, PS and QPF with its revision and date | Y | HEMI ENDOPROSTHESIS |  | 1 | No | Yes | Yes | Yes | N. A.
A0611 | A0609.049 | AUSTIN MOORE PROSTHESIS XL, S`RUT, NON STERILE (STANDARD STEM) 49MM |  | A0611.000, A0609.000M | 03, 00 | 12-06-2018, 30-06-2013 | N. A. | N. A. | N. A. | QPF/A0611 | 00 | 2008-04-15 | N. A. | N. A. | N. A. | PS/A0611 | 02 | 2022-10-06 | 2022-11-04 | 2019-11-05 | N. A. | A0611 | TMF-1 | IU/6 | Class C | FINISHED GOODS | SUSHRUT™ | Austin Moore Prosthesis |  | 16 | No | Yes |  | No | N. A. | No | N. A. | No | Yes | No | Yes | M. L.: MFG/MD/2021/000369 |  | 1 | SUSHRUT PRODUCTS\CONVENTIONAL IMPLANTS\AUSTIN MOOR - NON-STERILE | 0 | Correcteed drawing number, PS and QPF with its revision and date | Y | HEMI ENDOPROSTHESIS |  | 1 | No | Yes | Yes | Yes | N. A.
A0611 | A0609.050 | AUSTIN MOORE PROSTHESIS XL, S`RUT, NON STERILE (STANDARD STEM) 50MM |  | A0611.000, A0609.000M | 03, 00 | 12-06-2018, 30-06-2013 | N. A. | N. A. | N. A. | QPF/A0611 | 00 | 2008-04-15 | N. A. | N. A. | N. A. | PS/A0611 | 02 | 2022-10-06 | 2022-11-04 | 2019-11-05 | N. A. | A0611 | TMF-1 | IU/6 | Class C | FINISHED GOODS | SUSHRUT™ | Austin Moore Prosthesis |  | 16 | No | Yes |  | No | N. A. | No | N. A. | No | Yes | No | Yes | M. L.: MFG/MD/2021/000369 |  | 1 | SUSHRUT PRODUCTS\CONVENTIONAL IMPLANTS\AUSTIN MOOR - NON-STERILE | 0 | Correcteed drawing number, PS and QPF with its revision and date | Y | HEMI ENDOPROSTHESIS |  | 1 | No | Yes | Yes | Yes | N. A.
A0611 | A0609.051 | AUSTIN MOORE PROSTHESIS XL, S`RUT, NON STERILE (STANDARD STEM) 51MM |  | A0611.000, A0609.000M | 03, 00 | 12-06-2018, 30-06-2013 | N. A. | N. A. | N. A. | QPF/A0611 | 00 | 2008-04-15 | N. A. | N. A. | N. A. | PS/A0611 | 02 | 2022-10-06 | 2022-11-04 | 2019-11-05 | N. A. | A0611 | TMF-1 | IU/6 | Class C | FINISHED GOODS | SUSHRUT™ | Austin Moore Prosthesis |  | 16 | No | Yes |  | No | N. A. | No | N. A. | No | Yes | No | Yes | M. L.: MFG/MD/2021/000369 |  | 1 | SUSHRUT PRODUCTS\CONVENTIONAL IMPLANTS\AUSTIN MOOR - NON-STERILE | 0 | Correcteed drawing number, PS and QPF with its revision and date | Y | HEMI ENDOPROSTHESIS |  | 1 | No | Yes | Yes | Yes | N. A.
A0611 | A0609.052 | AUSTIN MOORE PROSTHESIS XL, S`RUT, NON STERILE (STANDARD STEM) 52MM |  | A0611.000, A0609.000M | 03, 00 | 12-06-2018, 30-06-2013 | N. A. | N. A. | N. A. | QPF/A0611 | 00 | 2008-04-15 | N. A. | N. A. | N. A. | PS/A0611 | 02 | 2022-10-06 | 2022-11-04 | 2019-11-05 | N. A. | A0611 | TMF-1 | IU/6 | Class C | FINISHED GOODS | SUSHRUT™ | Austin Moore Prosthesis |  | 16 | No | Yes |  | No | N. A. | No | N. A. | No | Yes | No | Yes | M. L.: MFG/MD/2021/000369 |  | 1 | SUSHRUT PRODUCTS\CONVENTIONAL IMPLANTS\AUSTIN MOOR - NON-STERILE | 0 | Correcteed drawing number, PS and QPF with its revision and date | Y | HEMI ENDOPROSTHESIS |  | 1 | No | Yes | Yes | Yes | N. A.
A0611 | A0609.053 | AUSTIN MOORE PROSTHESIS XL, S`RUT, NON STERILE (STANDARD STEM) 53MM |  | A0611.000, A0609.000M | 03, 00 | 12-06-2018, 30-06-2013 | N. A. | N. A. | N. A. | QPF/A0611 | 00 | 2008-04-15 | N. A. | N. A. | N. A. | PS/A0611 | 02 | 2022-10-06 | 2022-11-04 | 2019-11-05 | N. A. | A0611 | TMF-1 | IU/6 | Class C | FINISHED GOODS | SUSHRUT™ | Austin Moore Prosthesis |  | 16 | No | Yes |  | No | N. A. | No | N. A. | No | Yes | No | Yes | M. L.: MFG/MD/2021/000369 |  | 1 | SUSHRUT PRODUCTS\CONVENTIONAL IMPLANTS\AUSTIN MOOR - NON-STERILE | 0 | Correcteed drawing number, PS and QPF with its revision and date | Y | HEMI ENDOPROSTHESIS |  | 1 | No | Yes | Yes | Yes | N. A.
A0611 | A0609.054 | AUSTIN MOORE PROSTHESIS XL, S`RUT, NON STERILE (STANDARD STEM) 54MM |  | A0611.000, A0609.000M | 03, 00 | 12-06-2018, 30-06-2013 | N. A. | N. A. | N. A. | QPF/A0611 | 00 | 2008-04-15 | N. A. | N. A. | N. A. | PS/A0611 | 02 | 2022-10-06 | 2022-11-04 | 2019-11-05 | N. A. | A0611 | TMF-1 | IU/6 | Class C | FINISHED GOODS | SUSHRUT™ | Austin Moore Prosthesis |  | 16 | No | Yes |  | No | N. A. | No | N. A. | No | Yes | No | Yes | M. L.: MFG/MD/2021/000369 |  | 1 | SUSHRUT PRODUCTS\CONVENTIONAL IMPLANTS\AUSTIN MOOR - NON-STERILE | 0 | Correcteed drawing number, PS and QPF with its revision and date | Y | HEMI ENDOPROSTHESIS |  | 1 | No | Yes | Yes | Yes | N. A.
A0611 | A0609.055 | AUSTIN MOORE PROSTHESIS XL, S`RUT, NON STERILE (STANDARD STEM) 55MM |  | A0611.000, A0609.000M | 03, 00 | 12-06-2018, 30-06-2013 | N. A. | N. A. | N. A. | QPF/A0611 | 00 | 2008-04-15 | N. A. | N. A. | N. A. | PS/A0611 | 02 | 2022-10-06 | 2022-11-04 | 2019-11-05 | N. A. | A0611 | TMF-1 | IU/6 | Class C | FINISHED GOODS | SUSHRUT™ | Austin Moore Prosthesis |  | 16 | No | Yes |  | No | N. A. | No | N. A. | No | Yes | No | Yes | M. L.: MFG/MD/2021/000369 |  | 1 | SUSHRUT PRODUCTS\CONVENTIONAL IMPLANTS\AUSTIN MOOR - NON-STERILE | 0 | Correcteed drawing number, PS and QPF with its revision and date | Y | HEMI ENDOPROSTHESIS |  | 1 | No | Yes | Yes | Yes | N. A.
A0611 | A0609.057 | AUSTIN MOORE PROSTHESIS XL, S`RUT, NON STERILE (STANDARD STEM) 57MM |  | A0611.000, A0609.000M | 03, 00 | 12-06-2018, 30-06-2013 | N. A. | N. A. | N. A. | QPF/A0611 | 00 | 2008-04-15 | N. A. | N. A. | N. A. | PS/A0611 | 02 | 2022-10-06 | 2022-11-04 | 2019-11-05 | N. A. | A0611 | TMF-1 | IU/6 | Class C | FINISHED GOODS | SUSHRUT™ | Austin Moore Prosthesis |  | 04 | Yes | No |  | Yes | N. A. | No | N. A. | No | Yes | No | Yes | M. L.: MFG/MD/2021/000369 |  | 1 | SUSHRUT PRODUCTS\CONVENTIONAL IMPLANTS\AUSTIN MOOR - NON-STERILE | 0 | Correcteed drawing number, PS and QPF with its revision and date | Y | HEMI ENDOPROSTHESIS |  | 1/lot | No | Yes | Yes | No | N. A.
A0611 | A0610.035 | AUSTIN MOORE PROSTHESIS XL, S`RUT, STERILE (STANDARD STEM) 35MM |  | A0611.000, A0609.000M | 03, 00 | 12-06-2018, 30-06-2013 | N. A. | N. A. | N. A. | QPF/A0611 | 00 | 2008-04-15 | N. A. | N. A. | N. A. | PS/A0611 | 02 | 2022-10-06 | 2022-11-04 | 2019-11-05 | N. A. | A0611 | TMF-1 | IU/6 | Class C | FINISHED GOODS | SUSHRUT™ | Austin Moore Prosthesis |  | 04 | Yes | No | R | Yes | N. A. | No | N. A. | No | Yes | No | Yes | M. L.: MFG/MD/2021/000369 |  | 1 | SUSHRUT PRODUCTS\CONVENTIONAL IMPLANTS\AUSTIN MOOR - STERILE | 0 | Correcteed drawing number, PS and QPF with its revision and date | Y | HEMI ENDOPROSTHESIS |  | 1/lot | No | Yes | Yes | No | N. A. | 35MM | STANDARD STEM
A0611 | A0610.036 | AUSTIN MOORE PROSTHESIS XL, S`RUT, STERILE (STANDARD STEM) 36MM |  | A0611.000, A0609.000M | 03, 00 | 12-06-2018, 30-06-2013 | N. A. | N. A. | N. A. | QPF/A0611 | 00 | 2008-04-15 | N. A. | N. A. | N. A. | PS/A0611 | 02 | 2022-10-06 | 2022-11-04 | 2019-11-05 | N. A. | A0611 | TMF-1 | IU/6 | Class C | FINISHED GOODS | SUSHRUT™ | Austin Moore Prosthesis |  | 04 | Yes | No | R | Yes | N. A. | No | N. A. | No | Yes | No | Yes | M. L.: MFG/MD/2021/000369 |  | 1 | SUSHRUT PRODUCTS\CONVENTIONAL IMPLANTS\AUSTIN MOOR - STERILE | 0 | Correcteed drawing number, PS and QPF with its revision and date | Y | HEMI ENDOPROSTHESIS |  | 1/lot | No | Yes | Yes | No | N. A. | 36MM | STANDARD STEM
A0611 | A0610.037 | AUSTIN MOORE PROSTHESIS XL, S`RUT, STERILE (STANDARD STEM) 37MM |  | A0611.000, A0609.000M | 03, 00 | 12-06-2018, 30-06-2013 | N. A. | N. A. | N. A. | QPF/A0611 | 00 | 2008-04-15 | N. A. | N. A. | N. A. | PS/A0611 | 02 | 2022-10-06 | 2022-11-04 | 2019-11-05 | N. A. | A0611 | TMF-1 | IU/6 | Class C | FINISHED GOODS | SUSHRUT™ | Austin Moore Prosthesis |  | 04 | Yes | No | R | Yes | N. A. | No | N. A. | No | Yes | No | Yes | M. L.: MFG/MD/2021/000369 |  | 1 | SUSHRUT PRODUCTS\CONVENTIONAL IMPLANTS\AUSTIN MOOR - STERILE | 0 | Correcteed drawing number, PS and QPF with its revision and date | Y | HEMI ENDOPROSTHESIS |  | 1/lot | No | Yes | Yes | No | N. A. | 37MM | STANDARD STEM
A0611 | A0610.038 | AUSTIN MOORE PROSTHESIS XL, S`RUT, STERILE (STANDARD STEM) 38MM |  | A0611.000, A0609.000M | 03, 00 | 12-06-2018, 30-06-2013 | N. A. | N. A. | N. A. | QPF/A0611 | 00 | 2008-04-15 | N. A. | N. A. | N. A. | PS/A0611 | 02 | 2022-10-06 | 2022-11-04 | 2019-11-05 | N. A. | A0611 | TMF-1 | IU/6 | Class C | FINISHED GOODS | SUSHRUT™ | Austin Moore Prosthesis |  | 04 | Yes | No | R | Yes | N. A. | No | N. A. | No | Yes | No | Yes | M. L.: MFG/MD/2021/000369 |  | 1 | SUSHRUT PRODUCTS\CONVENTIONAL IMPLANTS\AUSTIN MOOR - STERILE | 0 | Correcteed drawing number, PS and QPF with its revision and date | Y | HEMI ENDOPROSTHESIS |  | 1/lot | No | Yes | Yes | No | N. A. | 38MM | STANDARD STEM
A0611 | A0610.039 | AUSTIN MOORE PROSTHESIS XL, S`RUT, STERILE (STANDARD STEM) 39MM |  | A0611.000, A0609.000M | 03, 00 | 12-06-2018, 30-06-2013 | N. A. | N. A. | N. A. | QPF/A0611 | 00 | 2008-04-15 | N. A. | N. A. | N. A. | PS/A0611 | 02 | 2022-10-06 | 2022-11-04 | 2019-11-05 | N. A. | A0611 | TMF-1 | IU/6 | Class C | FINISHED GOODS | SUSHRUT™ | Austin Moore Prosthesis |  | 04 | Yes | No | R | Yes | N. A. | No | N. A. | No | Yes | No | Yes | M. L.: MFG/MD/2021/000369 |  | 1 | SUSHRUT PRODUCTS\CONVENTIONAL IMPLANTS\AUSTIN MOOR - STERILE | 0.436 | Correcteed drawing number, PS and QPF with its revision and date | Y | HEMI ENDOPROSTHESIS |  | 1/lot | No | Yes | Yes | No | N. A. | 39MM | STANDARD STEM
A0611 | A0610.040 | AUSTIN MOORE PROSTHESIS XL, S`RUT, STERILE (STANDARD STEM) 40MM |  | A0611.000, A0609.000M | 03, 00 | 12-06-2018, 30-06-2013 | N. A. | N. A. | N. A. | QPF/A0611 | 00 | 2008-04-15 | N. A. | N. A. | N. A. | PS/A0611 | 02 | 2022-10-06 | 2022-11-04 | 2019-11-05 | N. A. | A0611 | TMF-1 | IU/6 | Class C | FINISHED GOODS | SUSHRUT™ | Austin Moore Prosthesis |  | 04 | Yes | No | R | Yes | N. A. | No | N. A. | No | Yes | No | Yes | M. L.: MFG/MD/2021/000369 |  | 1 | SUSHRUT PRODUCTS\CONVENTIONAL IMPLANTS\AUSTIN MOOR - STERILE | 0.452 | Correcteed drawing number, PS and QPF with its revision and date | Y | HEMI ENDOPROSTHESIS |  | 1/lot | No | Yes | Yes | No | N. A. | 40MM | STANDARD STEM
A0611 | A0610.041 | AUSTIN MOORE PROSTHESIS XL, S`RUT, STERILE (STANDARD STEM) 41MM |  | A0611.000, A0609.000M | 03, 00 | 12-06-2018, 30-06-2013 | N. A. | N. A. | N. A. | QPF/A0611 | 00 | 2008-04-15 | N. A. | N. A. | N. A. | PS/A0611 | 02 | 2022-10-06 | 2022-11-04 | 2019-11-05 | N. A. | A0611 | TMF-1 | IU/6 | Class C | FINISHED GOODS | SUSHRUT™ | Austin Moore Prosthesis |  | 04 | Yes | No | R | Yes | N. A. | No | N. A. | No | Yes | No | Yes | M. L.: MFG/MD/2021/000369 |  | 1 | SUSHRUT PRODUCTS\CONVENTIONAL IMPLANTS\AUSTIN MOOR - STERILE | 0.455 | Correcteed drawing number, PS and QPF with its revision and date | Y | HEMI ENDOPROSTHESIS |  | 1/lot | No | Yes | Yes | No | N. A. | 41MM | STANDARD STEM
A0611 | A0610.042 | AUSTIN MOORE PROSTHESIS XL, S`RUT, STERILE (STANDARD STEM) 42MM |  | A0611.000, A0609.000M | 03, 00 | 12-06-2018, 30-06-2013 | N. A. | N. A. | N. A. | QPF/A0611 | 00 | 2008-04-15 | N. A. | N. A. | N. A. | PS/A0611 | 02 | 2022-10-06 | 2022-11-04 | 2019-11-05 | N. A. | A0611 | TMF-1 | IU/6 | Class C | FINISHED GOODS | SUSHRUT™ | Austin Moore Prosthesis |  | 04 | Yes | No | R | Yes | N. A. | No | N. A. | No | Yes | No | Yes | M. L.: MFG/MD/2021/000369 |  | 1 | SUSHRUT PRODUCTS\CONVENTIONAL IMPLANTS\AUSTIN MOOR - STERILE | 0.46 | Correcteed drawing number, PS and QPF with its revision and date | Y | HEMI ENDOPROSTHESIS |  | 1/lot | No | Yes | Yes | No | N. A. | 42MM | STANDARD STEM
A0611 | A0610.043 | AUSTIN MOORE PROSTHESIS XL, S`RUT, STERILE (STANDARD STEM) 43MM |  | A0611.000, A0609.000M | 03, 00 | 12-06-2018, 30-06-2013 | N. A. | N. A. | N. A. | QPF/A0611 | 00 | 2008-04-15 | N. A. | N. A. | N. A. | PS/A0611 | 02 | 2022-10-06 | 2022-11-04 | 2019-11-05 | N. A. | A0611 | TMF-1 | IU/6 | Class C | FINISHED GOODS | SUSHRUT™ | Austin Moore Prosthesis |  | 04 | Yes | No | R | Yes | N. A. | No | N. A. | No | Yes | No | Yes | M. L.: MFG/MD/2021/000369 |  | 1 | SUSHRUT PRODUCTS\CONVENTIONAL IMPLANTS\AUSTIN MOOR - STERILE | 0.468 | Correcteed drawing number, PS and QPF with its revision and date | Y | HEMI ENDOPROSTHESIS |  | 1/lot | No | Yes | Yes | No | N. A. | 43MM | STANDARD STEM
A0611 | A0610.044 | AUSTIN MOORE PROSTHESIS XL, S`RUT, STERILE (STANDARD STEM) 44MM |  | A0611.000, A0609.000M | 03, 00 | 12-06-2018, 30-06-2013 | N. A. | N. A. | N. A. | QPF/A0611 | 00 | 2008-04-15 | N. A. | N. A. | N. A. | PS/A0611 | 02 | 2022-10-06 | 2022-11-04 | 2019-11-05 | N. A. | A0611 | TMF-1 | IU/6 | Class C | FINISHED GOODS | SUSHRUT™ | Austin Moore Prosthesis |  | 04 | Yes | No | R | Yes | N. A. | No | N. A. | No | Yes | No | Yes | M. L.: MFG/MD/2021/000369 |  | 1 | SUSHRUT PRODUCTS\CONVENTIONAL IMPLANTS\AUSTIN MOOR - STERILE | 0.477 | Correcteed drawing number, PS and QPF with its revision and date | Y | HEMI ENDOPROSTHESIS |  | 1/lot | No | Yes | Yes | No | N. A. | 44MM | STANDARD STEM
A0611 | A0610.045 | AUSTIN MOORE PROSTHESIS XL, S`RUT, STERILE (STANDARD STEM) 45MM |  | A0611.000, A0609.000M | 03, 00 | 12-06-2018, 30-06-2013 | N. A. | N. A. | N. A. | QPF/A0611 | 00 | 2008-04-15 | N. A. | N. A. | N. A. | PS/A0611 | 02 | 2022-10-06 | 2022-11-04 | 2019-11-05 | N. A. | A0611 | TMF-1 | IU/6 | Class C | FINISHED GOODS | SUSHRUT™ | Austin Moore Prosthesis |  | 04 | Yes | No | R | Yes | N. A. | No | N. A. | No | Yes | No | Yes | M. L.: MFG/MD/2021/000369 |  | 1 | SUSHRUT PRODUCTS\CONVENTIONAL IMPLANTS\AUSTIN MOOR - STERILE | 0.479 | Correcteed drawing number, PS and QPF with its revision and date | Y | HEMI ENDOPROSTHESIS |  | 1/lot | No | Yes | Yes | No | N. A. | 45MM | STANDARD STEM
A0611 | A0610.046 | AUSTIN MOORE PROSTHESIS XL, S`RUT, STERILE (STANDARD STEM) 46MM |  | A0611.000, A0609.000M | 03, 00 | 12-06-2018, 30-06-2013 | N. A. | N. A. | N. A. | QPF/A0611 | 00 | 2008-04-15 | N. A. | N. A. | N. A. | PS/A0611 | 02 | 2022-10-06 | 2022-11-04 | 2019-11-05 | N. A. | A0611 | TMF-1 | IU/6 | Class C | FINISHED GOODS | SUSHRUT™ | Austin Moore Prosthesis |  | 04 | Yes | No | R | Yes | N. A. | No | N. A. | No | Yes | No | Yes | M. L.: MFG/MD/2021/000369 |  | 1 | SUSHRUT PRODUCTS\CONVENTIONAL IMPLANTS\AUSTIN MOOR - STERILE | 0.487 | Correcteed drawing number, PS and QPF with its revision and date | Y | HEMI ENDOPROSTHESIS |  | 1/lot | No | Yes | Yes | No | N. A. | 46MM | STANDARD STEM
A0611 | A0610.047 | AUSTIN MOORE PROSTHESIS XL, S`RUT, STERILE (STANDARD STEM) 47MM |  | A0611.000, A0609.000M | 03, 00 | 12-06-2018, 30-06-2013 | N. A. | N. A. | N. A. | QPF/A0611 | 00 | 2008-04-15 | N. A. | N. A. | N. A. | PS/A0611 | 02 | 2022-10-06 | 2022-11-04 | 2019-11-05 | N. A. | A0611 | TMF-1 | IU/6 | Class C | FINISHED GOODS | SUSHRUT™ | Austin Moore Prosthesis |  | 04 | Yes | No | R | Yes | N. A. | No | N. A. | No | Yes | No | Yes | M. L.: MFG/MD/2021/000369 |  | 1 | SUSHRUT PRODUCTS\CONVENTIONAL IMPLANTS\AUSTIN MOOR - STERILE | 0.496 | Correcteed drawing number, PS and QPF with its revision and date | Y | HEMI ENDOPROSTHESIS |  | 1/lot | No | Yes | Yes | No | N. A. | 47MM | STANDARD STEM
A0611 | A0610.048 | AUSTIN MOORE PROSTHESIS XL, S`RUT, STERILE (STANDARD STEM) 48MM |  | A0611.000, A0609.000M | 03, 00 | 12-06-2018, 30-06-2013 | N. A. | N. A. | N. A. | QPF/A0611 | 00 | 2008-04-15 | N. A. | N. A. | N. A. | PS/A0611 | 02 | 2022-10-06 | 2022-11-04 | 2019-11-05 | N. A. | A0611 | TMF-1 | IU/6 | Class C | FINISHED GOODS | SUSHRUT™ | Austin Moore Prosthesis |  | 04 | Yes | No | R | Yes | N. A. | No | N. A. | No | Yes | No | Yes | M. L.: MFG/MD/2021/000369 |  | 1 | SUSHRUT PRODUCTS\CONVENTIONAL IMPLANTS\AUSTIN MOOR - STERILE | 0.493 | Correcteed drawing number, PS and QPF with its revision and date | Y | HEMI ENDOPROSTHESIS |  | 1/lot | No | Yes | Yes | No | N. A. | 48MM | STANDARD STEM
A0611 | A0610.049 | AUSTIN MOORE PROSTHESIS XL, S`RUT, STERILE (STANDARD STEM) 49MM |  | A0611.000, A0609.000M | 03, 00 | 12-06-2018, 30-06-2013 | N. A. | N. A. | N. A. | QPF/A0611 | 00 | 2008-04-15 | N. A. | N. A. | N. A. | PS/A0611 | 02 | 2022-10-06 | 2022-11-04 | 2019-11-05 | N. A. | A0611 | TMF-1 | IU/6 | Class C | FINISHED GOODS | SUSHRUT™ | Austin Moore Prosthesis |  | 04 | Yes | No | R | Yes | N. A. | No | N. A. | No | Yes | No | Yes | M. L.: MFG/MD/2021/000369 |  | 1 | SUSHRUT PRODUCTS\CONVENTIONAL IMPLANTS\AUSTIN MOOR - STERILE | 0.504 | Correcteed drawing number, PS and QPF with its revision and date | Y | HEMI ENDOPROSTHESIS |  | 1/lot | No | Yes | Yes | No | N. A. | 49MM | STANDARD STEM
A0611 | A0610.050 | AUSTIN MOORE PROSTHESIS XL, S`RUT, STERILE (STANDARD STEM) 50MM |  | A0611.000, A0609.000M | 03, 00 | 12-06-2018, 30-06-2013 | N. A. | N. A. | N. A. | QPF/A0611 | 00 | 2008-04-15 | N. A. | N. A. | N. A. | PS/A0611 | 02 | 2022-10-06 | 2022-11-04 | 2019-11-05 | N. A. | A0611 | TMF-1 | IU/6 | Class C | FINISHED GOODS | SUSHRUT™ | Austin Moore Prosthesis |  | 04 | Yes | No | R | Yes | N. A. | No | N. A. | No | Yes | No | Yes | M. L.: MFG/MD/2021/000369 |  | 1 | SUSHRUT PRODUCTS\CONVENTIONAL IMPLANTS\AUSTIN MOOR - STERILE | 0.52 | Correcteed drawing number, PS and QPF with its revision and date | Y | HEMI ENDOPROSTHESIS |  | 1/lot | No | Yes | Yes | No | N. A. | 50MM | STANDARD STEM
A0611 | A0610.051 | AUSTIN MOORE PROSTHESIS XL, S`RUT, STERILE (STANDARD STEM) 51MM |  | A0611.000, A0609.000M | 03, 00 | 12-06-2018, 30-06-2013 | N. A. | N. A. | N. A. | QPF/A0611 | 00 | 2008-04-15 | N. A. | N. A. | N. A. | PS/A0611 | 02 | 2022-10-06 | 2022-11-04 | 2019-11-05 | N. A. | A0611 | TMF-1 | IU/6 | Class C | FINISHED GOODS | SUSHRUT™ | Austin Moore Prosthesis |  | 04 | Yes | No | R | Yes | N. A. | No | N. A. | No | Yes | No | Yes | M. L.: MFG/MD/2021/000369 |  | 1 | SUSHRUT PRODUCTS\CONVENTIONAL IMPLANTS\AUSTIN MOOR - STERILE | 0 | Correcteed drawing number, PS and QPF with its revision and date | Y | HEMI ENDOPROSTHESIS |  | 1/lot | No | Yes | Yes | No | N. A. | 51MM | STANDARD STEM
A0611 | A0610.052 | AUSTIN MOORE PROSTHESIS XL, S`RUT, STERILE (STANDARD STEM) 52MM |  | A0611.000, A0609.000M | 03, 00 | 12-06-2018, 30-06-2013 | N. A. | N. A. | N. A. | QPF/A0611 | 00 | 2008-04-15 | N. A. | N. A. | N. A. | PS/A0611 | 02 | 2022-10-06 | 2022-11-04 | 2019-11-05 | N. A. | A0611 | TMF-1 | IU/6 | Class C | FINISHED GOODS | SUSHRUT™ | Austin Moore Prosthesis |  | 04 | Yes | No | R | Yes | N. A. | No | N. A. | No | Yes | No | Yes | M. L.: MFG/MD/2021/000369 |  | 1 | SUSHRUT PRODUCTS\CONVENTIONAL IMPLANTS\AUSTIN MOOR - STERILE | 0 | Correcteed drawing number, PS and QPF with its revision and date | Y | HEMI ENDOPROSTHESIS |  | 1/lot | No | Yes | Yes | No | N. A. | 52MM | STANDARD STEM
A0611 | A0610.053 | AUSTIN MOORE PROSTHESIS XL, S`RUT, STERILE (STANDARD STEM) 53MM |  | A0611.000, A0609.000M | 03, 00 | 12-06-2018, 30-06-2013 | N. A. | N. A. | N. A. | QPF/A0611 | 00 | 2008-04-15 | N. A. | N. A. | N. A. | PS/A0611 | 02 | 2022-10-06 | 2022-11-04 | 2019-11-05 | N. A. | A0611 | TMF-1 | IU/6 | Class C | FINISHED GOODS | SUSHRUT™ | Austin Moore Prosthesis |  | 04 | Yes | No | R | Yes | N. A. | No | N. A. | No | Yes | No | Yes | M. L.: MFG/MD/2021/000369 |  | 1 | SUSHRUT PRODUCTS\CONVENTIONAL IMPLANTS\AUSTIN MOOR - STERILE | 0 | Correcteed drawing number, PS and QPF with its revision and date | Y | HEMI ENDOPROSTHESIS |  | 1/lot | No | Yes | Yes | No | N. A. | 53MM | STANDARD STEM
A0611 | A0610.054 | AUSTIN MOORE PROSTHESIS XL, S`RUT, STERILE (STANDARD STEM) 54MM |  | A0611.000, A0609.000M | 03, 00 | 12-06-2018, 30-06-2013 | N. A. | N. A. | N. A. | QPF/A0611 | 00 | 2008-04-15 | N. A. | N. A. | N. A. | PS/A0611 | 02 | 2022-10-06 | 2022-11-04 | 2019-11-05 | N. A. | A0611 | TMF-1 | IU/6 | Class C | FINISHED GOODS | SUSHRUT™ | Austin Moore Prosthesis |  | 04 | Yes | No | R | Yes | N. A. | No | N. A. | No | Yes | No | Yes | M. L.: MFG/MD/2021/000369 |  | 1 | SUSHRUT PRODUCTS\CONVENTIONAL IMPLANTS\AUSTIN MOOR - STERILE | 0.542 | Correcteed drawing number, PS and QPF with its revision and date | Y | HEMI ENDOPROSTHESIS |  | 1/lot | No | Yes | Yes | No | N. A. | 54MM | STANDARD STEM
A0611 | A0610.055 | AUSTIN MOORE PROSTHESIS XL, S`RUT, STERILE (STANDARD STEM) 55MM |  | A0611.000, A0609.000M | 03, 00 | 12-06-2018, 30-06-2013 | N. A. | N. A. | N. A. | QPF/A0611 | 00 | 2008-04-15 | N. A. | N. A. | N. A. | PS/A0611 | 02 | 2022-10-06 | 2022-11-04 | 2019-11-05 | N. A. | A0611 | TMF-1 | IU/6 | Class C | FINISHED GOODS | SUSHRUT™ | Austin Moore Prosthesis |  | 04 | Yes | No | R | Yes | N. A. | No | N. A. | No | Yes | No | Yes | M. L.: MFG/MD/2021/000369 |  | 1 | SUSHRUT PRODUCTS\CONVENTIONAL IMPLANTS\AUSTIN MOOR - STERILE | 0.563 | Correcteed drawing number, PS and QPF with its revision and date | Y | HEMI ENDOPROSTHESIS |  | 1/lot | No | Yes | Yes | No | N. A. | 55MM | STANDARD STEM
A0611 | A0610.057 | AUSTIN MOORE PROSTHESIS XL, S`RUT, STERILE (STANDARD STEM) 57MM |  | A0611.000, A0609.000M | 03, 00 | 12-06-2018, 30-06-2013 | N. A. | N. A. | N. A. | QPF/A0611 | 00 | 2008-04-15 | N. A. | N. A. | N. A. | PS/A0611 | 02 | 2022-10-06 | 2022-11-04 | 2019-11-05 | N. A. | A0611 | TMF-1 | IU/6 | Class C | FINISHED GOODS | SUSHRUT™ | Austin Moore Prosthesis |  | 04 | Yes | No | R | Yes | N. A. | No | N. A. | No | Yes | No | Yes | M. L.: MFG/MD/2021/000369 |  | 1 | SUSHRUT PRODUCTS\CONVENTIONAL IMPLANTS\AUSTIN MOOR - STERILE | 0 | Correcteed drawing number, PS and QPF with its revision and date | Y | HEMI ENDOPROSTHESIS |  | 1/lot | No | Yes | Yes | No | N. A.
A0614S | A0614.00 | STEM FOR THOMPSON PROSTHESIS (NARROW STEM) |  | A0614S | N. A. | N. A. | N. A. | N. A. | N. A. | QPR/A0614S | N. A. | N. A. | N. A. | N. A. | N. A. | PS/A0614S | 00 | 2019-08-01 | N. A. | N. A. | N. A. | A0614 | N. A. | N. A. | N. A. | SEMIFINISHED GOODS | N. A. | N. A. | N. A. | N. A. | N. A. | N. A. |  | N. A. | N. A. | N. A. | N. A. | N. A. | N. A. | N. A. | N. A. | N. A. | N. A. | 1 | SUB COMPONENTS | 0 | Initial issue | N | SUB COMPONENTS |  | No | No | N. A. | N. A. | N. A. | N. A.
A1506 | A1506.16 | SUTURE WIRE REEL, S`RUT, 16 GAUGE |  | A1506.00 | N. A. | N. A. | N. A. | N. A. | N. A. | QPF/A1506.00 | 01 | 2020-12-05 | N. A. | N. A. | N. A. | PS/A1506 | 01 | 2019-01-18 | N. A. | N. A. | N. A. | A1506 | TMF-1 | IU/1 | Class C | FINISHED GOODS | SUSHRUT™ | Suture Wire Reel | 16 GAUGE | 16 | No | Yes |  | No | N. A. | No | N. A. | No | Yes | No | Yes | M. L.: MFG/MD/2021/000369 |  | 1 | SUSHRUT PRODUCTS\CONVENTIONAL IMPLANTS\MISCELLANEOUS IMPLANTS\SUTURE WIRE REELS | 0.0938 | Initial issue | N | PINS AND WIRES |  | 1 | No | Yes | Yes | Yes | N. A.
A1506 | A1506.18 | SUTURE WIRE REEL, S`RUT, 18 GAUGE |  | A1506.00 | N. A. | N. A. | N. A. | N. A. | N. A. | QPF/A1506.00 | 01 | 2020-12-05 | N. A. | N. A. | N. A. | PS/A1506 | 01 | 2019-01-18 | N. A. | N. A. | N. A. | A1506 | TMF-1 | IU/1 | Class C | FINISHED GOODS | SUSHRUT™ | Suture Wire Reel | 18 GAUGE | 16 | No | Yes |  | No | N. A. | No | N. A. | No | Yes | No | Yes | M. L.: MFG/MD/2021/000369 |  | 1 | SUSHRUT PRODUCTS\CONVENTIONAL IMPLANTS\MISCELLANEOUS IMPLANTS\SUTURE WIRE REELS | 0 | Initial issue | N | PINS AND WIRES |  | 1 | No | Yes | Yes | Yes | N. A.
A1506 | A1506.20 | SUTURE WIRE REEL, S`RUT, 20 GAUGE |  | A1506.00 | N. A. | N. A. | N. A. | N. A. | N. A. | QPF/A1506.00 | 01 | 2020-12-05 | N. A. | N. A. | N. A. | PS/A1506 | 01 | 2019-01-18 | N. A. | N. A. | N. A. | A1506 | TMF-1 | IU/1 | Class C | FINISHED GOODS | SUSHRUT™ | Suture Wire Reel | 20 GAUGE | 16 | No | Yes |  | No | N. A. | No | N. A. | No | Yes | No | Yes | M. L.: MFG/MD/2021/000369 |  | 1 | SUSHRUT PRODUCTS\CONVENTIONAL IMPLANTS\MISCELLANEOUS IMPLANTS\SUTURE WIRE REELS | 0 | Initial issue | N | PINS AND WIRES |  | 1 | No | Yes | Yes | Yes | N. A.
A1506 | A1506.22 | SUTURE WIRE REEL, S`RUT, 22 GAUGE |  | A1506.00 | N. A. | N. A. | N. A. | N. A. | N. A. | QPF/A1506.00 | 01 | 2020-12-05 | N. A. | N. A. | N. A. | PS/A1506 | 01 | 2019-01-18 | N. A. | N. A. | N. A. | A1506 | TMF-1 | IU/1 | Class C | FINISHED GOODS | SUSHRUT™ | Suture Wire Reel | 22 GAUGE | 16 | No | Yes |  | No | N. A. | No | N. A. | No | Yes | No | Yes | M. L.: MFG/MD/2021/000369 |  | 1 | SUSHRUT PRODUCTS\CONVENTIONAL IMPLANTS\MISCELLANEOUS IMPLANTS\SUTURE WIRE REELS | 0.0521 | Initial issue | N | PINS AND WIRES |  | 1 | No | Yes | Yes | Yes | N. A.
A1506 | A1506.24 | SUTURE WIRE REEL, S`RUT, 24 GAUGE |  | A1506.00 | N. A. | N. A. | N. A. | N. A. | N. A. | QPF/A1506.00 | 01 | 2020-12-05 | N. A. | N. A. | N. A. | PS/A1506 | 01 | 2019-01-18 | N. A. | N. A. | N. A. | A1506 | TMF-1 | IU/1 | Class C | FINISHED GOODS | SUSHRUT™ | Suture Wire Reel | 24 GAUGE | 16 | No | Yes |  | No | N. A. | No | N. A. | No | Yes | No | Yes | M. L.: MFG/MD/2021/000369 |  | 1 | SUSHRUT PRODUCTS\CONVENTIONAL IMPLANTS\MISCELLANEOUS IMPLANTS\SUTURE WIRE REELS | 0 | Initial issue | N | PINS AND WIRES |  | 1 | No | Yes | Yes | Yes | N. A.
A1506 | A1506.26 | SUTURE WIRE REEL, S`RUT, 26 GAUGE |  | A1506.00 | N. A. | N. A. | N. A. | N. A. | N. A. | QPF/A1506.00 | 01 | 2020-12-05 | N. A. | N. A. | N. A. | PS/A1506 | 01 | 2019-01-18 | N. A. | N. A. | N. A. | A1506 | TMF-1 | IU/1 | Class C | FINISHED GOODS | SUSHRUT™ | Suture Wire Reel | 26 GAUGE | 16 | No | Yes |  | No | N. A. | No | N. A. | No | Yes | No | Yes | M. L.: MFG/MD/2021/000369 |  | 1 | SUSHRUT PRODUCTS\CONVENTIONAL IMPLANTS\MISCELLANEOUS IMPLANTS\SUTURE WIRE REELS | 0 | Initial issue | N | PINS AND WIRES |  | 1 | No | Yes | Yes | Yes | N. A.
A1506 | A1506.28 | SUTURE WIRE REEL, S`RUT, 28 GAUGE |  | A1506.00 | N. A. | N. A. | N. A. | N. A. | N. A. | QPF/A1506.00 | 01 | 2020-12-05 | N. A. | N. A. | N. A. | PS/A1506 | 01 | 2019-01-18 | N. A. | N. A. | N. A. | A1506 | TMF-1 | IU/1 | Class C | FINISHED GOODS | SUSHRUT™ | Suture Wire Reel | 28 GAUGE | 16 | No | Yes |  | No | N. A. | No | N. A. | No | Yes | No | Yes | M. L.: MFG/MD/2021/000369 |  | 1 | SUSHRUT PRODUCTS\CONVENTIONAL IMPLANTS\MISCELLANEOUS IMPLANTS\SUTURE WIRE REELS | 0.035956 | Initial issue | N | PINS AND WIRES |  | 1 | No | Yes | Yes | Yes | N. A.
A1506 | A1506.30 | SUTURE WIRE REEL, S`RUT, 30 GAUGE |  | A1506.00 | N. A. | N. A. | N. A. | N. A. | N. A. | QPF/A1506.00 | 01 | 2020-12-05 | N. A. | N. A. | N. A. | PS/A1506 | 01 | 2019-01-18 | N. A. | N. A. | N. A. | A1506 | TMF-1 | IU/1 | Class C | FINISHED GOODS | SUSHRUT™ | Suture Wire Reel | 30 GAUGE | 16 | No | Yes |  | No | N. A. | No | N. A. | No | Yes | No | Yes | M. L.: MFG/MD/2021/000369 |  | 1 | SUSHRUT PRODUCTS\CONVENTIONAL IMPLANTS\MISCELLANEOUS IMPLANTS\SUTURE WIRE REELS | 0.03252 | Initial issue | Y | PINS AND WIRES |  | 1 | No | Yes | Yes | Yes | N. A.
A1601.01 | A1601.0109 | RESTOR STRAIGHT INTRAMEDULLARY STEM 9MM |  | A1601.0109 | 06 | 2014-10-08 | N. A. | N. A. | N. A. | QPF/A1601.01 | 08 | 2022-04-12 | N. A. | N. A. | N. A. | PS/A1601.01 | 07 | 2019-12-06 | N. A. | N. A. | N. A. | A1601.01 | DD-JRP1 | IU/8 | Class D | FINISHED GOODS | RESTOR™ | IM Stem Straight |  | 02 | Yes | No | R | Yes | A1601.0109 | No | N. A. | No | Yes | No | Yes | M. L.: MFG/MD/2021/000369 |  | 1 | ADLER PRODUCTS\RESTOR PRODUCTS\IMPLANTS | 0 | Initial issue | N | JOINT REPLACEMENT PROSTHESIS |  | 1/lot | No | Yes | Yes | No | N. A. | 9MM | STRAIGHT
A1601.0109C1 | A1601.0109C1 | RESTOR STRAIGHT INTRAMEDULLARY STEM TAPERING DIA. 09MM TO 08MM, 100MM LONG |  | A1601.0109C1 | #N/A | #N/A | N. A. | N. A. | N. A. | QPF/A1601.01 | 07 | 2021-02-21 | #N/A | #N/A | #N/A | PS/A1601.01 | #N/A | #N/A | #N/A | #N/A | #N/A | A1601.01 | DD-JRP1 | N. A. | Class D | FINISHED GOODS | RESTOR™ | IM Stem Straight |  | 02 | Yes | No | R | Yes | A1601.0109C1 | No | N. A. | No | Yes | No | Yes | M. L.: MFG/MD/2021/000369 |  | 1 | ADLER PRODUCTS\RESTOR PRODUCTS\IMPLANTS | 0 | Activated on 12JUL2024 | N | JOINT REPLACEMENT PROSTHESIS |  | 1/lot | No | Yes | Yes | No | N. A. | 9MM TO 8MM | STRAIGHT
A1601.01 | A1601.0110 | RESTOR STRAIGHT INTRAMEDULLARY STEM 10MM |  | A1601.0110 | 10 | 2014-10-08 | N. A. | N. A. | N. A. | QPF/A1601.01 | 08 | 2022-04-12 | N. A. | N. A. | N. A. | PS/A1601.01 | 07 | 2019-12-06 | N. A. | N. A. | N. A. | A1601.01 | DD-JRP1 | IU/8 | Class D | FINISHED GOODS | RESTOR™ | IM Stem Straight |  | 02 | Yes | No | R | Yes | A1601.0110 | No | N. A. | No | Yes | No | Yes | M. L.: MFG/MD/2021/000369 |  | 1 | ADLER PRODUCTS\RESTOR PRODUCTS\IMPLANTS | 0 | Initial issue | N | JOINT REPLACEMENT PROSTHESIS |  | 1/lot | No | Yes | Yes | No | N. A. | 10MM | STRAIGHT
A1601.0110C1 | A1601.0110C1 | RESTOR STRAIGHT INTRAMEDULLARY STEM TAPERING DIA. 10MM TO 09MM, 100MM LONG, CUSTOM MADE |  | A1601.0110C1 | N. A. | N. A. | N. A. | N. A. | N. A. | QPF/A1601.01 | 07 | 2021-02-21 | N. A. | N. A. | N. A. | PS/A1601.01 | 07 | 2019-12-06 | N. A. | N. A. | N. A. | A1601.01 | N. A. | N. A. | N. A. | FINISHED GOODS | RESTOR™ | IM STEM STRAIGHT | TAPERING DIA. 10MM TO 09MM, 100MM LONG, CUSTOM MADE | 16 | No | Yes |  | No |  | No | N. A. | No | Yes | No | Yes | M. L.: MFG/MD/2021/000369 |  | 1 | ADLER PRODUCTS\RESTOR PRODUCTS\IMPLANTS | 0 | Changed from sterile to non sterile as per mail from MUM on 13FEB2025 | N | JOINT REPLACEMENT PROSTHESIS |  | No | No | Yes | Yes | Yes | N. A.
A1601.0110C12 | A1601.0110C12 | RESTOR CUSTOM MADE STRAIGHT INTRAMEDULLARY STEM DIA. 10MM, LENGTH 200MM, TITANIUM |  | A1601.0110C12 | N. A. | N. A. | N. A. | N. A. | N. A. | QPF/A1601.01 | 07 | 2021-02-21 | N. A. | N. A. | N. A. | PS/A1601.01 | 07 | 2019-12-06 | N. A. | N. A. | N. A. | A1601.01 | N. A. | N. A. | N. A. | FINISHED GOODS | RESTOR™ | IM Stem Straight |  | 02 | Yes | No | R | Yes | A1601.0110C12 | No | N. A. | No | Yes | No | Yes | M. L.: MFG/MD/2021/000369 |  | 1 | ADLER PRODUCTS\RESTOR PRODUCTS\IMPLANTS | 0 | CHANGED LABEL FORMAT NUMBER AS PER EMAIL FROM SDW DTD 19JUN2021 ON 19JUN2021 | N | JOINT REPLACEMENT PROSTHESIS |  | 1/lot | No | Yes | Yes | No | N. A. | 10MM | STRAIGHT
A1601.0110C2 | A1601.0110C2 | RESTOR STRAIGHT INTRAMEDULLARY STEM TAPERING DIA. 10MM TO 09MM, 90MM LONG |  | A1601.0110C2 | N. A. | N. A. | N. A. | N. A. | N. A. | QPF/A1601.01 | 07 | 2021-02-21 | N. A. | N. A. | N. A. | PS/A1601.01 | 07 | 2019-12-06 | N. A. | N. A. | N. A. | A1601.01 | N. A. | N. A. | N. A. | FINISHED GOODS | RESTOR™ | IM Stem Straight |  | 02 | Yes | No | R | Yes | A1601.0110C2 | No | N. A. | No | Yes | No | Yes | M. L.: MFG/MD/2021/000369 |  | 1 | ADLER PRODUCTS\RESTOR PRODUCTS\IMPLANTS | 0 | CHANGED LABEL FORMAT NUMBER AS PER EMAIL FROM SDW DTD 19JUN2021 ON 19JUN2021 | Y | JOINT REPLACEMENT PROSTHESIS |  | 1/lot | No | Yes | Yes | No | N. A. | 10MM TO 9MM | STRAIGHT
A1601.01 | A1601.0111 | RESTOR STRAIGHT INTRAMEDULLARY STEM 11MM |  | A1601.0111 | 10 | 2014-10-08 | N. A. | N. A. | N. A. | QPF/A1601.01 | 08 | 2022-04-12 | N. A. | N. A. | N. A. | PS/A1601.01 | 07 | 2019-12-06 | N. A. | N. A. | N. A. | A1601.01 | DD-JRP1 | IU/8 | Class D | FINISHED GOODS | RESTOR™ | IM Stem Straight |  | 02 | Yes | No | R | Yes | A1601.0111 | No | N. A. | No | Yes | No | Yes | M. L.: MFG/MD/2021/000369 |  | 1 | ADLER PRODUCTS\RESTOR PRODUCTS\IMPLANTS | 0 | Initial issue | N | JOINT REPLACEMENT PROSTHESIS |  | 1/lot | No | Yes | Yes | No | N. A. | 11MM | STRAIGHT
A1601.0111C1 | A1601.0111C1 | RESTOR STRAIGHT INTRAMEDULLARY STEM 11MM, 100MM LONG, CUSTOM MADE |  | A1601.0111 | #N/A | #N/A | N. A. | N. A. | N. A. | QPF/A1601.01 | #N/A | #N/A | #N/A | #N/A | #N/A | PS/A1601.01 | #N/A | #N/A | #N/A | #N/A | #N/A | A1601.01 | N. A. | N. A. | N. A. | FINISHED GOODS | RESTOR™ | IM Stem Straight | TAPERING DIA. 11MM TO 10MM, 100MM LONG, CUSTOM MADE | 16 | No | Yes |  | No |  | No | N. A. | No | Yes | No | Yes | M. L.: MFG/MD/2021/000369 |  | 1 | ADLER PRODUCTS\RESTOR PRODUCTS\IMPLANTS | 0 | Changed to Non sterile as per mail from MUM on 13FEB2025 | N | JOINT REPLACEMENT PROSTHESIS |  | 1/lot | No | Yes | Yes | Yes | N. A.
A1601.01 | A1601.0112 | RESTOR STRAIGHT INTRAMEDULLARY STEM 12MM |  | A1601.0112 | 10 | 2014-10-08 | N. A. | N. A. | N. A. | QPF/A1601.01 | 08 | 2022-04-12 | N. A. | N. A. | N. A. | PS/A1601.01 | 07 | 2019-12-06 | N. A. | N. A. | N. A. | A1601.01 | DD-JRP1 | IU/8 | Class D | FINISHED GOODS | RESTOR™ | IM Stem Straight |  | 02 | Yes | No | R | Yes | A1601.0112 | No | N. A. | No | Yes | No | Yes | M. L.: MFG/MD/2021/000369 |  | 1 | ADLER PRODUCTS\RESTOR PRODUCTS\IMPLANTS | 0 | Initial issue | N | JOINT REPLACEMENT PROSTHESIS |  | 1/lot | No | Yes | Yes | No | N. A. | 12MM | STRAIGHT
A1601.01 | A1601.0113 | RESTOR STRAIGHT INTRAMEDULLARY STEM 13MM |  | A1601.0113 | 01 | 2014-10-08 | N. A. | N. A. | N. A. | QPF/A1601.01 | 08 | 2022-04-12 | N. A. | N. A. | N. A. | PS/A1601.01 | 07 | 2019-12-06 | N. A. | N. A. | N. A. | A1601.01 | DD-JRP1 | IU/8 | Class D | FINISHED GOODS | RESTOR™ | IM Stem Straight |  | 02 | Yes | No | R | Yes | A1601.0113 | No | N. A. | No | Yes | No | Yes | M. L.: MFG/MD/2021/000369 |  | 1 | ADLER PRODUCTS\RESTOR PRODUCTS\IMPLANTS | 0 | Initial issue | N | JOINT REPLACEMENT PROSTHESIS |  | 1/lot | No | Yes | Yes | No | N. A. | 13MM | STRAIGHT
A1601.0113C1 | A1601.0113C1 | RESTOR CUSTOM MADE STRAIGHT INTRAMEDULLARY STEM DIA. 13MM, LENGTH 100MM, TITANIUM |  | A1601.0113C1 | N. A. | N. A. | N. A. | N. A. | N. A. | QPF/A1601.01 | 07 | 2021-02-21 | N. A. | N. A. | N. A. | PS/A1601.01 | 07 | 2019-12-06 | N. A. | N. A. | N. A. | A1601.01 | N. A. | N. A. | N. A. | FINISHED GOODS | RESTOR™ | CUSTOM MADE STRAIGHT INTRAMEDULLARY STEM | DIA. 13MM, LENGTH 100MM, TITANIUM | 02 | Yes | No | R | Yes | A1601.0113C1 | No | N. A. | No | Yes | No | Yes | M. L.: MFG/MD/2021/000369 |  | 1 | ADLER PRODUCTS\RESTOR PRODUCTS\IMPLANTS | 0 | CHANGED LABEL FORMAT NUMBER AS PER EMAIL FROM SDW DTD 19JUN2021 ON 19JUN2021 | Y | JOINT REPLACEMENT PROSTHESIS |  | 1/lot | No | Yes | Yes | No | N. A. | 13MM | STRAIGHT
A1601.01 | A1601.0115 | RESTOR STRAIGHT INTRAMEDULLARY STEM 15MM |  | A1601.0115 | 01 | 2014-10-08 | N. A. | N. A. | N. A. | QPF/A1601.01 | 08 | 2022-04-12 | N. A. | N. A. | N. A. | PS/A1601.01 | 07 | 2019-12-06 | N. A. | N. A. | N. A. | A1601.01 | DD-JRP1 | IU/8 | Class D | FINISHED GOODS | RESTOR™ | IM Stem Straight |  | 02 | Yes | No | R | Yes | A1601.0115 | No | N. A. | No | Yes | No | Yes | M. L.: MFG/MD/2021/000369 |  | 1 | ADLER PRODUCTS\RESTOR PRODUCTS\IMPLANTS | 0 | Initial issue | Y | JOINT REPLACEMENT PROSTHESIS |  | 1/lot | No | Yes | Yes | No | N. A. | 15MM | STRAIGHT
A1601.01 | A1601.0117 | RESTOR STRAIGHT INTRAMEDULLARY STEM 17MM |  | A1601.0117 | 01 | 2014-10-08 | N. A. | N. A. | N. A. | QPF/A1601.01 | 08 | 2022-04-12 | N. A. | N. A. | N. A. | PS/A1601.01 | 07 | 2019-12-06 | N. A. | N. A. | N. A. | A1601.01 | DD-JRP1 | IU/8 | Class D | FINISHED GOODS | RESTOR™ | IM Stem Straight |  | 02 | Yes | No | R | Yes | A1601.0117 | No | N. A. | No | Yes | No | Yes | M. L.: MFG/MD/2021/000369 |  | 1 | ADLER PRODUCTS\RESTOR PRODUCTS\IMPLANTS | 0 | Initial issue | N | JOINT REPLACEMENT PROSTHESIS |  | 1/lot | No | Yes | Yes | No | N. A. | 17MM | STRAIGHT
A1601.02 | A1601.0209 | RESTOR CURVED INTRAMEDULLARY STEM 9MM |  | A1601.0209 | 06 | 2014-10-08 | N. A. | N. A. | N. A. | QPF/A1601.02 | 07 | 2022-04-13 | N. A. | N. A. | N. A. | PS/A1601.01 | 07 | 2019-12-06 | N. A. | N. A. | N. A. | A1601.02 | DD-JRP1 | IU/8 | Class D | FINISHED GOODS | RESTOR™ | IM Stem Curved |  | 02 | Yes | No | R | Yes | A1601.0209 | No | N. A. | No | Yes | No | Yes | M. L.: MFG/MD/2021/000369 |  | 1 | ADLER PRODUCTS\RESTOR PRODUCTS\IMPLANTS | 0 | Initial issue | N | JOINT REPLACEMENT PROSTHESIS |  | 1/lot | No | Yes | Yes | No | N. A. | 9MM | CURVED
A1601.02 | A1601.0210 | RESTOR CURVED INTRAMEDULLARY STEM 10MM |  | A1601.0210 | 10 | 2014-10-08 | N. A. | N. A. | N. A. | QPF/A1601.02 | 07 | 2022-04-13 | N. A. | N. A. | N. A. | PS/A1601.01 | 07 | 2019-12-06 | N. A. | N. A. | N. A. | A1601.02 | DD-JRP1 | IU/8 | Class D | FINISHED GOODS | RESTOR™ | IM Stem Curved |  | 02 | Yes | No | R | Yes | A1601.0210 | No | N. A. | No | Yes | No | Yes | M. L.: MFG/MD/2021/000369 |  | 1 | ADLER PRODUCTS\RESTOR PRODUCTS\IMPLANTS | 0 | Initial issue | N | JOINT REPLACEMENT PROSTHESIS |  | 1/lot | No | Yes | Yes | No | N. A. | 10MM | CURVED
A1601.02 | A1601.0211 | RESTOR CURVED INTRAMEDULLARY STEM 11MM |  | A1601.0211 | 10 | 2014-10-08 | N. A. | N. A. | N. A. | QPF/A1601.02 | 07 | 2022-04-13 | N. A. | N. A. | N. A. | PS/A1601.01 | 07 | 2019-12-06 | N. A. | N. A. | N. A. | A1601.02 | DD-JRP1 | IU/8 | Class D | FINISHED GOODS | RESTOR™ | IM Stem Curved |  | 02 | Yes | No | R | Yes | A1601.0211 | No | N. A. | No | Yes | No | Yes | M. L.: MFG/MD/2021/000369 |  | 1 | ADLER PRODUCTS\RESTOR PRODUCTS\IMPLANTS | 0 | Initial issue | N | JOINT REPLACEMENT PROSTHESIS |  | 1/lot | No | Yes | Yes | No | N. A. | 11MM | CURVED
A1601.02 | A1601.0212 | RESTOR CURVED INTRAMEDULLARY STEM 12MM |  | A1601.0212 | 09 | 2014-10-08 | N. A. | N. A. | N. A. | QPF/A1601.02 | 07 | 2022-04-13 | N. A. | N. A. | N. A. | PS/A1601.01 | 07 | 2019-12-06 | N. A. | N. A. | N. A. | A1601.02 | DD-JRP1 | IU/8 | Class D | FINISHED GOODS | RESTOR™ | IM Stem Curved |  | 02 | Yes | No | R | Yes | A1601.0212 | No | N. A. | No | Yes | No | Yes | M. L.: MFG/MD/2021/000369 |  | 1 | ADLER PRODUCTS\RESTOR PRODUCTS\IMPLANTS | 0 | Initial issue | N | JOINT REPLACEMENT PROSTHESIS |  | 1/lot | No | Yes | Yes | No | N. A. | 12MM | CURVED
A1601.0212C | A1601.0212C | RESTOR CURVED INTRAMEDULLARY STEM TAPERING DIA. 12MM TO 11MM, 150MM LONG, CUSTOM MADE |  | A1601.0212C | 00 | 2023-02-26 | N. A. | N. A. | N. A. | QPF/PSI | ,00 | 2023-02-28 | N. A. | N. A. | N. A. | N. A. | N. A. | N. A. | N. A. | N. A. | N. A. | N. A. | N. A. | N. A. | N. A. | PSI | N. A. | N. A. | N. A. | 16 | N. A. | N. A. |  | N. A. | N. A. | N. A. | N. A. | N. A. | N. A. | N. A. | N. A. | N. A. | N. A. | 1 | N. A. | N. A. | Added on 01FEB2023 | N | PSI |  | No | No | N. A. | N. A. | N. A. | N. A.
A1601.01 | A1601.0213 | RESTOR CURVED INTRAMEDULLARY STEM 13MM |  | A1601.0213 | 01 | 2014-10-08 | N. A. | N. A. | N. A. | QPF/A1601.02 | 07 | 2022-04-13 | N. A. | N. A. | N. A. | PS/A1601.01 | 07 | 2019-12-06 | N. A. | N. A. | N. A. | A1601.01 | DD-JRP1 | IU/8 | Class D | FINISHED GOODS | RESTOR™ | IM Stem Curved |  | 02 | Yes | No | R | Yes | A1601.0213 | No | N. A. | No | Yes | No | Yes | M. L.: MFG/MD/2021/000369 |  | 1 | ADLER PRODUCTS\RESTOR PRODUCTS\IMPLANTS | 0 | Initial issue | N | JOINT REPLACEMENT PROSTHESIS |  | 1/lot | No | Yes | Yes | No | N. A. | 13MM | CURVED
A1601.01 | A1601.0215 | RESTOR CURVED INTRAMEDULLARY STEM 15MM |  | A1601.0215 | 01 | 2014-10-08 | N. A. | N. A. | N. A. | QPF/A1601.02 | 07 | 2022-04-13 | N. A. | N. A. | N. A. | PS/A1601.01 | 07 | 2019-12-06 | N. A. | N. A. | N. A. | A1601.01 | DD-JRP1 | IU/8 | Class D | FINISHED GOODS | RESTOR™ | IM Stem Curved |  | 02 | Yes | No | R | Yes | A1601.0215 | No | N. A. | No | Yes | No | Yes | M. L.: MFG/MD/2021/000369 |  | 1 | ADLER PRODUCTS\RESTOR PRODUCTS\IMPLANTS | 0 | Initial issue | Y | JOINT REPLACEMENT PROSTHESIS |  | 1/lot | No | Yes | Yes | No | N. A. | 15MM | CURVED
A1601.01 | A1601.0217 | RESTOR CURVED INTRAMEDULLARY STEM 17MM |  | A1601.0217 | 01 | 2014-10-08 | N. A. | N. A. | N. A. | QPF/A1601.02 | 07 | 2022-04-13 | N. A. | N. A. | N. A. | PS/A1601.01 | 07 | 2019-12-06 | N. A. | N. A. | N. A. | A1601.01 | DD-JRP1 | IU/8 | Class D | FINISHED GOODS | RESTOR™ | IM Stem Curved |  | 02 | Yes | No | R | Yes | A1601.0217 | No | N. A. | No | Yes | No | Yes | M. L.: MFG/MD/2021/000369 |  | 1 | ADLER PRODUCTS\RESTOR PRODUCTS\IMPLANTS | 0 | Initial issue | Y | JOINT REPLACEMENT PROSTHESIS |  | 1/lot | No | Yes | Yes | No | N. A. | 17MM | CURVED
A1601.03 | A1601.0304 | RESTOR RESECTION PIECE S.STEEL 40MM |  | A1601.0300 | 10 | 2014-09-21 | N. A. | N. A. | N. A. | QPF/A1601.03 | 07 | 2022-04-13 | N. A. | N. A. | N. A. | PS/A1601.03 | 07 | 2017-09-22 | N. A. | N. A. | N. A. | A1601.03 | DD-JRP1 | IU/8 | Class D | FINISHED GOODS | RESTOR™ | Resection Piece Stainless Steel |  | 02 | Yes | No | R | Yes | A1601.0304 | No | N. A. | No | Yes | No | Yes | M. L.: MFG/MD/2021/000369 |  | 1 | ADLER PRODUCTS\RESTOR PRODUCTS\IMPLANTS | 0 | Initial issue | N | JOINT REPLACEMENT PROSTHESIS |  | 1/lot | No | Yes | Yes | No | N. A. | 40MM | STAINLESS STEEL
A1601.03 | A1601.0305 | RESTOR RESECTION PIECE S.STEEL 50MM |  | A1601.0300 | 10 | 2014-09-21 | N. A. | N. A. | N. A. | QPF/A1601.03 | 07 | 2022-04-13 | N. A. | N. A. | N. A. | PS/A1601.03 | 07 | 2017-09-22 | N. A. | N. A. | N. A. | A1601.03 | DD-JRP1 | IU/8 | Class D | FINISHED GOODS | RESTOR™ | Resection Piece Stainless Steel |  | 02 | Yes | No | R | Yes | A1601.0305 | No | N. A. | No | Yes | No | Yes | M. L.: MFG/MD/2021/000369 |  | 1 | ADLER PRODUCTS\RESTOR PRODUCTS\IMPLANTS | 0 | Initial issue | N | JOINT REPLACEMENT PROSTHESIS |  | 1/lot | No | Yes | Yes | No | N. A. | 50MM | STAINLESS STEEL
A1601.03 | A1601.0306 | RESTOR RESECTION PIECE S.STEEL 60MM |  | A1601.0300 | 10 | 2014-09-21 | N. A. | N. A. | N. A. | QPF/A1601.03 | 07 | 2022-04-13 | N. A. | N. A. | N. A. | PS/A1601.03 | 07 | 2017-09-22 | N. A. | N. A. | N. A. | A1601.03 | DD-JRP1 | IU/8 | Class D | FINISHED GOODS | RESTOR™ | Resection Piece Stainless Steel |  | 02 | Yes | No | R | Yes | A1601.0306 | No | N. A. | No | Yes | No | Yes | M. L.: MFG/MD/2021/000369 |  | 1 | ADLER PRODUCTS\RESTOR PRODUCTS\IMPLANTS | 0 | Initial issue | N | JOINT REPLACEMENT PROSTHESIS |  | 1/lot | No | Yes | Yes | No | N. A. | 60MM | STAINLESS STEEL
A1601.03 | A1601.0307 | RESTOR RESECTION PIECE S.STEEL 70MM |  | A1601.0300 | 10 | 2014-09-21 | N. A. | N. A. | N. A. | QPF/A1601.03 | 07 | 2022-04-13 | N. A. | N. A. | N. A. | PS/A1601.03 | 07 | 2017-09-22 | N. A. | N. A. | N. A. | A1601.03 | DD-JRP1 | IU/8 | Class D | FINISHED GOODS | RESTOR™ | Resection Piece Stainless Steel |  | 02 | Yes | No | R | Yes | A1601.0307 | No | N. A. | No | Yes | No | Yes | M. L.: MFG/MD/2021/000369 |  | 1 | ADLER PRODUCTS\RESTOR PRODUCTS\IMPLANTS | 0 | Initial issue | N | JOINT REPLACEMENT PROSTHESIS |  | 1/lot | No | Yes | Yes | No | N. A. | 70MM | STAINLESS STEEL
A1601.03 | A1601.0308 | RESTOR RESECTION PIECE S.STEEL 80MM |  | A1601.0300 | 10 | 2014-09-21 | N. A. | N. A. | N. A. | QPF/A1601.03 | 07 | 2022-04-13 | N. A. | N. A. | N. A. | PS/A1601.03 | 07 | 2017-09-22 | N. A. | N. A. | N. A. | A1601.03 | DD-JRP1 | IU/8 | Class D | FINISHED GOODS | RESTOR™ | Resection Piece Stainless Steel |  | 02 | Yes | No | R | Yes | A1601.0308 | No | N. A. | No | Yes | No | Yes | M. L.: MFG/MD/2021/000369 |  | 1 | ADLER PRODUCTS\RESTOR PRODUCTS\IMPLANTS | 0 | Initial issue | N | JOINT REPLACEMENT PROSTHESIS |  | 1/lot | No | Yes | Yes | No | N. A. | 80MM | STAINLESS STEEL
A1601.03 | A1601.0309 | RESTOR RESECTION PIECE S.STEEL 90MM |  | A1601.0300 | 10 | 2014-09-21 | N. A. | N. A. | N. A. | QPF/A1601.03 | 07 | 2022-04-13 | N. A. | N. A. | N. A. | PS/A1601.03 | 07 | 2017-09-22 | N. A. | N. A. | N. A. | A1601.03 | DD-JRP1 | IU/8 | Class D | FINISHED GOODS | RESTOR™ | Resection Piece Stainless Steel |  | 02 | Yes | No | R | Yes | A1601.0309 | No | N. A. | No | Yes | No | Yes | M. L.: MFG/MD/2021/000369 |  | 1 | ADLER PRODUCTS\RESTOR PRODUCTS\IMPLANTS | 0 | Initial issue | N | JOINT REPLACEMENT PROSTHESIS |  | 1/lot | No | Yes | Yes | No | N. A. | 90MM | STAINLESS STEEL
A1601.03 | A1601.0310 | RESTOR RESECTION PIECE S.STEEL 100MM |  | A1601.0300 | 10 | 2014-09-21 | N. A. | N. A. | N. A. | QPF/A1601.03 | 07 | 2022-04-13 | N. A. | N. A. | N. A. | PS/A1601.03 | 07 | 2017-09-22 | N. A. | N. A. | N. A. | A1601.03 | DD-JRP1 | IU/8 | Class D | FINISHED GOODS | RESTOR™ | Resection Piece Stainless Steel |  | 02 | Yes | No | R | Yes | A1601.0310 | No | N. A. | No | Yes | No | Yes | M. L.: MFG/MD/2021/000369 |  | 1 | ADLER PRODUCTS\RESTOR PRODUCTS\IMPLANTS | 0 | Initial issue | N | JOINT REPLACEMENT PROSTHESIS |  | 1/lot | No | Yes | Yes | No | N. A. | 100MM | STAINLESS STEEL
A1601.03 | A1601.0311 | RESTOR RESECTION PIECE S.STEEL 110MM |  | A1601.0300 | 10 | 2014-09-21 | N. A. | N. A. | N. A. | QPF/A1601.03 | 07 | 2022-04-13 | N. A. | N. A. | N. A. | PS/A1601.03 | 07 | 2017-09-22 | N. A. | N. A. | N. A. | A1601.03 | DD-JRP1 | IU/8 | Class D | FINISHED GOODS | RESTOR™ | Resection Piece Stainless Steel |  | 02 | Yes | No | R | Yes | A1601.0311 | No | N. A. | No | Yes | No | Yes | M. L.: MFG/MD/2021/000369 |  | 1 | ADLER PRODUCTS\RESTOR PRODUCTS\IMPLANTS | 0 | Initial issue | N | JOINT REPLACEMENT PROSTHESIS |  | 1/lot | No | Yes | Yes | No | N. A. | 110MM | STAINLESS STEEL
A1601.03 | A1601.0312 | RESTOR RESECTION PIECE S.STEEL 120MM |  | A1601.0300 | 10 | 2014-09-21 | N. A. | N. A. | N. A. | QPF/A1601.03 | 07 | 2022-04-13 | N. A. | N. A. | N. A. | PS/A1601.03 | 07 | 2017-09-22 | N. A. | N. A. | N. A. | A1601.03 | DD-JRP1 | IU/8 | Class D | FINISHED GOODS | RESTOR™ | Resection Piece Stainless Steel |  | 02 | Yes | No | R | Yes | A1601.0312 | No | N. A. | No | Yes | No | Yes | M. L.: MFG/MD/2021/000369 |  | 1 | ADLER PRODUCTS\RESTOR PRODUCTS\IMPLANTS | 0 | Initial issue | N | JOINT REPLACEMENT PROSTHESIS |  | 1/lot | No | Yes | Yes | No | N. A. | 120MM | STAINLESS STEEL
A1601.03 | A1601.0313 | RESTOR RESECTION PIECE S.STEEL 130MM |  | A1601.0300 | 10 | 2014-09-21 | N. A. | N. A. | N. A. | QPF/A1601.03 | 07 | 2022-04-13 | N. A. | N. A. | N. A. | PS/A1601.03 | 07 | 2017-09-22 | N. A. | N. A. | N. A. | A1601.03 | DD-JRP1 | IU/8 | Class D | FINISHED GOODS | RESTOR™ | Resection Piece Stainless Steel |  | 02 | Yes | No | R | Yes | A1601.0313 | No | N. A. | No | Yes | No | Yes | M. L.: MFG/MD/2021/000369 |  | 1 | ADLER PRODUCTS\RESTOR PRODUCTS\IMPLANTS | 0 | Initial issue | N | JOINT REPLACEMENT PROSTHESIS |  | 1/lot | No | Yes | Yes | No | N. A. | 130MM | STAINLESS STEEL
A1601.03 | A1601.0314 | RESTOR RESECTION PIECE S.STEEL 140MM |  | A1601.0300 | 10 | 2014-09-21 | N. A. | N. A. | N. A. | QPF/A1601.03 | 07 | 2022-04-13 | N. A. | N. A. | N. A. | PS/A1601.03 | 07 | 2017-09-22 | N. A. | N. A. | N. A. | A1601.03 | DD-JRP1 | IU/8 | Class D | FINISHED GOODS | RESTOR™ | Resection Piece Stainless Steel |  | 02 | Yes | No | R | Yes | A1601.0314 | No | N. A. | No | Yes | No | Yes | M. L.: MFG/MD/2021/000369 |  | 1 | ADLER PRODUCTS\RESTOR PRODUCTS\IMPLANTS | 0 | Initial issue | N | JOINT REPLACEMENT PROSTHESIS |  | 1/lot | No | Yes | Yes | No | N. A. | 140MM | STAINLESS STEEL
A1601.03 | A1601.0315 | RESTOR RESECTION PIECE S.STEEL 150MM |  | A1601.0300 | 10 | 2014-09-21 | N. A. | N. A. | N. A. | QPF/A1601.03 | 07 | 2022-04-13 | N. A. | N. A. | N. A. | PS/A1601.03 | 07 | 2017-09-22 | N. A. | N. A. | N. A. | A1601.03 | DD-JRP1 | IU/8 | Class D | FINISHED GOODS | RESTOR™ | Resection Piece Stainless Steel |  | 02 | Yes | No | R | Yes | A1601.0315 | No | N. A. | No | Yes | No | Yes | M. L.: MFG/MD/2021/000369 |  | 1 | ADLER PRODUCTS\RESTOR PRODUCTS\IMPLANTS | 0 | Initial issue | N | JOINT REPLACEMENT PROSTHESIS |  | 1/lot | No | Yes | Yes | No | N. A. | 150MM | STAINLESS STEEL
A1601.03 | A1601.0316 | RESTOR RESECTION PIECE S.STEEL 160MM |  | A1601.0300 | 10 | 2014-09-21 | N. A. | N. A. | N. A. | QPF/A1601.03 | 07 | 2022-04-13 | N. A. | N. A. | N. A. | PS/A1601.03 | 07 | 2017-09-22 | N. A. | N. A. | N. A. | A1601.03 | DD-JRP1 | IU/8 | Class D | FINISHED GOODS | RESTOR™ | Resection Piece Stainless Steel |  | 02 | Yes | No | R | Yes | A1601.0316 | No | N. A. | No | Yes | No | Yes | M. L.: MFG/MD/2021/000369 |  | 1 | ADLER PRODUCTS\RESTOR PRODUCTS\IMPLANTS | 0 | Initial issue | N | JOINT REPLACEMENT PROSTHESIS |  | 1/lot | No | Yes | Yes | No | N. A. | 160MM | STAINLESS STEEL
A1601.03 | A1601.0317 | RESTOR RESECTION PIECE S.STEEL 170MM |  | A1601.0300 | 10 | 2014-09-21 | N. A. | N. A. | N. A. | QPF/A1601.03 | 07 | 2022-04-13 | N. A. | N. A. | N. A. | PS/A1601.03 | 07 | 2017-09-22 | N. A. | N. A. | N. A. | A1601.03 | DD-JRP1 | IU/8 | Class D | FINISHED GOODS | RESTOR™ | Resection Piece Stainless Steel |  | 02 | Yes | No | R | Yes | A1601.0317 | No | N. A. | No | Yes | No | Yes | M. L.: MFG/MD/2021/000369 |  | 1 | ADLER PRODUCTS\RESTOR PRODUCTS\IMPLANTS | 0 | Initial issue | N | JOINT REPLACEMENT PROSTHESIS |  | 1/lot | No | Yes | Yes | No | N. A. | 170MM | STAINLESS STEEL
A1601.03 | A1601.0318 | RESTOR RESECTION PIECE S.STEEL 180MM |  | A1601.0300 | 10 | 2014-09-21 | N. A. | N. A. | N. A. | QPF/A1601.03 | 07 | 2022-04-13 | N. A. | N. A. | N. A. | PS/A1601.03 | 07 | 2017-09-22 | N. A. | N. A. | N. A. | A1601.03 | DD-JRP1 | IU/8 | Class D | FINISHED GOODS | RESTOR™ | Resection Piece Stainless Steel |  | 02 | Yes | No | R | Yes | A1601.0318 | No | N. A. | No | Yes | No | Yes | M. L.: MFG/MD/2021/000369 |  | 1 | ADLER PRODUCTS\RESTOR PRODUCTS\IMPLANTS | 0 | Initial issue | N | JOINT REPLACEMENT PROSTHESIS |  | 1/lot | No | Yes | Yes | No | N. A. | 180MM | STAINLESS STEEL
A1601.03 | A1601.0319 | RESTOR RESECTION PIECE S.STEEL 190MM |  | A1601.0300 | 10 | 2014-09-21 | N. A. | N. A. | N. A. | QPF/A1601.03 | 07 | 2022-04-13 | N. A. | N. A. | N. A. | PS/A1601.03 | 07 | 2017-09-22 | N. A. | N. A. | N. A. | A1601.03 | DD-JRP1 | IU/8 | Class D | FINISHED GOODS | RESTOR™ | Resection Piece Stainless Steel |  | 02 | Yes | No | R | Yes | A1601.0319 | No | N. A. | No | Yes | No | Yes | M. L.: MFG/MD/2021/000369 |  | 1 | ADLER PRODUCTS\RESTOR PRODUCTS\IMPLANTS | 0 | Initial issue | N | JOINT REPLACEMENT PROSTHESIS |  | 1/lot | No | Yes | Yes | No | N. A. | 190MM | STAINLESS STEEL
A1601.03 | A1601.0320 | RESTOR RESECTION PIECE S.STEEL 200MM |  | A1601.0300 | 10 | 2014-09-21 | N. A. | N. A. | N. A. | QPF/A1601.03 | 07 | 2022-04-13 | N. A. | N. A. | N. A. | PS/A1601.03 | 07 | 2017-09-22 | N. A. | N. A. | N. A. | A1601.03 | DD-JRP1 | IU/8 | Class D | FINISHED GOODS | RESTOR™ | Resection Piece Stainless Steel |  | 02 | Yes | No | R | Yes | A1601.0320 | No | N. A. | No | Yes | No | Yes | M. L.: MFG/MD/2021/000369 |  | 1 | ADLER PRODUCTS\RESTOR PRODUCTS\IMPLANTS | 0 | Initial issue | N | JOINT REPLACEMENT PROSTHESIS |  | 1/lot | No | Yes | Yes | No | N. A. | 200MM | STAINLESS STEEL
A1601.03 | A1601.0321 | RESTOR RESECTION PIECE S.STEEL 210MM |  | A1601.0300 | 10 | 2014-09-21 | N. A. | N. A. | N. A. | QPF/A1601.03 | 07 | 2022-04-13 | N. A. | N. A. | N. A. | PS/A1601.03 | 07 | 2017-09-22 | N. A. | N. A. | N. A. | A1601.03 | DD-JRP1 | IU/8 | Class D | FINISHED GOODS | RESTOR™ | Resection Piece Stainless Steel |  | 02 | Yes | No | R | Yes | A1601.0321 | No | N. A. | No | Yes | No | Yes | M. L.: MFG/MD/2021/000369 |  | 1 | ADLER PRODUCTS\RESTOR PRODUCTS\IMPLANTS | 0 | Initial issue | N | JOINT REPLACEMENT PROSTHESIS |  | 1/lot | No | Yes | Yes | No | N. A. | 210MM | STAINLESS STEEL
A1601.03 | A1601.0322 | RESTOR RESECTION PIECE S.STEEL 220MM |  | A1601.0300 | 10 | 2014-09-21 | N. A. | N. A. | N. A. | QPF/A1601.03 | 07 | 2022-04-13 | N. A. | N. A. | N. A. | PS/A1601.03 | 07 | 2017-09-22 | N. A. | N. A. | N. A. | A1601.03 | DD-JRP1 | IU/8 | Class D | FINISHED GOODS | RESTOR™ | Resection Piece Stainless Steel | Stainless Steel 220 MM | 02 | Yes | No | R | Yes | A1601.0322 | No | N. A. | No | Yes | No | Yes | M. L.: MFG/MD/2021/000369 |  | 1 | ADLER PRODUCTS\RESTOR PRODUCTS\IMPLANTS | 0 | Initial issue | N | JOINT REPLACEMENT PROSTHESIS |  | 1/lot | No | Yes | Yes | No | N. A. | 220MM | STAINLESS STEEL
A1601.08 | A1601.0810 | RESTOR PIVOT PIN FR |  | A1601.0810 | 11 | 2017-12-28 | N. A. | N. A. | N. A. | QPF/A1601.08 | 08 | 2022-11-29 | N. A. | N. A. | N. A. | PS/A1601.08 | 03 | 2018-04-14 | 2022-12-01 | 2019-12-01 | N. A. | A1601.08 | DD-JRP1 | IU/8 | Class D | FINISHED GOODS | RESTOR™ | Pivot Pin FR |  | 02 | Yes | No | R | Yes | A1601.0810 | No | N. A. | No | Yes | No | Yes | M. L.: MFG/MD/2021/000369 |  | 1 | ADLER PRODUCTS\RESTOR PRODUCTS\IMPLANTS | 0 | Initial issue | N | JOINT REPLACEMENT PROSTHESIS |  | 1/lot | No | Yes | Yes | No | N. A. | PIVOT PIN | FR
A1601.08 | A1601.0811 | RESTOR PIVOT PIN TR |  | A1601.0811 | 11 | 2017-12-28 | N. A. | N. A. | N. A. | QPF/A1601.08 | 08 | 2022-11-29 | N. A. | N. A. | N. A. | PS/A1601.08 | 03 | 2018-04-14 | 2022-12-01 | 2019-12-01 | N. A. | A1601.08 | DD-JRP1 | IU/8 | Class D | FINISHED GOODS | RESTOR™ | Pivot Pin TR |  | 02 | Yes | No | R | Yes | A1601.0811 | No | N. A. | No | Yes | No | Yes | M. L.: MFG/MD/2021/000369 |  | 1 | ADLER PRODUCTS\RESTOR PRODUCTS\IMPLANTS | 0 | Initial issue | N | JOINT REPLACEMENT PROSTHESIS |  | 1/lot | No | Yes | Yes | No | N. A. | PIVOT PIN | TR
A1601.09 | A1601.0912 | RESTOR RETAINING RING |  | A1601.0912 | 01 | 2010-05-15 | N. A. | N. A. | N. A. | QPF/A1601.09 | 03 | 2022-11-29 | N. A. | N. A. | N. A. | PS/A1601.09 | 02 | 2017-10-29 | 2023-01-09 | 2020-01-09 | N. A. | A1601.09 | DD-JRP1 | IU/8 | Class D | FINISHED GOODS | RESTOR™ | Retaiining Ring |  | 02 | Yes | No | R | Yes | A1601.0912 | No | N. A. | No | Yes | No | Yes | M. L.: MFG/MD/2021/000369 |  | 1 | ADLER PRODUCTS\RESTOR PRODUCTS\IMPLANTS | 0 | Initial issue | N | JOINT REPLACEMENT PROSTHESIS |  | 1/lot | No | Yes | Yes | No | N. A.
A1601.10 | A1601.1011 | RESTOR FEMUR FR, LEFT (WITH PIVOT PIN & RETAINING RING) COCR |  | A1601.1000 | N. A. | N. A. | N. A. | N. A. | N. A. | QPF/A1601.10 | 10 | 2022-08-03 | N. A. | N. A. | N. A. | PS/A1601.10 | 04 | 2018-04-14 | 2022-12-01 | 2019-12-01 | N. A. | A1601.10 | DD-JRP1 | IU/8 | Class D | FINISHED GOODS | RESTOR™ | Femur FR, Left |  | 02 | Yes | No | R | Yes | A1601.1011 | No | N. A. | No | Yes | No | Yes | M. L.: MFG/MD/2021/000369 |  | 1 | ADLER PRODUCTS\RESTOR PRODUCTS\IMPLANTS | 0 | Initial issue | N | JOINT REPLACEMENT PROSTHESIS |  | 1/lot | No | Yes | Yes | No | N. A. | LEFT | FEMUR FR COCR
A1601.10 | A1601.1011.01 | RESTOR FEMUR FR, LEFT , COCR |  | A1601.1011.01 | N. A. | N. A. | N. A. | N. A. | N. A. | QPF/A1601.1011.01 | N. A. | N. A. | N. A. | N. A. | N. A. | PS/A1601.1011.01 | N. A. | N. A. | N. A. | N. A. | N. A. | A1601.10 | N. A. | N. A. | N. A. | SEMIFINISHED GOODS | N. A. | N. A. | N. A. | N. A. | N. A. | N. A. |  | N. A. | N. A. | N. A. | N. A. | N. A. | N. A. | N. A. | N. A. | N. A. | N. A. | 1 | SUB COMPONENTS | 0 | ADDED NEW PRODUCT AS PER EMAIL BY SBG DTD 30OCT2018 ON 07NOV2018 | N | SUB COMPONENTS |  | No | No | N. A. | N. A. | N. A. | N. A.
A1601.10C | A1601.1011C | RESTOR FEMUR FR, LEFT (WITH PIVOT PIN & RETAINING RING) COCR, CUSTOM MADE (NON STERILE) |  | A1601.1000 | N. A. | N. A. | N. A. | N. A. | N. A. | QPF/A1601.10 | 09 | 2021-02-21 | N. A. | N. A. | N. A. | PS/A1601.10 | 04 | 2018-04-14 | 2022-12-01 | 2019-12-01 | N. A. | A1601.10 | DD-JRP1 | IU/8 | N. A. | FINISHED GOODS | RESTOR™ | Femur FR, Left | Custom made (Non sterile) | 04 | NO | Yes | R | No | A1601.1011 | No | N. A. | No | Yes | No | Yes | M. L.: MFG/MD/2021/000369 | N. A. | 1 | ADLER PRODUCTS\RESTOR PRODUCTS\IMPLANTS | 0 | ADDED NEW CODE FOR NON STERILE CUSTOM MADE DEVICE REQUIREMENT FROM CUSTOMER | N | JOINT REPLACEMENT PROSTHESIS |  | 1 | No | Yes | Yes | Yes | N. A.
A1601.10 | A1601.1012 | RESTOR FEMUR FR, RIGHT (WITH PIVOT PIN & RETAINING RING) COCR |  | A1601.1000 | N. A. | N. A. | N. A. | N. A. | N. A. | QPF/A1601.10 | 10 | 2022-08-03 | N. A. | N. A. | N. A. | PS/A1601.10 | 04 | 2018-04-14 | 2022-12-01 | 2019-12-01 | N. A. | A1601.10 | DD-JRP1 | IU/8 | Class D | FINISHED GOODS | RESTOR™ | Femur FR, Right |  | 02 | Yes | No | R | Yes | A1601.1012 | No | N. A. | No | Yes | No | Yes | M. L.: MFG/MD/2021/000369 |  | 1 | ADLER PRODUCTS\RESTOR PRODUCTS\IMPLANTS | 0 | Initial issue | N | JOINT REPLACEMENT PROSTHESIS |  | 1/lot | No | Yes | Yes | No | N. A. | RIGHT | FEMUR FR COCR
A1601.10 | A1601.1012.01 | RESTOR FEMUR FR, RIGHT , COCR |  | A1601.1012.01 | N. A. | N. A. | N. A. | N. A. | N. A. | QPF/A1601.1012.01 | N. A. | N. A. | N. A. | N. A. | N. A. | PS/A1601.1012.01 | N. A. | N. A. | N. A. | N. A. | N. A. | A1601.10 | N. A. | N. A. | N. A. | SEMIFINISHED GOODS | N. A. | N. A. | N. A. | N. A. | N. A. | N. A. |  | N. A. | N. A. | N. A. | N. A. | N. A. | N. A. | N. A. | N. A. | N. A. | N. A. | 1 | SUB COMPONENTS | 0 | ADDED NEW PRODUCT AS PER EMAIL BY SBG DTD 30OCT2018 ON 07NOV2018 | N | SUB COMPONENTS |  | No | No | N. A. | N. A. | N. A. | N. A.
A1601.1021 | A1601.1021S4 | POLY WEDGE FOR RESTOR TIBIA TR |  | A1601.1000 | N. A. | N. A. | N. A. | N. A. | N. A. | QPF/A1601.1021 | N. A. | N. A. | N. A. | N. A. | N. A. | PS/A1601.1021 | N. A. | N. A. | N. A. | N. A. | N. A. | A1601.1021 | DD-JRP1 | IU/10 | Class D | FINISHED GOODS | RESTOR™ | POLY WEDGE | FOR TIBIA TR | 02 | Yes | No | R | Yes | A1601.1060 | No | N. A. | No | Yes | No | Yes | M. L.: MFG/MD/2021/000369 |  | 1 | ADLER PRODUCTS\RESTOR PRODUCTS\IMPLANTS | NA | CHANGED LABEL FORMAT NUMBER AS PER EMAIL FROM SDW DTD 19JUN2021 ON 19JUN2021 | N | JOINT REPLACEMENT PROSTHESIS |  | 1/lot | No | Yes | Yes | No | N. A.
A1601.1026 | A1601.1026 | RESTOR TIBIA FR SS, STD., NEW (INCL. SPLIT BUSHES, BUMPER) |  | A1601.1026 | 07 | 2018-07-15 | N. A. | N. A. | N. A. | QPF/A1600.1026 | 04 | 2022-08-04 | N. A. | N. A. | N. A. | PS/A1600.1026 | 01 | 2017-09-28 | 2022-12-01 | 2019-12-01 | N. A. | A1601.1026 | DD-JRP1 | IU/8 | Class D | FINISHED GOODS | RESTOR™ | Tibia FR SS, STD. |  | 02 | Yes | No | R | Yes | A1601.1026 | No | N. A. | No | Yes | No | Yes | M. L.: MFG/MD/2021/000369 | N. A. | 1 | ADLER PRODUCTS\RESTOR PRODUCTS\IMPLANTS | 0 | Initial issue | N | JOINT REPLACEMENT PROSTHESIS |  | 1/lot | No | Yes | Yes | No | N. A. | TIBIA FR, NEW | SS, STD
A1601.1026 | A1601.1026.01 | RESTOR TIBIA FR SS, STD., NEW, HINGE BASE PLATE |  | A1601.1026.01 | 05 | 2018-06-14 | N. A. | N. A. | N. A. | QPI/A1600.1026 | 00 | 2014-10-02 | N. A. | N. A. | N. A. | PS/A1601.1026.01 | 09 | 2020-02-20 | N. A. | N. A. | N. A. | A1601.1026 | DD-JRP1 | IU/8 | N. A. | SEMIFINISHED GOODS | N. A. | N. A. | N. A. | N. A. | N. A. | N. A. |  | N. A. | N. A. | N. A. | N. A. | N. A. | N. A. | N. A. | N. A. | N. A. | N. A. | 1 | SUB COMPONENTS | 0 | Initial issue | N | JOINT REPLACEMENT PROSTHESIS |  | No | No | N. A. | N. A. | N. A. | N. A.
A1601.1026 | A1601.1026.02 | RESTOR TIBIA FR SS, NEW, STEM |  | A1601.1026.02 | 04 | 2018-07-15 | N. A. | N. A. | N. A. | QPI/A1600.1026.02 | 02 | 2014-08-17 | N. A. | N. A. | N. A. | PS/A1600.1026.02 | 02 | 2018-08-31 | N. A. | N. A. | N. A. | A1601.1026 | DD-JRP1 | IU/8 | N. A. | SEMIFINISHED GOODS | N. A. | N. A. | N. A. | N. A. | N. A. | N. A. |  | N. A. | N. A. | N. A. | N. A. | N. A. | N. A. | N. A. | N. A. | N. A. | N. A. | 1 | SUB COMPONENTS | 0 | Initial issue | N | JOINT REPLACEMENT PROSTHESIS |  | No | No | N. A. | N. A. | N. A. | N. A.
A1601.1026 | A1601.1026.03 | RESTOR TIBIA FR, NEW, BUMPER |  | A1601.1026.03 | 01 | 2018-06-14 | N. A. | N. A. | N. A. | QPI/A1600.1026.03 | 02 | 2014-06-06 | N. A. | N. A. | N. A. | PS/A1600.1026.03 | 02 | 2017-11-07 | N. A. | N. A. | N. A. | A1601.1026 | DD-JRP1 | IU/8 | N. A. | SEMIFINISHED GOODS | RESTOR™ | Tibia FR | NEW, BUMPER | 04 | Yes | No | R | Yes | N. A. | No | N. A. | No | Yes | No | Yes | M. L.: MFG/MD/2021/000369 | N. A. | 1 | SUB COMPONENTS | 0 | Initial issue | N | JOINT REPLACEMENT PROSTHESIS |  | 1/lot | No | Yes | Yes | No | N. A. | BUMPER | FOR TIBIA FR
A1601.1026 | A1601.1027 | RESTOR TIBIA FR SS, SMALL, NEW (INCL. SPLIT BUSHES, BUMPER) |  | A1601.1027 | 07 | 2018-07-15 | N. A. | N. A. | N. A. | QPF/A1600.1027 | 01 | 2022-12-14 | N. A. | N. A. | N. A. | PS/A1600.1026 | 01 | 2017-09-28 | 2022-12-01 | 2019-12-01 | N. A. | A1601.1027 | DD-JRP1 | IU/8 | Class D | FINISHED GOODS | RESTOR™ | Tibia FR SS, Small |  | 02 | Yes | No | R | Yes | A1601.1027 | No | N. A. | No | Yes | No | Yes | M. L.: MFG/MD/2021/000369 |  | 1 | ADLER PRODUCTS\RESTOR PRODUCTS\IMPLANTS | 0 | Initial issue | N | JOINT REPLACEMENT PROSTHESIS |  | 1/lot | No | Yes | Yes | No | N. A. | TIBIA FR, NEW | SS, SMALL
A1601.1027 | A1601.1027.01 | RESTOR TIBIA FR SS, SMALL, NEW, HINGE BASE PLATE |  | A1601.1027.01 | 09 | 2020-02-20 | N. A. | N. A. | N. A. | QPI/A1600.1027 | N. A. | N. A. | N. A. | N. A. | N. A. | PS/A1601.1026.01 | 09 | 2020-02-20 | N. A. | N. A. | N. A. | A1601.1027 | DD-JRP1 | IU/8 | N. A. | SEMIFINISHED GOODS | N. A. | N. A. | N. A. | N. A. | N. A. | N. A. |  | N. A. | N. A. | N. A. | N. A. | N. A. | N. A. | N. A. | N. A. | N. A. | N. A. | 1 | SUB COMPONENTS | 0 | Initial issue | N | JOINT REPLACEMENT PROSTHESIS |  | No | No | N. A. | N. A. | N. A. | N. A.
A1601.1026 | A1601.1036 | RESTOR TIBIA FR TI, STD., NEW (INCL. SPLIT BUSHES, BUMPER) |  | A1601.1026 | 07 | 2018-07-15 | N. A. | N. A. | N. A. | QPF/A1600.1026 | 01 | 2017-09-28 | 2022-12-01 | 2020-12-01 | N. A. | PS/A1600.1026 | 01 | 2017-09-28 | 2022-12-01 | 2019-12-01 | N. A. | A1601.1026 | DD-JRP1 | IU/8 | Class D | FINISHED GOODS | RESTOR™ | Tibia FR Ti, STD. |  | 02 | Yes | No | R | Yes | A1601.1036 | No | N. A. | No | Yes | No | Yes | M. L.: MFG/MD/2021/000369 |  | 1 | ADLER PRODUCTS\RESTOR PRODUCTS\IMPLANTS | 0 | Initial issue | N | JOINT REPLACEMENT PROSTHESIS |  | 1/lot | No | Yes | Yes | No | N. A. | TIBIA FR, NEW | TI, STD
A1601.1026 | A1601.1036.01 | RESTOR TIBIA FR TI, STD., NEW, HINGE BASE PLATE |  | A1601.1026.01 | 05 | 2018-06-14 | N. A. | N. A. | N. A. | QPI/A1600.1026 | 01 | 2017-09-28 | 2022-12-01 | 2020-12-01 | N. A. | PS/A1601.1026.01 | 09 | 2020-02-20 | N. A. | N. A. | N. A. | A1601.1026 | DD-JRP1 | IU/8 | Class D | SEMIFINISHED GOODS | RESTOR™ | Tibia FR Ti, STD. | NEW HINGE BASE PLATE | 02 | Yes | No | R | Yes | N. A. | No | N. A. | No | Yes | No | Yes | M. L.: MFG/MD/2021/000369 |  | 1 | SUB COMPONENTS | 0 | Initial issue | N | JOINT REPLACEMENT PROSTHESIS |  | No | No | Yes | Yes | No | N. A.
A1601.1026 | A1601.1036.02 | RESTOR TIBIA FR TI, NEW, STEM |  | A1601.1026.02 | 04 | 2018-07-15 | N. A. | N. A. | N. A. | QPI/A1600.1026.02 | 02 | 2014-08-17 | N. A. | N. A. | N. A. | PS/A1600.1026.02 | 02 | 2018-08-31 | N. A. | N. A. | N. A. | A1601.1026 | DD-JRP1 | IU/8 | N. A. | SEMIFINISHED GOODS | N. A. | N. A. | N. A. | N. A. | N. A. | N. A. |  | N. A. | N. A. | N. A. | N. A. | N. A. | N. A. | N. A. | N. A. | N. A. | N. A. | 1 | SUB COMPONENTS | 0 | Initial issue | N | JOINT REPLACEMENT PROSTHESIS |  | No | No | N. A. | N. A. | N. A. | N. A.
A1601.1026 | A1601.1037 | RESTOR TIBIA FR TI, SMALL, NEW (INCL. SPLIT BUSHES, BUMPER) |  | A1601.1027 | 07 | 2018-07-15 | N. A. | N. A. | N. A. | QPF/A1600.1027 | 03 | 2014-09-07 | N. A. | N. A. | N. A. | PS/A1600.1026 | 01 | 2017-09-28 | 2022-12-01 | 2019-12-01 | N. A. | A1601.1027 | DD-JRP1 | IU/8 | Class D | FINISHED GOODS | RESTOR™ | Tibia FR Ti, Small |  | 02 | Yes | No | R | Yes | A1601.1037 | No | N. A. | No | Yes | No | Yes | M. L.: MFG/MD/2021/000369 |  | 1 | ADLER PRODUCTS\RESTOR PRODUCTS\IMPLANTS | 0 | Initial issue | N | JOINT REPLACEMENT PROSTHESIS |  | 1/lot | No | Yes | Yes | No | N. A. | TIBIA FR, NEW | TI, SMALL
A1601.1027 | A1601.1037.01 | RESTOR TIBIA FR TI, SMALL, NEW, HINGE BASE PLATE |  | A1601.1027.01 | 05 | 2018-06-14 | N. A. | N. A. | N. A. | QPI/A1600.1027 | 06 | 2020-02-29 | N. A. | N. A. | N. A. | PS/A1601.1026.01 | 09 | 2020-02-20 | N. A. | N. A. | N. A. | A1601.1027 | DD-JRP1 | IU/8 | N. A. | SEMIFINISHED GOODS | N. A. | N. A. | N. A. | N. A. | N. A. | N. A. |  | N. A. | N. A. | N. A. | N. A. | N. A. | N. A. | N. A. | N. A. | N. A. | N. A. | 1 | SUB COMPONENTS | 0 | Initial issue | N | JOINT REPLACEMENT PROSTHESIS |  | No | No | N. A. | N. A. | N. A. | N. A.
A1601.104 | A1601.1040 | RESTOR TIBIA FR SS, NEW PATTERN (INCL. SPLIT BUSHES) |  | A1601.1040 | #N/A | #N/A | N. A. | N. A. | N. A. | QPF/A1601.104 | #N/A | #N/A | #N/A | #N/A | #N/A | PS/A1601.104 | #N/A | #N/A | #N/A | #N/A | #N/A | A1601.104 | DD-JRP1 | IU/10 | Class D | FINISHED GOODS | RESTOR™ | Tibia FR SS |  | 02 | Yes | No | R | Yes | A1601.1040 | No | N. A. | No | Yes | No | Yes | M. L.: MFG/MD/2021/000369 | N. A. | 1 | ADLER PRODUCTS\RESTOR PRODUCTS\IMPLANTS | 0 | Initial issue | Y | JOINT REPLACEMENT PROSTHESIS |  | 1/lot | No | Yes | Yes | No | N. A. | TIBIA FR | SS
A1601.104 | A1601.1040.03 | RESTOR TIBIA FR SS, NEW PATTERN, SPIKES FOR BASE PLATE |  | A1601.1040.03 | 01 | 2018-06-14 | N. A. | N. A. | N. A. | N. A. | N. A. | N. A. | N. A. | N. A. | N. A. | PS/A1601.1040.03 | 02 | 2017-11-07 | N. A. | N. A. | N. A. | A1601.104 | DD-JRP1 | IU/10 | N. A. | SEMIFINISHED GOODS | N. A. | N. A. | N. A. | N. A. | N. A. | N. A. |  | N. A. | N. A. | N. A. | N. A. | N. A. | N. A. | N. A. | N. A. | N. A. | N. A. | 1 | SUB COMPONENTS | 0 | Initial issue | N | JOINT REPLACEMENT PROSTHESIS |  | No | No | N. A. | N. A. | N. A. | N. A.
A1601.104 | A1601.1040.04 | RESTOR POLY WEDGE, NEW PATTERN |  | A1601.1040.04 | 01 | 2014-07-08 | N. A. | N. A. | N. A. | N. A. | N. A. | N. A. | N. A. | N. A. | N. A. | PS/A1601.1040.04 | 05 | 2020-05-06 | 2023-05-07 | N. A. | N. A. | A1601.104 | DD-JRP1 | IU/10 | N. A. | SEMIFINISHED GOODS | N. A. | N. A. | N. A. | 04 | Yes | No | R | Yes | N. A. | No | N. A. | No | Yes | No | Yes | M. L.: MFG/MD/2021/000369 | N. A. | 1 | ADLER PRODUCTS\RESTOR PRODUCTS\IMPLANTS | 0 | Addition of label details | N | JOINT REPLACEMENT PROSTHESIS |  | 1/lot | No | Yes | Yes | No | N. A. | POLY WEDGE | FOR TIBIA TR
A1601.104 | A1601.1041 | RESTOR TIBIA FR SS, SMALL, NEW PATTERN (INCL. SPLIT BUSHES) |  | A1601.1041 | #N/A | #N/A | N. A. | N. A. | N. A. | QPF/A1601.104 | #N/A | #N/A | #N/A | #N/A | #N/A | PS/A1601.104 | #N/A | #N/A | #N/A | #N/A | #N/A | A1601.104 | DD-JRP1 | IU/10 | Class D | FINISHED GOODS | RESTOR™ | TIBIA FR SS, SMALL | NEW PATTERN, INCL. SPLIT BUSHES | 02 | Yes | No | R | Yes | A1601.1041 | No | N. A. | No | Yes | No | Yes | M. L.: MFG/MD/2021/000369 |  | 1 | ADLER PRODUCTS\RESTOR PRODUCTS\IMPLANTS | 0 | Initial issue | Y | JOINT REPLACEMENT PROSTHESIS |  | 1/lot | No | Yes | Yes | No | N. A. | TIBIA FR | SS SMALL
A1601.105 | A1601.1050 | RESTOR TIBIA FR TI, NEW PATTERN (INCL. SPLIT BUSHES) |  | A1601.1040 | #N/A | #N/A | N. A. | N. A. | N. A. | QPF/A1601.104 | #N/A | #N/A | #N/A | #N/A | #N/A | PS/A1601.104 | #N/A | #N/A | #N/A | #N/A | #N/A | A1601.104 | DD-JRP1 | IU/10 | Class D | FINISHED GOODS | RESTOR™ | TIBIA FR TI | NEW PATTERN, INCL. SPLIT BUSHES | 02 | Yes | No | R | Yes | A1601.1050 | No | N. A. | No | Yes | No | Yes | M. L.: MFG/MD/2021/000369 |  | 1 | ADLER PRODUCTS\RESTOR PRODUCTS\IMPLANTS | 0 | Initial issue | Y | JOINT REPLACEMENT PROSTHESIS |  | 1/lot | No | Yes | Yes | No | N. A. | TIBIA FR | TITANIUM
A1601.105 | A1601.1050.03 | RESTOR TIBIA FR TI, NEW PATTERN, SPIKES FOR BASE PLATE |  | A1601.1040.03 | 01 | 2018-06-14 | N. A. | N. A. | N. A. | N. A. | N. A. | N. A. | N. A. | N. A. | N. A. | PS/A1601.1040.03 | N. A. | N. A. | N. A. | N. A. | N. A. | A1601.104 | DD-JRP1 | IU/10 | N. A. | SEMIFINISHED GOODS | N. A. | N. A. | N. A. | N. A. | N. A. | N. A. |  | N. A. | N. A. | N. A. | N. A. | N. A. | N. A. | N. A. | N. A. | N. A. | N. A. | 1 | SUB COMPONENTS | 0 | Initial issue | N | JOINT REPLACEMENT PROSTHESIS |  | No | No | N. A. | N. A. | N. A. | N. A.
#N/A | A1601.1050S2 | BASE PLATE FOR RESTOR TIBIA FR TI, NEW PATTERN, STANDARD |  | A1601.1000 | N. A. | N. A. | N. A. | N. A. | N. A. | N. A. | N. A. | N. A. | N. A. | N. A. | N. A. | PS/A1601.1050S2 | N. A. | N. A. | N. A. | N. A. | N. A. | A1601.1050 | DD-JRP1 | N. A. | N. A. | SEMIFINISHED GOODS | N. A. | N. A. | N. A. | N. A. | N. A. | N. A. |  | N. A. | N. A. | N. A. | N. A. | N. A. | N. A. | N. A. | N. A. | N. A. | N. A. | 1 | SUB COMPONENTS | 0 | Initial issue | N | JOINT REPLACEMENT PROSTHESIS |  | No | No | N. A. | N. A. | N. A. | N. A.
A1601.105 | A1601.1051 | RESTOR TIBIA FR TI, SMALL, NEW PATTERN (INCL. SPLIT BUSHES) |  | A1601.1041 | #N/A | #N/A | N. A. | N. A. | N. A. | QPF/A1601.104 | #N/A | #N/A | #N/A | #N/A | #N/A | PS/A1601.104 | #N/A | #N/A | #N/A | #N/A | #N/A | A1601.104 | DD-JRP1 | IU/10 | Class D | FINISHED GOODS | RESTOR™ | TIBIA FR TI, SMALL | NEW PATTERN, INCL. SPLIT BUSHES | 02 | Yes | No | R | Yes | A1601.1051 | No | N. A. | No | Yes | No | Yes | M. L.: MFG/MD/2021/000369 |  | 1 | ADLER PRODUCTS\RESTOR PRODUCTS\IMPLANTS | 0 | Initial issue | Y | JOINT REPLACEMENT PROSTHESIS |  | 1/lot | No | Yes | Yes | No | N. A. | TIBIA FR | TI SMALL
A1601.105 | A1601.1051.01 | RESTOR TIBIA FR TI, NEW PATTERN, BASE PLATE, SMALL |  | A1601.1041.01 | N. A. | N. A. | N. A. | N. A. | N. A. | N. A. | N. A. | N. A. | N. A. | N. A. | N. A. | PS/A1601.1040.01 | N. A. | N. A. | N. A. | N. A. | N. A. | A1601.104 | DD-JRP1 | IU/10 | N. A. | SEMIFINISHED GOODS | N. A. | N. A. | N. A. | N. A. | N. A. | N. A. |  | N. A. | N. A. | N. A. | N. A. | N. A. | N. A. | N. A. | N. A. | N. A. | N. A. | 1 | SUB COMPONENTS | 0 | Initial issue | N | JOINT REPLACEMENT PROSTHESIS |  | No | No | N. A. | N. A. | N. A. | N. A.
A1601.106 | A1601.1060 | SPLIT POLY BUSH FOR RESTOR TIBIA FR AND TIBIA TR, SUPPLIED IN PAIR |  | A1601.1060 | 08 | 2018-06-14 | N. A. | N. A. | N. A. | QPF/A1601.106 | 07 | 2022-08-03 | N. A. | N. A. | N. A. | PS/A1601.106 | 06 | 2020-05-06 | 2023-05-07 | N. A. | N. A. | A1601.106 | DD-JRP1 | IU/10 | Class D | FINISHED GOODS | RESTOR™ | SPLIT POLY BUSH | FOR TIBIA FR AND TIBIA TR, SUPPLIED IN PAIR | 02 | Yes | No | R | Yes | A1601.1060 | No | N. A. | No | Yes | No | Yes | M. L.: MFG/MD/2021/000369 |  | 1 | ADLER PRODUCTS\RESTOR PRODUCTS\IMPLANTS | 0 | Initial issue | N | JOINT REPLACEMENT PROSTHESIS |  | 1/lot | No | Yes | Yes | No | N. A.
A1601.11 | A1601.1111 | RESTOR FEMUR TR, LEFT, SS (INCL. PIVOT PIN AND RETAINING RING) |  | A1601.1100 | 01 | 2018-10-25 | N. A. | N. A. | N. A. | QPF/A1601.11 | 05 | 2022-12-14 | N. A. | N. A. | N. A. | PS/A1601.11 | 04 | 2018-12-06 | N. A. | N. A. | N. A. | A1601.11 | DD-JRP1 | IU/8 | Class D | FINISHED GOODS | RESTOR™ | FEMUR TR, LEFT | SS, INCL. PIVOT PIN AND RETAINING RING | 02 | Yes | No | R | Yes | A1601.1111 | No | N. A. | No | Yes | No | Yes | M. L.: MFG/MD/2021/000369 |  | 1 | ADLER PRODUCTS\RESTOR PRODUCTS\IMPLANTS | 0 | Initial issue | Y | JOINT REPLACEMENT PROSTHESIS |  | 1/lot | No | Yes | Yes | No | N. A. | LEFT | FEMUR TR SS
A1601.11 | A1601.1112 | RESTOR FEMUR TR, RIGHT, SS (INCL. PIVOT PIN AND RETAINING RING) |  | A1601.1100 | 01 | 2018-10-25 | N. A. | N. A. | N. A. | QPF/A1601.11 | 05 | 2022-12-14 | N. A. | N. A. | N. A. | PS/A1601.11 | 04 | 2018-12-06 | N. A. | N. A. | N. A. | A1601.11 | DD-JRP1 | IU/8 | Class D | FINISHED GOODS | RESTOR™ | FEMUR TR, RIGHT | SS, INCL. PIVOT PIN AND RETAINING RING | 02 | Yes | No | R | Yes | A1601.1112 | No | N. A. | No | Yes | No | Yes | M. L.: MFG/MD/2021/000369 |  | 1 | ADLER PRODUCTS\RESTOR PRODUCTS\IMPLANTS | 0 | Initial issue | Y | JOINT REPLACEMENT PROSTHESIS |  | 1/lot | No | Yes | Yes | No | N. A. | RIGHT | FEMUR TR SS
A1601.1120 | A1601.1121 | RESTOR TIBIA TR COCR (INCL. SPLIT BUSHES) |  | A1601.1120 | N. A. | N. A. | N. A. | N. A. | N. A. | QPF/A1601.1120 | 10 | 2022-08-03 | N. A. | N. A. | N. A. | PS/A1601.1120 | 04 | 2019-06-02 | 2022-12-01 | 2019-12-01 | N. A. | A1601.11 | DD-JRP1 | IU/8 | Class D | FINISHED GOODS | RESTOR™ | TIBIA TR COCR | INCL. SPLIT BUSHES | 02 | Yes | No | R | Yes | A1601.1121 | No | N. A. | No | Yes | No | Yes | M. L.: MFG/MD/2021/000369 |  | 1 | ADLER PRODUCTS\RESTOR PRODUCTS\IMPLANTS | 0 | Initial issue | N | JOINT REPLACEMENT PROSTHESIS |  | 1/lot | No | Yes | Yes | No | N. A. | TIBIA TR | COCR
A1601.1121 | A1601.1121.01 | RESTOR TIBIA TR COCR NEW PATTERN, MAIN BODY & PIN ASSEMBLY |  | A1601.1121.01 | 02 | 2019-07-07 | N. A. | N. A. | N. A. | N. A. | N. A. | N. A. | N. A. | N. A. | N. A. | PS/A1601.1121.01 | 02 | 2021-03-04 | 2024-03-03 | N. A. | N. A. | A1601.1121 | N. A. | N. A. | N. A. | SEMIFINISHED GOODS | N. A. | N. A. | N. A. | N. A. | N. A. | N. A. |  | N. A. | N. A. | N. A. | N. A. | N. A. | N. A. | N. A. | N. A. | N. A. | N. A. | 0 | SUB COMPONENTS | 0 | Added New Code Number as per mail from Astik dtd. 13JUL2018; Added New Code on 24JUL2018 | N | SUB COMPONENTS |  | No | No | N. A. | N. A. | N. A. | N. A.
A1601.1121 | A1601.1121.01.01 | RESTOR TIBIA TR COCR NEW PATTERN, MAIN BODY & PIN ASSEMBLY, MAIN BODY |  | A1601.1121.01.01 | 00 | 2018-06-22 | N. A. | N. A. | N. A. | N. A. | N. A. | N. A. | N. A. | N. A. | N. A. | PS/A1601.1121.01.01 | 03 | 2021-03-12 | 2024-03-11 | N. A. | N. A. | A1601.1121 | N. A. | N. A. | N. A. | SEMIFINISHED GOODS | RESTOR™ | TIBIA TR COCR NEW PATTERN | MAIN BODY & PIN ASSEMBLY, MAIN BODY | 02 | Yes | No | R | Yes | N. A. | No | N. A. | No | Yes | No | Yes | M. L.: MFG/MD/2021/000369 |  | 0 | SUB COMPONENTS | 0 | CHANGED LABEL FORMAT NUMBER AS PER EMAIL FROM SDW DTD 19JUN2021 ON 19JUN2021 | N | SUB COMPONENTS |  | No | No | Yes | Yes | No | N. A.
A1601.1121 | A1601.1121.01.02 | RESTOR TIBIA TR COCR NEW PATTERN, MAIN BODY & PIN ASSEMBLY, PIN |  | A1601.1121.01.02 | 01 | 2019-07-07 | N. A. | N. A. | N. A. | QPF/A1601.1121.01.02 | 00 | 2021-02-10 | N. A. | N. A. | N. A. | PS/A1601.1121.01.02 | 00 | 2019-06-02 | N. A. | N. A. | N. A. | A1601.1121 | N. A. | N. A. | N. A. | SEMIFINISHED GOODS | N. A. | N. A. | N. A. | N. A. | N. A. | N. A. |  | N. A. | N. A. | N. A. | N. A. | N. A. | N. A. | N. A. | N. A. | N. A. | N. A. | 0 | SUB COMPONENTS | 0 | Added New Code Number as per mail from Astik dtd. 13JUL2018; Added New Code on 24JUL2018 | N | SUB COMPONENTS |  | No | No | N. A. | N. A. | N. A. | N. A.
A1601.114 | A1601.1141 | RESTOR FEMUR TR, LEFT (WITH PIVOT PIN & RETAINING RING) SS, NEW PATTERN |  | A1601.1140 | #N/A | #N/A | N. A. | N. A. | N. A. | QPF/A1601.11 | 05 | 2022-12-14 | #N/A | #N/A | #N/A | PS/A1601.11 | #N/A | #N/A | #N/A | #N/A | #N/A | A1601.114 | DD-JRP1 | IU/10 | Class D | FINISHED GOODS | RESTOR™ | FEMUR TR, LEFT, NEW PATTERN | WITH PIVOT PIN & RETAINING RING, SS | 02 | Yes | No | R | Yes | A1601.1141 | No | N. A. | No | Yes | No | Yes | M. L.: MFG/MD/2021/000369 |  | 1 | ADLER PRODUCTS\RESTOR PRODUCTS\IMPLANTS | 0 | Initial issue | Y | JOINT REPLACEMENT PROSTHESIS |  | 1/lot | No | Yes | Yes | No | N. A. | LEFT | FEMUR TR SS
A1601.114 | A1601.1142 | RESTOR FEMUR TR, RIGHT (WITH PIVOT PIN & RETAINING RING) SS, NEW PATTERN |  | A1601.1140 | #N/A | #N/A | N. A. | N. A. | N. A. | QPF/A1601.11 | 05 | 2022-12-14 | #N/A | #N/A | #N/A | PS/A1601.11 | #N/A | #N/A | #N/A | #N/A | #N/A | A1601.114 | DD-JRP1 | IU/10 | Class D | FINISHED GOODS | RESTOR™ | FEMUR TR, RIGHT, NEW PATTERN | WITH PIVOT PIN & RETAINING RING, SS | 02 | Yes | No | R | Yes | A1601.1142 | No | N. A. | No | Yes | No | Yes | M. L.: MFG/MD/2021/000369 |  | 1 | ADLER PRODUCTS\RESTOR PRODUCTS\IMPLANTS | 0 | Initial issue | Y | JOINT REPLACEMENT PROSTHESIS |  | 1/lot | No | Yes | Yes | No | N. A. | RIGHT | FEMUR TR SS
A1601.115 | A1601.1151 | RESTOR FEMUR TR, LEFT (WITH PIVOT PIN & RETAINING RING) TI, NEW PATTERN |  | A1601.1140 | #N/A | #N/A | N. A. | N. A. | N. A. | QPF/A1601.11 | 05 | 2022-12-14 | #N/A | #N/A | #N/A | PS/A1601.11 | #N/A | #N/A | #N/A | #N/A | #N/A | A1601.115 | DD-JRP1 | IU/10 | Class D | FINISHED GOODS | RESTOR™ | FEMUR TR, LEFT, NEW PATTERN | WITH PIVOT PIN & RETAINING RING, TI | 02 | Yes | No | R | Yes | A1601.1151 | No | N. A. | No | Yes | No | Yes | M. L.: MFG/MD/2021/000369 |  | 1 | ADLER PRODUCTS\RESTOR PRODUCTS\IMPLANTS | 0 | Initial issue | Y | JOINT REPLACEMENT PROSTHESIS |  | 1/lot | No | Yes | Yes | No | N. A. | LEFT | FEMUR TR TI
A1601.115 | A1601.1152 | RESTOR FEMUR TR, RIGHT (WITH PIVOT PIN & RETAINING RING) TI, NEW PATTERN |  | A1601.1140 | #N/A | #N/A | N. A. | N. A. | N. A. | QPF/A1601.11 | 05 | 2022-12-14 | #N/A | #N/A | #N/A | PS/A1601.11 | #N/A | #N/A | #N/A | #N/A | #N/A | A1601.115 | DD-JRP1 | IU/10 | Class D | FINISHED GOODS | RESTOR™ | FEMUR TR, RIGHT, NEW PATTERN | WITH PIVOT PIN & RETAINING RING, TI | 02 | Yes | No | R | Yes | A1601.1152 | No | N. A. | No | Yes | No | Yes | M. L.: MFG/MD/2021/000369 |  | 1 | ADLER PRODUCTS\RESTOR PRODUCTS\IMPLANTS | 0 | Initial issue | Y | JOINT REPLACEMENT PROSTHESIS |  | 1/lot | No | Yes | Yes | No | N. A. | RIGHT | FEMUR TR TI
A1601.114 | A1601.1161 | RESTOR FEMUR TR, LEFT, SS, (MP) (INCL. PIVOT PIN AND RETAINING RING) |  | A1601.1140 | N. A. | N. A. | N. A. | N. A. | N. A. | QPF/A1601.11 | 05 | 2022-12-14 | N. A. | N. A. | N. A. | PS/A1601.11 | 04 | 2018-12-06 | N. A. | N. A. | N. A. | A1601.114 | DD-JRP1 | IU/10 | Class D | FINISHED GOODS | RESTOR™ | FEMUR TR, LEFT, SS, (MP) | INCL. PIVOT PIN AND RETAINING RING | 02 | Yes | No | R | Yes | A1601.1161 | No | N. A. | No | Yes | No | Yes | M. L.: MFG/MD/2021/000369 |  | 1 | ADLER PRODUCTS\RESTOR PRODUCTS\IMPLANTS | 0 | Initial issue | N | JOINT REPLACEMENT PROSTHESIS |  | 1/lot | No | Yes | Yes | No | N. A. | LEFT | FEMUR TR SS (MP)
A1601.11 | A1601.1161.01 | RESTOR FEMUR TR, LEFT, SS, |  | A1601.1161.01 | N. A. | N. A. | N. A. | N. A. | N. A. | QPF/A1601.1161.01 | N. A. | N. A. | N. A. | N. A. | N. A. | PS/A1601.1161.01 | N. A. | N. A. | N. A. | N. A. | N. A. | A1601.11 | N. A. | N. A. | N. A. | SEMIFINISHED GOODS | N. A. | N. A. | N. A. | N. A. | N. A. | N. A. |  | N. A. | N. A. | N. A. | N. A. | N. A. | N. A. | N. A. | N. A. | N. A. | N. A. | 0 | SUB COMPONENTS | 0 | ADDED NEW PRODUCT AS PER EMAIL BY SBG DTD 30OCT2018 ON 07NOV2018 | N | SUB COMPONENTS |  | No | No | N. A. | N. A. | N. A. | N. A.
A1601.114 | A1601.1162 | RESTOR FEMUR TR, RIGHT, SS, (MP) (INCL. PIVOT PIN AND RETAINING RING) |  | A1601.1140 | N. A. | N. A. | N. A. | N. A. | N. A. | QPF/A1601.11 | 05 | 2022-12-14 | N. A. | N. A. | N. A. | PS/A1601.11 | 04 | 2018-12-06 | N. A. | N. A. | N. A. | A1601.114 | DD-JRP1 | IU/10 | Class D | FINISHED GOODS | RESTOR™ | FEMUR TR, RIGHT, SS, (MP) | INCL. PIVOT PIN AND RETAINING RING | 02 | Yes | No | R | Yes | A1601.1162 | No | N. A. | No | Yes | No | Yes | M. L.: MFG/MD/2021/000369 |  | 1 | ADLER PRODUCTS\RESTOR PRODUCTS\IMPLANTS | 0 | Initial issue | N | JOINT REPLACEMENT PROSTHESIS |  | 1/lot | No | Yes | Yes | No | N. A. | RIGHT | FEMUR TR SS (MP)
A1601.11 | A1601.1162.01 | RESTOR FEMUR TR, LEFT, SS, |  | A1601.1162.01 | N. A. | N. A. | N. A. | N. A. | N. A. | QPF/A1601.1162.01 | N. A. | N. A. | N. A. | N. A. | N. A. | PS/A1601.1162.01 | N. A. | N. A. | N. A. | N. A. | N. A. | A1601.11 | N. A. | N. A. | N. A. | SEMIFINISHED GOODS | N. A. | N. A. | N. A. | N. A. | N. A. | N. A. |  | N. A. | N. A. | N. A. | N. A. | N. A. | N. A. | N. A. | N. A. | N. A. | N. A. | 0 | SUB COMPONENTS | 0 | ADDED NEW PRODUCT AS PER EMAIL BY SBG DTD 30OCT2018 ON 07NOV2018 | N | SUB COMPONENTS |  | No | No | N. A. | N. A. | N. A. | N. A.
A1601.115 | A1601.1171 | RESTOR FEMUR TR, LEFT, TI, (MP) (INCL. PIVOT PIN AND RETAINING RING) |  | A1601.1140 | 01 | 2014-10-08 | N. A. | N. A. | N. A. | QPF/A1601.11 | 05 | 2022-12-14 | N. A. | N. A. | N. A. | PS/A1601.11 | 04 | 2018-12-06 | N. A. | N. A. | N. A. | A1601.115 | DD-JRP1 | IU/10 | Class D | FINISHED GOODS | RESTOR™ | FEMUR TR, LEFT, TI, (MP) | INCL. PIVOT PIN AND RETAINING RING | 02 | Yes | No | R | Yes | A1601.1171 | No | N. A. | No | Yes | No | Yes | M. L.: MFG/MD/2021/000369 |  | 1 | ADLER PRODUCTS\RESTOR PRODUCTS\IMPLANTS | 0 | Initial issue | N | JOINT REPLACEMENT PROSTHESIS |  | 1/lot | No | Yes | Yes | No | N. A. | LEFT | FEMUR TR TI (MP)
A1601.11 | A1601.1171.01 | RESTOR FEMUR TR, LEFT, TI, (MP) |  | A1601.1171.01 | N. A. | N. A. | N. A. | N. A. | N. A. | QPF/A1601.1171.01 | N. A. | N. A. | N. A. | N. A. | N. A. | PS/A1601.1171.01 | N. A. | N. A. | N. A. | N. A. | N. A. | A1601.11 | N. A. | N. A. | N. A. | SEMIFINISHED GOODS | N. A. | N. A. | N. A. | N. A. | N. A. | N. A. |  | N. A. | N. A. | N. A. | N. A. | N. A. | N. A. | N. A. | N. A. | N. A. | N. A. | 0 | SUB COMPONENTS | 0 | ADDED NEW PRODUCT AS PER EMAIL BY SBG DTD 30OCT2018 ON 07NOV2018 | N | SUB COMPONENTS |  | No | No | N. A. | N. A. | N. A. | N. A.
A1601.115 | A1601.1172 | RESTOR FEMUR TR, RIGHT, TI, (MP) (INCL. PIVOT PIN AND RETAINING RING) |  | A1601.1140 | 01 | 2014-10-08 | N. A. | N. A. | N. A. | QPF/A1601.11 | 05 | 2022-12-14 | N. A. | N. A. | N. A. | PS/A1601.11 | 04 | 2018-12-06 | N. A. | N. A. | N. A. | A1601.115 | DD-JRP1 | IU/10 | Class D | FINISHED GOODS | RESTOR™ | FEMUR TR, RIGHT, TI, (MP) | INCL. PIVOT PIN AND RETAINING RING | 02 | Yes | No | R | Yes | A1601.1172 | No | N. A. | No | Yes | No | Yes | M. L.: MFG/MD/2021/000369 |  | 1 | ADLER PRODUCTS\RESTOR PRODUCTS\IMPLANTS | 0 | Initial issue | N | JOINT REPLACEMENT PROSTHESIS |  | 1/lot | No | Yes | Yes | No | N. A. | RIGHT | FEMUR TR TI (MP)
A1601.11 | A1601.1172.01 | RESTOR FEMUR TR, RIGHT TI, (MP) |  | A1601.1172.01 | N. A. | N. A. | N. A. | N. A. | N. A. | QPF/A1601.1172.01 | N. A. | N. A. | N. A. | N. A. | N. A. | PS/A1601.1172.01 | N. A. | N. A. | N. A. | N. A. | N. A. | A1601.11 | N. A. | N. A. | N. A. | SEMIFINISHED GOODS | N. A. | N. A. | N. A. | N. A. | N. A. | N. A. |  | N. A. | N. A. | N. A. | N. A. | N. A. | N. A. | N. A. | N. A. | N. A. | N. A. | 1 | SUB COMPONENTS | 0 | ADDED NEW PRODUCT AS PER EMAIL BY SBG DTD 30OCT2018 ON 07NOV2018 | N | SUB COMPONENTS |  | No | No | N. A. | N. A. | N. A. | N. A.
A1601.13 | A1601.1304 | RESTOR RESECTION PIECE TITANIUM 40MM |  | A1601.0300 | 10 | 2014-09-21 | N. A. | N. A. | N. A. | QPF/A1601.03 | 06 | 2017-01-10 | N. A. | N. A. | N. A. | PS/A1601.03 | 07 | 2017-09-22 | N. A. | N. A. | N. A. | A1601.03 | DD-JRP1 | IU/8 | Class D | FINISHED GOODS | RESTOR™ | RESECTION PIECE | TITANIUM 40MM | 02 | Yes | No | R | Yes | A1601.1304 | No | N. A. | No | Yes | No | Yes | M. L.: MFG/MD/2021/000369 |  | 1 | ADLER PRODUCTS\RESTOR PRODUCTS\IMPLANTS | 0 | Initial issue | N | JOINT REPLACEMENT PROSTHESIS |  | 1/lot | No | Yes | Yes | No | N. A. | 40MM | TITANIUM
A1601.13 | A1601.1305 | RESTOR RESECTION PIECE TITANIUM 50MM |  | A1601.0300 | 10 | 2014-09-21 | N. A. | N. A. | N. A. | QPF/A1601.03 | 06 | 2017-01-10 | N. A. | N. A. | N. A. | PS/A1601.03 | 07 | 2017-09-22 | N. A. | N. A. | N. A. | A1601.03 | DD-JRP1 | IU/8 | Class D | FINISHED GOODS | RESTOR™ | RESECTION PIECE | TITANIUM 50MM | 02 | Yes | No | R | Yes | A1601.1305 | No | N. A. | No | Yes | No | Yes | M. L.: MFG/MD/2021/000369 |  | 1 | ADLER PRODUCTS\RESTOR PRODUCTS\IMPLANTS | 0 | Initial issue | N | JOINT REPLACEMENT PROSTHESIS |  | 1/lot | No | Yes | Yes | No | N. A. | 50MM | TITANIUM
A1601.13 | A1601.1306 | RESTOR RESECTION PIECE TITANIUM 60MM |  | A1601.0300 | 10 | 2014-09-21 | N. A. | N. A. | N. A. | QPF/A1601.03 | 06 | 2017-01-10 | N. A. | N. A. | N. A. | PS/A1601.03 | 07 | 2017-09-22 | N. A. | N. A. | N. A. | A1601.03 | DD-JRP1 | IU/8 | Class D | FINISHED GOODS | RESTOR™ | RESECTION PIECE | TITANIUM 60MM | 02 | Yes | No | R | Yes | A1601.1306 | No | N. A. | No | Yes | No | Yes | M. L.: MFG/MD/2021/000369 |  | 1 | ADLER PRODUCTS\RESTOR PRODUCTS\IMPLANTS | 0 | Initial issue | N | JOINT REPLACEMENT PROSTHESIS |  | 1/lot | No | Yes | Yes | No | N. A. | 60MM | TITANIUM
A1601.13 | A1601.1307 | RESTOR RESECTION PIECE TITANIUM 70MM |  | A1601.0300 | 10 | 2014-09-21 | N. A. | N. A. | N. A. | QPF/A1601.03 | 06 | 2017-01-10 | N. A. | N. A. | N. A. | PS/A1601.03 | 07 | 2017-09-22 | N. A. | N. A. | N. A. | A1601.03 | DD-JRP1 | IU/8 | Class D | FINISHED GOODS | RESTOR™ | RESECTION PIECE | TITANIUM 70MM | 02 | Yes | No | R | Yes | A1601.1307 | No | N. A. | No | Yes | No | Yes | M. L.: MFG/MD/2021/000369 |  | 1 | ADLER PRODUCTS\RESTOR PRODUCTS\IMPLANTS | 0 | Initial issue | N | JOINT REPLACEMENT PROSTHESIS |  | 1/lot | No | Yes | Yes | No | N. A. | 70MM | TITANIUM
A1601.13 | A1601.1308 | RESTOR RESECTION PIECE TITANIUM 80MM |  | A1601.0300 | 10 | 2014-09-21 | N. A. | N. A. | N. A. | QPF/A1601.03 | 06 | 2017-01-10 | N. A. | N. A. | N. A. | PS/A1601.03 | 07 | 2017-09-22 | N. A. | N. A. | N. A. | A1601.03 | DD-JRP1 | IU/8 | Class D | FINISHED GOODS | RESTOR™ | RESECTION PIECE | TITANIUM 80MM | 02 | Yes | No | R | Yes | A1601.1308 | No | N. A. | No | Yes | No | Yes | M. L.: MFG/MD/2021/000369 |  | 1 | ADLER PRODUCTS\RESTOR PRODUCTS\IMPLANTS | 0 | Initial issue | N | JOINT REPLACEMENT PROSTHESIS |  | 1/lot | No | Yes | Yes | No | N. A. | 80MM | TITANIUM
A1601.13 | A1601.1309 | RESTOR RESECTION PIECE TITANIUM 90MM |  | A1601.0300 | 10 | 2014-09-21 | N. A. | N. A. | N. A. | QPF/A1601.03 | 06 | 2017-01-10 | N. A. | N. A. | N. A. | PS/A1601.03 | 07 | 2017-09-22 | N. A. | N. A. | N. A. | A1601.03 | DD-JRP1 | IU/8 | Class D | FINISHED GOODS | RESTOR™ | RESECTION PIECE | TITANIUM 90MM | 02 | Yes | No | R | Yes | A1601.1309 | No | N. A. | No | Yes | No | Yes | M. L.: MFG/MD/2021/000369 |  | 1 | ADLER PRODUCTS\RESTOR PRODUCTS\IMPLANTS | 0 | Initial issue | N | JOINT REPLACEMENT PROSTHESIS |  | 1/lot | No | Yes | Yes | No | N. A. | 90MM | TITANIUM
A1601.13 | A1601.1310 | RESTOR RESECTION PIECE TITANIUM 100MM |  | A1601.0300 | 10 | 2014-09-21 | N. A. | N. A. | N. A. | QPF/A1601.03 | 06 | 2017-01-10 | N. A. | N. A. | N. A. | PS/A1601.03 | 07 | 2017-09-22 | N. A. | N. A. | N. A. | A1601.03 | DD-JRP1 | IU/8 | Class D | FINISHED GOODS | RESTOR™ | RESECTION PIECE | TITANIUM 100MM | 02 | Yes | No | R | Yes | A1601.1310 | No | N. A. | No | Yes | No | Yes | M. L.: MFG/MD/2021/000369 |  | 1 | ADLER PRODUCTS\RESTOR PRODUCTS\IMPLANTS | 0 | Initial issue | N | JOINT REPLACEMENT PROSTHESIS |  | 1/lot | No | Yes | Yes | No | N. A. | 100MM | TITANIUM
A1601.13 | A1601.1311 | RESTOR RESECTION PIECE TITANIUM 110MM |  | A1601.0300 | 10 | 2014-09-21 | N. A. | N. A. | N. A. | QPF/A1601.03 | 06 | 2017-01-10 | N. A. | N. A. | N. A. | PS/A1601.03 | 07 | 2017-09-22 | N. A. | N. A. | N. A. | A1601.03 | DD-JRP1 | IU/8 | Class D | FINISHED GOODS | RESTOR™ | RESECTION PIECE | TITANIUM 110MM | 02 | Yes | No | R | Yes | A1601.1311 | No | N. A. | No | Yes | No | Yes | M. L.: MFG/MD/2021/000369 |  | 1 | ADLER PRODUCTS\RESTOR PRODUCTS\IMPLANTS | 0 | Initial issue | N | JOINT REPLACEMENT PROSTHESIS |  | 1/lot | No | Yes | Yes | No | N. A. | 110MM | TITANIUM
A1601.13 | A1601.1312 | RESTOR RESECTION PIECE TITANIUM 120MM |  | A1601.0300 | 10 | 2014-09-21 | N. A. | N. A. | N. A. | QPF/A1601.03 | 06 | 2017-01-10 | N. A. | N. A. | N. A. | PS/A1601.03 | 07 | 2017-09-22 | N. A. | N. A. | N. A. | A1601.03 | DD-JRP1 | IU/8 | Class D | FINISHED GOODS | RESTOR™ | RESECTION PIECE | TITANIUM 120MM | 02 | Yes | No | R | Yes | A1601.1312 | No | N. A. | No | Yes | No | Yes | M. L.: MFG/MD/2021/000369 |  | 1 | ADLER PRODUCTS\RESTOR PRODUCTS\IMPLANTS | 0 | Initial issue | N | JOINT REPLACEMENT PROSTHESIS |  | 1/lot | No | Yes | Yes | No | N. A. | 120MM | TITANIUM
A1601.13 | A1601.1313 | RESTOR RESECTION PIECE TITANIUM 130MM |  | A1601.0300 | 10 | 2014-09-21 | N. A. | N. A. | N. A. | QPF/A1601.03 | 06 | 2017-01-10 | N. A. | N. A. | N. A. | PS/A1601.03 | 07 | 2017-09-22 | N. A. | N. A. | N. A. | A1601.03 | DD-JRP1 | IU/8 | Class D | FINISHED GOODS | RESTOR™ | RESECTION PIECE | TITANIUM 130MM | 02 | Yes | No | R | Yes | A1601.1313 | No | N. A. | No | Yes | No | Yes | M. L.: MFG/MD/2021/000369 |  | 1 | ADLER PRODUCTS\RESTOR PRODUCTS\IMPLANTS | 0 | Initial issue | N | JOINT REPLACEMENT PROSTHESIS |  | 1/lot | No | Yes | Yes | No | N. A. | 130MM | TITANIUM
A1601.13 | A1601.1314 | RESTOR RESECTION PIECE TITANIUM 140MM |  | A1601.0300 | 10 | 2014-09-21 | N. A. | N. A. | N. A. | QPF/A1601.03 | 06 | 2017-01-10 | N. A. | N. A. | N. A. | PS/A1601.03 | 07 | 2017-09-22 | N. A. | N. A. | N. A. | A1601.03 | DD-JRP1 | IU/8 | Class D | FINISHED GOODS | RESTOR™ | RESECTION PIECE | TITANIUM 140MM | 02 | Yes | No | R | Yes | A1601.1314 | No | N. A. | No | Yes | No | Yes | M. L.: MFG/MD/2021/000369 |  | 1 | ADLER PRODUCTS\RESTOR PRODUCTS\IMPLANTS | 0 | Initial issue | N | JOINT REPLACEMENT PROSTHESIS |  | 1/lot | No | Yes | Yes | No | N. A. | 140MM | TITANIUM
A1601.13 | A1601.1315 | RESTOR RESECTION PIECE TITANIUM 150MM |  | A1601.0300 | 10 | 2014-09-21 | N. A. | N. A. | N. A. | QPF/A1601.03 | 06 | 2017-01-10 | N. A. | N. A. | N. A. | PS/A1601.03 | 07 | 2017-09-22 | N. A. | N. A. | N. A. | A1601.03 | DD-JRP1 | IU/8 | Class D | FINISHED GOODS | RESTOR™ | RESECTION PIECE | TITANIUM 150MM | 02 | Yes | No | R | Yes | A1601.1315 | No | N. A. | No | Yes | No | Yes | M. L.: MFG/MD/2021/000369 |  | 1 | ADLER PRODUCTS\RESTOR PRODUCTS\IMPLANTS | 0 | Initial issue | N | JOINT REPLACEMENT PROSTHESIS |  | 1/lot | No | Yes | Yes | No | N. A. | 150MM | TITANIUM
A1601.13 | A1601.1316 | RESTOR RESECTION PIECE TITANIUM 160MM |  | A1601.0300 | 10 | 2014-09-21 | N. A. | N. A. | N. A. | QPF/A1601.03 | 06 | 2017-01-10 | N. A. | N. A. | N. A. | PS/A1601.03 | 07 | 2017-09-22 | N. A. | N. A. | N. A. | A1601.03 | DD-JRP1 | IU/8 | Class D | FINISHED GOODS | RESTOR™ | RESECTION PIECE | TITANIUM 160MM | 02 | Yes | No | R | Yes | A1601.1316 | No | N. A. | No | Yes | No | Yes | M. L.: MFG/MD/2021/000369 |  | 1 | ADLER PRODUCTS\RESTOR PRODUCTS\IMPLANTS | 0 | Initial issue | N | JOINT REPLACEMENT PROSTHESIS |  | 1/lot | No | Yes | Yes | No | N. A. | 160MM | TITANIUM
A1601.13 | A1601.1317 | RESTOR RESECTION PIECE TITANIUM 170MM |  | A1601.0300 | 10 | 2014-09-21 | N. A. | N. A. | N. A. | QPF/A1601.03 | 06 | 2017-01-10 | N. A. | N. A. | N. A. | PS/A1601.03 | 07 | 2017-09-22 | N. A. | N. A. | N. A. | A1601.03 | DD-JRP1 | IU/8 | Class D | FINISHED GOODS | RESTOR™ | RESECTION PIECE | TITANIUM 170MM | 02 | Yes | No | R | Yes | A1601.1317 | No | N. A. | No | Yes | No | Yes | M. L.: MFG/MD/2021/000369 |  | 1 | ADLER PRODUCTS\RESTOR PRODUCTS\IMPLANTS | 0 | Initial issue | N | JOINT REPLACEMENT PROSTHESIS |  | 1/lot | No | Yes | Yes | No | N. A. | 170MM | TITANIUM
A1601.13 | A1601.1318 | RESTOR RESECTION PIECE TITANIUM 180MM |  | A1601.0300 | 10 | 2014-09-21 | N. A. | N. A. | N. A. | QPF/A1601.03 | 06 | 2017-01-10 | N. A. | N. A. | N. A. | PS/A1601.03 | 07 | 2017-09-22 | N. A. | N. A. | N. A. | A1601.03 | DD-JRP1 | IU/8 | Class D | FINISHED GOODS | RESTOR™ | RESECTION PIECE | TITANIUM 180MM | 02 | Yes | No | R | Yes | A1601.1318 | No | N. A. | No | Yes | No | Yes | M. L.: MFG/MD/2021/000369 |  | 1 | ADLER PRODUCTS\RESTOR PRODUCTS\IMPLANTS | 0 | Initial issue | N | JOINT REPLACEMENT PROSTHESIS |  | 1/lot | No | Yes | Yes | No | N. A. | 180MM | TITANIUM
A1601.13 | A1601.1319 | RESTOR RESECTION PIECE TITANIUM 190MM |  | A1601.0300 | 10 | 2014-09-21 | N. A. | N. A. | N. A. | QPF/A1601.03 | 06 | 2017-01-10 | N. A. | N. A. | N. A. | PS/A1601.03 | 07 | 2017-09-22 | N. A. | N. A. | N. A. | A1601.1319 | DD-JRP1 | IU/8 | Class D | FINISHED GOODS | RESTOR™ | RESECTION PIECE | TITANIUM 190MM | 02 | Yes | No | R | Yes | A1601.1319 | No | N. A. | No | Yes | No | Yes | M. L.: MFG/MD/2021/000369 |  | 1 | ADLER PRODUCTS\RESTOR PRODUCTS\IMPLANTS | 0 | Initial issue | N | JOINT REPLACEMENT PROSTHESIS |  | 1/lot | No | Yes | Yes | No | N. A. | 190MM | TITANIUM
A1601.13 | A1601.1320 | RESTOR RESECTION PIECE TITANIUM 200 MM |  | A1601.0300 | 10 | 2014-09-21 | N. A. | N. A. | N. A. | QPF/A1601.03 | 06 | 2017-01-10 | N. A. | N. A. | N. A. | PS/A1601.03 | 07 | 2017-09-22 | N. A. | N. A. | N. A. | A1601.03 | DD-JRP1 | IU/8 | Class D | FINISHED GOODS | RESTOR™ | RESECTION PIECE | TITANIUM 200 MM | 02 | Yes | No | R | Yes | A1601.1320 | No | N. A. | No | Yes | No | Yes | M. L.: MFG/MD/2021/000369 |  | 1 | ADLER PRODUCTS\RESTOR PRODUCTS\IMPLANTS | 0 | Initial issue | N | JOINT REPLACEMENT PROSTHESIS |  | 1/lot | No | Yes | Yes | No | N. A. | 200MM | TITANIUM
A1601.13 | A1601.1321 | RESTOR RESECTION PIECE TITANIUM 210MM |  | A1601.0300 | 10 | 2014-09-21 | N. A. | N. A. | N. A. | QPF/A1601.03 | 06 | 2017-01-10 | N. A. | N. A. | N. A. | PS/A1601.03 | 07 | 2017-09-22 | N. A. | N. A. | N. A. | A1601.03 | DD-JRP1 | IU/8 | Class D | FINISHED GOODS | RESTOR™ | RESECTION PIECE | TITANIUM 210MM | 02 | Yes | No | R | Yes | A1601.1321 | No | N. A. | No | Yes | No | Yes | M. L.: MFG/MD/2021/000369 |  | 1 | ADLER PRODUCTS\RESTOR PRODUCTS\IMPLANTS | 0 | Initial issue | Y | JOINT REPLACEMENT PROSTHESIS |  | 1/lot | No | Yes | Yes | No | N. A. | 210MM | TITANIUM
A1601.13 | A1601.1322 | RESTOR RESECTION PIECE TITANIUM 220MM |  | A1601.0300 | 10 | 2014-09-21 | N. A. | N. A. | N. A. | QPF/A1601.03 | 06 | 2017-01-10 | N. A. | N. A. | N. A. | PS/A1601.03 | 07 | 2017-09-22 | N. A. | N. A. | N. A. | A1601.03 | DD-JRP1 | IU/8 | Class D | FINISHED GOODS | RESTOR™ | RESECTION PIECE | TITANIUM 220MM | 02 | Yes | No | R | Yes | A1601.1322 | No | N. A. | No | Yes | No | Yes | M. L.: MFG/MD/2021/000369 |  | 1 | ADLER PRODUCTS\RESTOR PRODUCTS\IMPLANTS | 0 | Initial issue | Y | JOINT REPLACEMENT PROSTHESIS |  | 1/lot | No | Yes | Yes | No | N. A. | 220MM | TITANIUM
A1601.14 | A1601.1409 | STRAIGHT INTRAMEDULLARY STEM, TITANIUM, MODULAR, 9MM |  | A1601.1409 | #N/A | #N/A | N. A. | N. A. | N. A. | QPF/A1601.14 | #N/A | #N/A | #N/A | #N/A | #N/A | PS/A1601.14 | #N/A | #N/A | #N/A | #N/A | #N/A | A1601 | DD-JRP1 | IU/10 | Class D | FINISHED GOODS | RESTOR™ | STRAIGHT INTRAMEDULLARY STEM | TITANIUM, MODULAR, 9MM | 02 | Yes | No | R | Yes | A1601.1409 | No | N. A. | No | Yes | No | Yes | M. L.: MFG/MD/2021/000369 |  | 1 | ADLER PRODUCTS\RESTOR PRODUCTS\IMPLANTS | 0 | Initial issue | Y | JOINT REPLACEMENT PROSTHESIS |  | 1/lot | No | Yes | Yes | No | N. A. | 9MM MOD | STRAIGHT TI
A1601.14 | A1601.1410 | STRAIGHT INTRAMEDULLARY STEM, TITANIUM, MODULAR, 10MM |  | A1601.1410 | #N/A | #N/A | N. A. | N. A. | N. A. | QPF/A1601.14 | #N/A | #N/A | #N/A | #N/A | #N/A | PS/A1601.14 | #N/A | #N/A | #N/A | #N/A | #N/A | A1601 | DD-JRP1 | IU/10 | Class D | FINISHED GOODS | RESTOR™ | STRAIGHT INTRAMEDULLARY STEM | TITANIUM, MODULAR, 10MM | 02 | Yes | No | R | Yes | A1601.1410 | No | N. A. | No | Yes | No | Yes | M. L.: MFG/MD/2021/000369 |  | 1 | ADLER PRODUCTS\RESTOR PRODUCTS\IMPLANTS | 0 | Initial issue | Y | JOINT REPLACEMENT PROSTHESIS |  | 1/lot | No | Yes | Yes | No | N. A. | 10MM | STRAIGHT MOD.
A1601.14 | A1601.1411 | STRAIGHT INTRAMEDULLARY STEM, TITANIUM, MODULAR, 11MM |  | A1601.1411 | #N/A | #N/A | N. A. | N. A. | N. A. | QPF/A1601.14 | #N/A | #N/A | #N/A | #N/A | #N/A | PS/A1601.14 | #N/A | #N/A | #N/A | #N/A | #N/A | A1601 | DD-JRP1 | IU/10 | Class D | FINISHED GOODS | RESTOR™ | STRAIGHT INTRAMEDULLARY STEM | TITANIUM, MODULAR, 11MM | 02 | Yes | No | R | Yes | A1601.1411 | No | N. A. | No | Yes | No | Yes | M. L.: MFG/MD/2021/000369 |  | 1 | ADLER PRODUCTS\RESTOR PRODUCTS\IMPLANTS | 0 | Initial issue | Y | JOINT REPLACEMENT PROSTHESIS |  | 1/lot | No | Yes | Yes | No | N. A. | 11MM | STRAIGHT MOD.
A1601.14 | A1601.1412 | STRAIGHT INTRAMEDULLARY STEM, TITANIUM, MODULAR, 12 MM |  | A1601.1412 | #N/A | #N/A | N. A. | N. A. | N. A. | QPF/A1601.14 | #N/A | #N/A | #N/A | #N/A | #N/A | PS/A1601.14 | #N/A | #N/A | #N/A | #N/A | #N/A | A1601 | DD-JRP1 | IU/10 | Class D | FINISHED GOODS | RESTOR™ | STRAIGHT INTRAMEDULLARY STEM | TITANIUM, MODULAR, 12 MM | 02 | Yes | No | R | Yes | A1601.1412 | No | N. A. | No | Yes | No | Yes | M. L.: MFG/MD/2021/000369 |  | 1 | ADLER PRODUCTS\RESTOR PRODUCTS\IMPLANTS | 0 | Initial issue | Y | JOINT REPLACEMENT PROSTHESIS |  | 1/lot | No | Yes | Yes | No | N. A. | 12MM | STRAIGHT MOD.
A1601.15 | A1601.1501 | COUPLER FOR MODULAR STEM, TITANIUM |  | A1601.1500 | #N/A | #N/A | N. A. | N. A. | N. A. | QPF/A1601.15 | #N/A | #N/A | #N/A | #N/A | #N/A | PS/A1601.15 | #N/A | #N/A | #N/A | #N/A | #N/A | A1601 | DD-JRP1 | IU/10 | Class D | FINISHED GOODS | RESTOR™ | COUPLER FOR MODULAR STEM | TITANIUM | 02 | Yes | No | R | Yes | A1601.1501 | No | N. A. | No | Yes | No | Yes | M. L.: MFG/MD/2021/000369 |  | 1 | ADLER PRODUCTS\RESTOR PRODUCTS\IMPLANTS | 0 | Initial issue | Y | JOINT REPLACEMENT PROSTHESIS |  | 1/lot | No | Yes | Yes | No | N. A. | COUPLER | TITANIUM
A1601.15 | A1601.1502 | COUPLER FOR MODULAR STEM, STAINLESS STEEL |  | A1601.1500 | #N/A | #N/A | N. A. | N. A. | N. A. | QPF/A1601.15 | #N/A | #N/A | #N/A | #N/A | #N/A | PS/A1601.15 | #N/A | #N/A | #N/A | #N/A | #N/A | A1601 | DD-JRP1 | IU/10 | Class D | FINISHED GOODS | RESTOR™ | COUPLER FOR MODULAR STEM | STAINLESS STEEL | 02 | Yes | No | R | Yes | A1601.1502 | No | N. A. | No | Yes | No | Yes | M. L.: MFG/MD/2021/000369 |  | 1 | ADLER PRODUCTS\RESTOR PRODUCTS\IMPLANTS | 0 | Initial issue | Y | JOINT REPLACEMENT PROSTHESIS |  | 1/lot | No | Yes | Yes | No | N. A. | COUPLER | STAINLESS STEEL
A1603.03 | A1603.0353 | FEMORAL HEAD, DIA. 53MM, FOR RESTOR PROXIMAL FEMUR PROSTHESIS |  | A1603.0300 | #N/A | #N/A | N. A. | N. A. | N. A. | QPF/A1603.03 | #N/A | #N/A | #N/A | #N/A | #N/A | PS/A1603.03 | #N/A | #N/A | #N/A | #N/A | #N/A | A1603.03 | DD-JRP1 | N. A. | Class D | FINISHED GOODS | RESTOR™ | FEMORAL HEAD, DIA. 53MM | FOR RESTOR PROXIMAL FEMUR PROSTHESIS | 02 | Yes | No | R | Yes | A1603.0353 | No | N. A. | No | Yes | No | Yes | M. L.: MFG/MD/2021/000369 |  | 1 | ADLER PRODUCTS\RESTOR PRODUCTS\IMPLANTS | 0 | Initial issue | Y | JOINT REPLACEMENT PROSTHESIS |  | 1/lot | No | Yes | Yes | No | N. A. | 53MM
A1604 | A1604.0030 | RESTOR RESECTION COUPLER, LOWER LIMB, S. STEEL, LENGTH 30MM |  | A1604.0000 | #N/A | #N/A | N. A. | N. A. | N. A. | QPF/A1604 | #N/A | #N/A | #N/A | #N/A | #N/A | PS/A1604 | #N/A | #N/A | #N/A | #N/A | #N/A | A1604 | DD-JRP1 | IU/10 | Class D | FINISHED GOODS | RESTOR™ | RESECTION COUPLER | LOWER LIMB, S. STEEL, LENGTH 30MM | 02 | Yes | No | R | Yes | A1604.0030 | No | N. A. | No | Yes | No | Yes | M. L.: MFG/MD/2021/000369 |  | 1 | ADLER PRODUCTS\RESTOR PRODUCTS\IMPLANTS | 0 | Initial issue | Y | JOINT REPLACEMENT PROSTHESIS |  | 1/lot | No | Yes | Yes | No | N. A. | 30MM | STAINLESS STEEL
A1604 | A1604.0060 | RESTOR RESECTION COUPLER, LOWER LIMB, S. STEEL, LENGTH 60MM |  | A1604.0000 | #N/A | #N/A | N. A. | N. A. | N. A. | QPF/A1604 | #N/A | #N/A | #N/A | #N/A | #N/A | PS/A1604 | #N/A | #N/A | #N/A | #N/A | #N/A | A1604 | DD-JRP1 | IU/10 | Class D | FINISHED GOODS | RESTOR™ | RESECTION COUPLER | LOWER LIMB, S. STEEL, LENGTH 60MM | 02 | Yes | No | R | Yes | A1604.0060 | No | N. A. | No | Yes | No | Yes | M. L.: MFG/MD/2021/000369 |  | 1 | ADLER PRODUCTS\RESTOR PRODUCTS\IMPLANTS | 0 | Initial issue | Y | JOINT REPLACEMENT PROSTHESIS |  | 1/lot | No | Yes | Yes | No | N. A. | 60MM | STAINLESS STEEL
A1604 | A1604.0100 | RESTOR RESECTION COUPLER, LOWER LIMB, S. STEEL, LENGTH 100MM |  | A1604.0000 | #N/A | #N/A | N. A. | N. A. | N. A. | QPF/A1604 | #N/A | #N/A | #N/A | #N/A | #N/A | PS/A1604 | #N/A | #N/A | #N/A | #N/A | #N/A | A1604 | DD-JRP1 | IU/10 | Class D | FINISHED GOODS | RESTOR™ | RESECTION COUPLER | LOWER LIMB, S. STEEL, LENGTH 100MM | 02 | Yes | No | R | Yes | A1604.0100 | No | N. A. | No | Yes | No | Yes | M. L.: MFG/MD/2021/000369 |  | 1 | ADLER PRODUCTS\RESTOR PRODUCTS\IMPLANTS | 0 | Initial issue | Y | JOINT REPLACEMENT PROSTHESIS |  | 1/lot | No | Yes | Yes | No | N. A. | 100MM | STAINLESS STEEL
A1604 | A1604.0120 | RESTOR RESECTION COUPLER, LOWER LIMB, S. STEEL, LENGTH 120MM |  | A1604.0000 | #N/A | #N/A | N. A. | N. A. | N. A. | QPF/A1604 | #N/A | #N/A | #N/A | #N/A | #N/A | PS/A1604 | #N/A | #N/A | #N/A | #N/A | #N/A | A1604 | DD-JRP1 | IU/10 | Class D | FINISHED GOODS | RESTOR™ | RESECTION COUPLER | LOWER LIMB, S. STEEL, LENGTH 120MM | 02 | Yes | No | R | Yes | A1604.0120 | No | N. A. | No | Yes | No | Yes | M. L.: MFG/MD/2021/000369 |  | 1 | ADLER PRODUCTS\RESTOR PRODUCTS\IMPLANTS | 0 | Initial issue | Y | JOINT REPLACEMENT PROSTHESIS |  | 1/lot | No | Yes | Yes | No | N. A. | 120MM | STAINLESS STEEL
A1604 | A1604.0130 | RESTOR RESECTION COUPLER, LOWER LIMB, S. STEEL, LENGTH 130MM |  | A1604.0000 | #N/A | #N/A | N. A. | N. A. | N. A. | QPF/A1604 | #N/A | #N/A | #N/A | #N/A | #N/A | PS/A1604 | #N/A | #N/A | #N/A | #N/A | #N/A | A1604 | DD-JRP1 | IU/10 | Class D | FINISHED GOODS | RESTOR™ | RESECTION COUPLER | LOWER LIMB, S. STEEL, LENGTH 130MM | 02 | Yes | No | R | Yes | A1604.0130 | No | N. A. | No | Yes | No | Yes | M. L.: MFG/MD/2021/000369 |  | 1 | ADLER PRODUCTS\RESTOR PRODUCTS\IMPLANTS | 0 | Initial issue | Y | JOINT REPLACEMENT PROSTHESIS |  | 1/lot | No | Yes | Yes | No | N. A. | 130MM | STAINLESS STEEL
A1604 | A1604.0150 | RESTOR RESECTION COUPLER, LOWER LIMB, S. STEEL, LENGTH 150MM |  | A1604.0000 | N. A. | N. A. | N. A. | N. A. | N. A. | QPF/A1604 | 03 | 2014-06-08 | N. A. | N. A. | N. A. | PS/A1604 | 02 | 2017-10-27 | 2022-11-05 | 2019-11-06 | N. A. | A1604 | DD-JRP1 | IU/10 | Class D | FINISHED GOODS | RESTOR™ | RESECTION COUPLER | LOWER LIMB, S. STEEL, LENGTH 150MM | 02 | Yes | No | R | Yes | A1604.0150 | No | N. A. | No | Yes | No | Yes | M. L.: MFG/MD/2021/000369 |  | 1 | ADLER PRODUCTS\RESTOR PRODUCTS\IMPLANTS | 0 | Initial issue | Y | JOINT REPLACEMENT PROSTHESIS |  | 1/lot | No | Yes | Yes | No | N. A. | 150MM | STAINLESS STEEL
A1604 | A1604.0160 | RESTOR RESECTION COUPLER, LOWER LIMB, S. STEEL, LENGTH 160MM |  | A1604.0000 | N. A. | N. A. | N. A. | N. A. | N. A. | QPF/A1604 | 03 | 2014-06-08 | N. A. | N. A. | N. A. | PS/A1604 | 02 | 2017-10-27 | 2022-11-05 | 2019-11-06 | N. A. | A1604 | DD-JRP1 | IU/10 | Class D | FINISHED GOODS | RESTOR™ | RESECTION COUPLER | LOWER LIMB, S. STEEL, LENGTH 160MM | 02 | Yes | No | R | Yes | A1604.0160 | No | N. A. | No | Yes | No | Yes | M. L.: MFG/MD/2021/000369 |  | 1 | ADLER PRODUCTS\RESTOR PRODUCTS\IMPLANTS | 0 | Initial issue | Y | JOINT REPLACEMENT PROSTHESIS |  | 1/lot | No | Yes | Yes | No | N. A. | 160MM | STAINLESS STEEL
A1604 | A1604.0160C | RESTOR RESECTION COUPLER, LOWER LIMB, S. STEEL, LENGTH 160MM, CUSTOM MADE |  | A1604.0000C | N. A. | N. A. | N. A. | N. A. | N. A. | QPF/A1604 | 03 | 2014-06-08 | N. A. | N. A. | N. A. | PS/A1604 | 02 | 2017-10-27 | N. A. | N. A. | N. A. | A1604 | DD-JRP1 | IU/10 | Class D | FINISHED GOODS | RESTOR™ | RESECTION COUPLER | LOWER LIMB, SS, LENGTH 160MM, CUSTOM MADE | 4 | Yes | No | R | Yes |  | No | N. A. | No | Yes | No | Yes | M. L.: MFG/MD/2021/000369 | N. A. | 1 | ADLER PRODUCTS\RESTOR PRODUCTS\IMPLANTS | 0 | Activated on 08APR2025 | N | JOINT REPLACEMENT PROSTHESIS |  | 1/lot | No | Yes | Yes | No | N. A. | 160MM | STAINLESS STEEL
A1604 | A1604.0180 | RESTOR RESECTION COUPLER, LOWER LIMB, S. STEEL, LENGTH 180MM |  | A1604.0180 | 00 | 2017-10-24 | N. A. | N. A. | N. A. | QPF/A1604 | 03 | 2014-06-08 | N. A. | N. A. | N. A. | PS/A1604 | 02 | 2017-10-27 | 2022-11-05 | 2019-11-06 | N. A. | A1604 | DD-JRP1 | IU/10 | Class D | FINISHED GOODS | RESTOR™ | RESECTION COUPLER | LOWER LIMB, S. STEEL, LENGTH 180MM | 02 | Yes | No | R | Yes | A1604.0180 | No | N. A. | No | Yes | No | Yes | M. L.: MFG/MD/2021/000369 |  | 1 | ADLER PRODUCTS\RESTOR PRODUCTS\IMPLANTS | 0 | Initial issue | N | JOINT REPLACEMENT PROSTHESIS |  | 1/lot | No | Yes | Yes | No | N. A. | 180MM | STAINLESS STEEL
A1604 | A1604.1050 | RESTOR RESECTION COUPLER, LOWER LIMB, TITANIUM, LENGTH 50MM |  | A1604.0000 | #N/A | #N/A | N. A. | N. A. | N. A. | QPF/A1604 | #N/A | #N/A | #N/A | #N/A | #N/A | PS/A1604 | #N/A | #N/A | #N/A | #N/A | #N/A | A1604 | DD-JRP1 | IU/10 | Class D | FINISHED GOODS | RESTOR™ | RESECTION COUPLER | LOWER LIMB, TITANIUM, LENGTH 50MM | 02 | Yes | No | R | Yes | A1604.1050 | No | N. A. | No | Yes | No | Yes | M. L.: MFG/MD/2021/000369 |  | 1 | ADLER PRODUCTS\RESTOR PRODUCTS\IMPLANTS | 0 | Initial issue | Y | JOINT REPLACEMENT PROSTHESIS |  | 1/lot | No | Yes | Yes | No | N. A. | 50MM | TITANIUM
A1604 | A1604.1100 | RESTOR RESECTION COUPLER, LOWER LIMB, TITANIUM, LENGTH 100MM |  | A1604.0000 | #N/A | #N/A | N. A. | N. A. | N. A. | QPF/A1604 | #N/A | #N/A | #N/A | #N/A | #N/A | PS/A1604 | #N/A | #N/A | #N/A | #N/A | #N/A | A1604 | DD-JRP1 | IU/10 | Class D | FINISHED GOODS | RESTOR™ | RESECTION COUPLER | LOWER LIMB, TITANIUM, LENGTH 100MM | 02 | Yes | No | R | Yes | A1604.1100 | No | N. A. | No | Yes | No | Yes | M. L.: MFG/MD/2021/000369 |  | 1 | ADLER PRODUCTS\RESTOR PRODUCTS\IMPLANTS | 0 | Initial issue | Y | JOINT REPLACEMENT PROSTHESIS |  | 1/lot | No | Yes | Yes | No | N. A. | 100MM | TITANIUM
A1604 | A1604.1120 | RESTOR RESECTION COUPLER, LOWER LIMB, TITANIUM, LENGTH 120MM |  | A1604.0000 | #N/A | #N/A | N. A. | N. A. | N. A. | QPF/A1604 | #N/A | #N/A | #N/A | #N/A | #N/A | PS/A1604 | #N/A | #N/A | #N/A | #N/A | #N/A | A1604 | DD-JRP1 | IU/10 | Class D | FINISHED GOODS | RESTOR™ | RESECTION COUPLER | LOWER LIMB, TITANIUM, LENGTH 120MM | 02 | Yes | No | R | Yes | A1604.1120 | No | N. A. | No | Yes | No | Yes | M. L.: MFG/MD/2021/000369 |  | 1 | ADLER PRODUCTS\RESTOR PRODUCTS\IMPLANTS | 0 | Initial issue | Y | JOINT REPLACEMENT PROSTHESIS |  | 1/lot | No | Yes | Yes | No | N. A. | 120MM | TITANIUM
A1604 | A1604.1150 | RESTOR RESECTION COUPLER, LOWER LIMB, TITANIUM, LENGTH 150MM |  | A1604.0000 | #N/A | #N/A | N. A. | N. A. | N. A. | QPF/A1604 | #N/A | #N/A | #N/A | #N/A | #N/A | PS/A1604 | #N/A | #N/A | #N/A | #N/A | #N/A | A1604 | DD-JRP1 | IU/10 | Class D | FINISHED GOODS | RESTOR™ | RESECTION COUPLER | LOWER LIMB, TITANIUM, LENGTH 150MM | 02 | Yes | No | R | Yes | A1604.1150 | No | N. A. | No | Yes | No | Yes | M. L.: MFG/MD/2021/000369 |  | 1 | ADLER PRODUCTS\RESTOR PRODUCTS\IMPLANTS | 0 | Initial issue | Y | JOINT REPLACEMENT PROSTHESIS |  | 1/lot | No | Yes | Yes | No | N. A. | 150MM | TITANIUM
A1604 | A1604.1180 | RESTOR RESECTION COUPLER, LOWER LIMB, TITANIUM, LENGTH 180MM |  | A1604.0180 | 00 | 2017-10-24 | N. A. | N. A. | N. A. | QPF/A1604 | 03 | 2014-06-08 | N. A. | N. A. | N. A. | PS/A1604 | 02 | 2017-10-27 | 2022-11-05 | 2019-11-06 | N. A. | A1604 | DD-JRP1 | IU/10 | Class D | FINISHED GOODS | RESTOR™ | RESECTION COUPLER | LOWER LIMB, TITANIUM, LENGTH 180MM | 02 | Yes | No | R | Yes | A1604.1180 | No | N. A. | No | Yes | No | Yes | M. L.: MFG/MD/2021/000369 |  | 1 | ADLER PRODUCTS\RESTOR PRODUCTS\IMPLANTS | 0 | Initial issue | N | JOINT REPLACEMENT PROSTHESIS |  | 1/lot | No | Yes | Yes | No | N. A. | 180MM | TITANIUM
A1604 | A1604.1250 | RESTOR RESECTION COUPLER, LOWER LIMB, TITANIUM, LENGTH 250MM |  | A1604.0000 | #N/A | #N/A | N. A. | N. A. | N. A. | QPF/A1604 | #N/A | #N/A | #N/A | #N/A | #N/A | PS/A1604 | #N/A | #N/A | #N/A | #N/A | #N/A | A1604 | DD-JRP1 | IU/10 | Class D | FINISHED GOODS | RESTOR™ | RESECTION COUPLER | LOWER LIMB, TITANIUM, LENGTH 250MM | 02 | Yes | No | R | Yes | A1604.1250 | No | N. A. | No | Yes | No | Yes | M. L.: MFG/MD/2021/000369 |  | 1 | ADLER PRODUCTS\RESTOR PRODUCTS\IMPLANTS | 0 | Initial issue | Y | JOINT REPLACEMENT PROSTHESIS |  | 1/lot | No | Yes | Yes | No | N. A. | 250MM | TITANIUM
A1605.10 | A1605.1038 | RESTOR TROCHANTERIC COMPONENT, OFFSET 38, NEUTRAL, COCR |  | A1605.1000 | 05 | 2019-02-05 | N. A. | N. A. | N. A. | QPF/A1605.10 | 07 | 2022-11-29 | N. A. | N. A. | N. A. | PS/A1605.10 | 04 | 2020-05-07 | 2023-05-07 | N. A. | N. A. | A1605.10 | DD-JRP1 | IU/8 | Class D | FINISHED GOODS | RESTOR™ | TROCHANTERIC COMPONENT | OFFSET 38, NEUTRAL, COCR | 02 | Yes | No | R | Yes | A1605.1038 | No | N. A. | No | Yes | No | Yes | M. L.: MFG/MD/2021/000369 |  | 1 | ADLER PRODUCTS\MODULOC PRODUCTS\IMPLANTS | 0 | Initial issue | N | JOINT REPLACEMENT PROSTHESIS |  | 1/lot | No | Yes | Yes | No | N. A. | NEUTRAL | OFFSET 38
P0101.0002 | A1605.1038C | RESTOR TROCHANTERIC COMPONENT, OFFSET 38, NEUTRAL, COCR, CUSTOM MADE |  | A1605.1038C | 00 | 2023-02-26 | N. A. | N. A. | N. A. | QPF/PSI | ,00 | 2023-02-28 | N. A. | N. A. | N. A. | N. A. | N. A. | N. A. | N. A. | N. A. | N. A. | N. A. | N. A. | N. A. | N. A. | PSI | N. A. | N. A. | N. A. | 16 | N. A. | N. A. |  | N. A. | N. A. | N. A. | N. A. | N. A. | N. A. | N. A. | N. A. | N. A. | N. A. | 1 | N. A. | N. A. | Added on 01FEB2023 | N | PSI |  | No | No | N. A. | N. A. | N. A. | N. A.
A1605.10 | A1605.1138 | RESTOR TROCHANTERIC COMPONENT, OFFSET 38, 15DEG. ANTEVERSION, LEFT, COCR |  | A1605.1000 | 05 | 2019-02-05 | N. A. | N. A. | N. A. | QPF/A1605.10 | 06 | 2014-06-08 | N. A. | N. A. | N. A. | PS/A1605.10 | 04 | 2020-05-07 | 2023-05-07 | N. A. | N. A. | A1605.10 | DD-JRP1 | IU/8 | Class D | FINISHED GOODS | RESTOR™ | TROCHANTERIC COMPONENT | OFFSET 38, 15DEG. ANTEVERSION, LEFT, COCR | 02 | Yes | No | R | Yes | A1605.1138 | No | N. A. | No | Yes | No | Yes | M. L.: MFG/MD/2021/000369 |  | 1 | ADLER PRODUCTS\MODULOC PRODUCTS\IMPLANTS | 0 | Initial issue | N | JOINT REPLACEMENT PROSTHESIS |  | 1/lot | No | Yes | Yes | No | N. A. | LEFT | 15 DEG. ANTEVERSION
A1605.10 | A1605.1238 | RESTOR TROCHANTERIC COMPONENT, OFFSET 38, 15DEG. ANTEVERSION, RIGHT, COCR |  | A1605.1000 | 05 | 2019-02-05 | N. A. | N. A. | N. A. | QPF/A1605.10 | 06 | 2014-06-08 | N. A. | N. A. | N. A. | PS/A1605.10 | 04 | 2020-05-07 | 2023-05-07 | N. A. | N. A. | A1605.10 | DD-JRP1 | IU/8 | Class D | FINISHED GOODS | RESTOR™ | TROCHANTERIC COMPONENT | OFFSET 38, 15DEG. ANTEVERSION, RIGHT, COCR | 02 | Yes | No | R | Yes | A1605.1238 | No | N. A. | No | Yes | No | Yes | M. L.: MFG/MD/2021/000369 |  | 1 | ADLER PRODUCTS\MODULOC PRODUCTS\IMPLANTS | 0 | Initial issue | N | JOINT REPLACEMENT PROSTHESIS |  | 1/lot | No | Yes | Yes | No | N. A. | RIGHT | 15 DEG. ANTEVERSION
A1606.01 | A1606.0101 | RESTOR RH, FEMUR FR, RIGHT AND FEMORAL BUSH FR ASSEMBLY |  | A1606.0101 | 07 | 2018-01-14 | N. A. | N. A. | N. A. | QPF/A1606.01 | 02 | 2018-03-10 | N. A. | N. A. | N. A. | PS/A1606.0101 | 01 | 2019-03-27 | N. A. | N. A. | N. A. | A1606.01 | DD-JRP1 | IU/8 | Class D | FINISHED GOODS | RESTOR™ RH | FEMUR FR, RIGHT AND FEMORAL BUSH FR | ASSEMBLY | 02 | Yes | No | EO | Yes | A1606.0101 | No | N. A. | No | Yes | No | Yes | M. L.: MFG/MD/2021/000369 |  | 1 | ADLER PRODUCTS\RESTOR PRODUCTS\IMPLANTS | 0 | Initial issue | N | JOINT REPLACEMENT PROSTHESIS |  | 1/lot | No | Yes | Yes | No | N. A.
A1606.01 | A1606.0101.01 | RESTOR RH, FEMUR FR, RIGHT |  | A1606.0101.01 | 09 | 2019-01-18 | N. A. | N. A. | N. A. | QPF/A1606.0101.01 | N. A. | N. A. | N. A. | N. A. | N. A. | PS/A1606.0102.01 | 02 | 2019-03-23 | N. A. | N. A. | N. A. | A1606.01 | DD-JRP1 | IU/8 | N. A. | SEMIFINISHED GOODS | N. A. | N. A. | N. A. | N. A. | N. A. | N. A. |  | N. A. | N. A. | N. A. | N. A. | N. A. | N. A. | N. A. | N. A. | N. A. | N. A. | 1 | ADLER PRODUCTS\RESTOR PRODUCTS\IMPLANTS |  | Initial issue | N | JOINT REPLACEMENT PROSTHESIS |  | No | No | N. A. | N. A. | N. A. | N. A.
A1606.01 | A1606.0101I | RESTOR RH, FEMUR FR, RIGHT, CASTING |  | A1606.0101I | 03 | 2017-01-11 | N. A. | N. A. | N. A. | QPR/A1606.01XXI | 02 | 2018-12-20 | N. A. | N. A. | N. A. | N. A. | N. A. | N. A. | N. A. | N. A. | N. A. | A1606.01 | N. A. | N. A. | N. A. | SEMIFINISHED GOODS | N. A. | N. A. | N. A. | N. A. | N. A. | N. A. |  | N. A. | N. A. | N. A. | N. A. | N. A. | N. A. | N. A. | N. A. | N. A. | N. A. | 1 | ADLER PRODUCTS\RESTOR PRODUCTS\IMPLANTS\SEMIFINISHED ITEMS | 0 | Initial issue | N | JOINT REPLACEMENT PROSTHESIS |  | No | No | N. A. | N. A. | N. A. | N. A.
A1606.01 | A1606.0102 | RESTOR RH, FEMUR FR, LEFT AND FEMORAL BUSH FR ASSEMBLY |  | A1606.0102 | 07 | 2018-01-14 | N. A. | N. A. | N. A. | QPF/A1606.01 | 02 | 2018-12-20 | N. A. | N. A. | N. A. | PS/A1606.0102 | 01 | 2019-03-27 | N. A. | N. A. | N. A. | A1606.01 | DD-JRP1 | IU/8 | Class D | FINISHED GOODS | RESTOR™ RH | FEMUR FR, LEFT AND FEMORAL BUSH FR | ASSEMBLY | 02 | Yes | No | EO | Yes | A1606.0102 | No | N. A. | No | Yes | No | Yes | M. L.: MFG/MD/2021/000369 |  | 1 | ADLER PRODUCTS\RESTOR PRODUCTS\IMPLANTS | 0 | Initial issue | N | JOINT REPLACEMENT PROSTHESIS |  | 1/lot | No | Yes | Yes | No | N. A.
A1606.01 | A1606.0102.01 | RESTOR RH, FEMUR FR, LEFT |  | A1606.0102.01 | 09 | 2019-01-18 | N. A. | N. A. | N. A. | QPF/A1606.0102.01 | N. A. | N. A. | N. A. | N. A. | N. A. | PS/A1606.0102.01 | 02 | 2019-03-23 | N. A. | N. A. | N. A. | A1606.01 | DD-JRP1 | IU/8 | N. A. | SEMIFINISHED GOODS | N. A. | N. A. | N. A. | N. A. | N. A. | N. A. |  | N. A. | N. A. | N. A. | N. A. | N. A. | N. A. | N. A. | N. A. | N. A. | N. A. | 1 | ADLER PRODUCTS\RESTOR PRODUCTS\IMPLANTS |  | Initial issue | N | JOINT REPLACEMENT PROSTHESIS |  | No | No | N. A. | N. A. | N. A. | N. A.
A1606.01 | A1606.0102I | RESTOR RH, FEMUR FR, LEFT, CASTING |  | A1606.0102I | 03 | 2017-01-11 | N. A. | N. A. | N. A. | QPR/A1606.01XXI | 02 | 2018-12-20 | N. A. | N. A. | N. A. | N. A. | N. A. | N. A. | N. A. | N. A. | N. A. | A1606.01 | N. A. | N. A. | N. A. | SEMIFINISHED GOODS | N. A. | N. A. | N. A. | N. A. | N. A. | N. A. |  | N. A. | N. A. | N. A. | N. A. | N. A. | N. A. | N. A. | N. A. | N. A. | N. A. | 1 | ADLER PRODUCTS\RESTOR PRODUCTS\IMPLANTS\SEMIFINISHED ITEMS | 0 | Initial issue | N | JOINT REPLACEMENT PROSTHESIS |  | No | No | N. A. | N. A. | N. A. | N. A.
A1606.02 | A1606.0200 | RESTOR RH, TIBIA FR KEEL BASEPLATE SIZE STANDARD, TIBIAL SLEEVE AND TIBIAL STEM 65MM, ASSEMBLY |  | A1606.0200 | 05 | 2018-01-17 | N. A. | N. A. | N. A. | QPF/A1606.0200 | 02 | 2018-03-10 | N. A. | N. A. | N. A. | PS/A1606.0200 | 01 | 2019-03-12 | N. A. | N. A. | N. A. | A1606.02 | DD-JRP1 | IU/8 | Class D | FINISHED GOODS | RESTOR™ RH | TIBIA FR KEEL BASEPLATE SIZE STANDARD | TIBIAL SLEEVE AND TIBIAL STEM 65MM ASSEMBLY CONSISTING OF A1606.0200.01, A1606.10 & A1606.0200.065 | 02 | Yes | No | EO | Yes | A1606.0200 | No | N. A. | No | Yes | No | Yes | M. L.: MFG/MD/2021/000369 |  | 1 | ADLER PRODUCTS\RESTOR PRODUCTS\IMPLANTS |  | Initial issue | N | JOINT REPLACEMENT PROSTHESIS |  | 1/lot | No | Yes | Yes | No | N. A.
A1606.02 | A1606.0200.01 | RESTOR RH, TIBIA FR KEEL BASEPLATE, SIZE STANDARD |  | A1606.0200.01 | 06 | 2018-01-17 | N. A. | N. A. | N. A. | QPF/A1606.0200.01 | N. A. | N. A. | N. A. | N. A. | N. A. | PS/A1606.0201.01 | 02 | 2019-03-23 | N. A. | N. A. | N. A. | A1606.02 | DD-JRP1 | IU/8 | N. A. | SEMIFINISHED GOODS | N. A. | N. A. | N. A. | N. A. | N. A. | N. A. |  | N. A. | N. A. | N. A. | N. A. | N. A. | N. A. | N. A. | N. A. | N. A. | N. A. | 1 | ADLER PRODUCTS\RESTOR PRODUCTS\IMPLANTS |  | Initial issue | N | JOINT REPLACEMENT PROSTHESIS |  | No | No | N. A. | N. A. | N. A. | N. A.
A1606.02 | A1606.0200.065 | RESTOR TIBIAL STEM, 65MM |  | A1606.0200.065 | 03 | 2017-11-25 | N. A. | N. A. | N. A. | QPF/A1606.0200.065 | N. A. | N. A. | N. A. | N. A. | N. A. | PS/A1606.0200.065 | 01 | 2019-03-12 | 2022-12-01 | 2019-12-01 | N. A. | A1606.02 | DD-JRP1 | IU/8 | Class D | SEMIFINISHED GOODS | RESTOR™ RH | RESTOR | TEBIAL STEM, 65MM | 02 | Yes | No | R | Yes | A1606.0200.065 | No | N. A. | No | Yes | No | Yes | M. L.: MFG/MD/2021/000369 |  | 1 | SUB COMPONENTS |  | Initial issue | N | JOINT REPLACEMENT PROSTHESIS |  | 1/lot | No | Yes | Yes | No | N. A. | TIBIAL STEM | 65MM
A1606.02 | A1606.0200.200 | RESTOR TIBIAL STEM, 200MM |  | A1606.0200.200 | N. A. | N. A. | N. A. | N. A. | N. A. | QPF/A1606.0200.200 | N. A. | N. A. | N. A. | N. A. | N. A. | PS/A1606.0200.200 | N. A. | N. A. | N. A. | N. A. | N. A. | A1606.02 | DD-JRP1 | IU/8 | N. A. | SEMIFINISHED GOODS | N. A. | N. A. | N. A. | N. A. | N. A. | N. A. |  | N. A. | N. A. | N. A. | N. A. | N. A. | N. A. | N. A. | N. A. | N. A. | N. A. | 1 | SUB COMPONENTS |  | Initial issue | N | JOINT REPLACEMENT PROSTHESIS |  | 1 | No | N. A. | N. A. | N. A. | N. A. | 200MM | CUSTOM MADE
A1606.02 | A1606.0200I | RESTOR RH, TIBIA FR KEEL BASEPLATE, SIZE STD, CASTING |  | A1606.0200I | 02 | 2017-01-11 | N. A. | N. A. | N. A. | QPR/A1606.0200I | N. A. | N. A. | N. A. | N. A. | N. A. | N. A. | N. A. | N. A. | N. A. | N. A. | N. A. | A1606.02 | N. A. | N. A. | N. A. | SEMIFINISHED GOODS | N. A. | N. A. | N. A. | N. A. | N. A. | N. A. |  | N. A. | N. A. | N. A. | N. A. | N. A. | N. A. | N. A. | N. A. | N. A. | N. A. | 1 | ADLER PRODUCTS\RESTOR PRODUCTS\IMPLANTS\SEMIFINISHED ITEMS | 0 | Initial issue | N | JOINT REPLACEMENT PROSTHESIS |  | No | No | N. A. | N. A. | N. A. | N. A.
A1606.02 | A1606.0201 | RESTOR RH, TIBIA FR KEEL BASEPLATE SIZE SMALL, TIBIAL SLEEVE AND TIBIAL STEM 65MM, ASSEMBLY |  | A1606.0201 | 05 | 2018-01-17 | N. A. | N. A. | N. A. | QPF/A1606.0201 | N. A. | N. A. | N. A. | N. A. | N. A. | PS/A1606.0201 | 01 | 2019-03-12 | N. A. | N. A. | N. A. | A1606.02 | DD-JRP1 | IU/8 | Class D | FINISHED GOODS | RESTOR™ RH | TIBIA FR KEEL BASEPLATE SIZE SMALL | TIBIAL SLEEVE AND TIBIAL STEM 65MM ASSEMBLY CONSISTING OF A1606.0201.01, A1606.10 & A1606.0200.065 | 02 | Yes | No | EO | Yes | A1606.0201 | No | N. A. | No | Yes | No | Yes | M. L.: MFG/MD/2021/000369 |  | 1 | ADLER PRODUCTS\RESTOR PRODUCTS\IMPLANTS | 0 | Initial issue | N | JOINT REPLACEMENT PROSTHESIS |  | 1/lot | No | Yes | Yes | No | N. A.
A1606.02 | A1606.0201.01 | RESTOR RH, TIBIA FR KEEL BASEPLATE, SIZE SMALL |  | A1606.0201.01 | 06 | 2018-01-17 | N. A. | N. A. | N. A. | QPF/A1606.0201.01 | N. A. | N. A. | N. A. | N. A. | N. A. | PS/A1606.0201.01 | 01 | 2019-03-17 | 2022-12-01 | 2019-12-01 | N. A. | A1606.02 | DD-JRP1 | IU/8 | N. A. | SEMIFINISHED GOODS | N. A. | N. A. | N. A. | N. A. | N. A. | N. A. |  | N. A. | N. A. | N. A. | N. A. | N. A. | N. A. | N. A. | N. A. | N. A. | N. A. | 1 | ADLER PRODUCTS\RESTOR PRODUCTS\IMPLANTS |  | Initial issue | N | JOINT REPLACEMENT PROSTHESIS |  | No | No | N. A. | N. A. | N. A. | N. A.
A1606.02 | A1606.0201I | RESTOR RH, TIBIA FR KEEL BASEPLATE, SIZE SMALL, CASTING |  | A1606.0201I | 02 | 2017-01-11 | N. A. | N. A. | N. A. | QPR/A1606.0201I | N. A. | N. A. | N. A. | N. A. | N. A. | N. A. | N. A. | N. A. | N. A. | N. A. | N. A. | A1606.02 | N. A. | N. A. | N. A. | SEMIFINISHED GOODS | N. A. | N. A. | N. A. | N. A. | N. A. | N. A. |  | N. A. | N. A. | N. A. | N. A. | N. A. | N. A. | N. A. | N. A. | N. A. | N. A. | 1 | ADLER PRODUCTS\RESTOR PRODUCTS\IMPLANTS\SEMIFINISHED ITEMS | 0 | Initial issue | N | JOINT REPLACEMENT PROSTHESIS |  | No | No | N. A. | N. A. | N. A. | N. A.
A1606.04 | A1606.04 | RESTOR RH, ROTATING COMPONENT |  | A1606.04 | 05 | 2018-01-31 | N. A. | N. A. | N. A. | QPF/A1606.04 | 03 | 2018-03-17 | N. A. | N. A. | N. A. | PS/A1606.04 | 01 | 2019-04-03 | 2022-12-01 | 2019-12-01 | N. A. | A1606.04 | DD-JRP1 | IU/8 | Class D | FINISHED GOODS | RESTOR™ RH | ROTATING COMPONENT |  | 02 | Yes | No | R | Yes | A1606.04 | No | N. A. | No | Yes | No | Yes | M. L.: MFG/MD/2021/000369 |  | 1 | ADLER PRODUCTS\RESTOR PRODUCTS\IMPLANTS | 0 | Correct the description on 22SEP2024 | N | JOINT REPLACEMENT PROSTHESIS |  | 1/lot | No | Yes | Yes | No | N. A.
A1606.04 | A1606.04I | RESTOR RH, TIBIA FR ROTATING COMPONENT, CASTING |  | A1606.04I | 02 | 2017-01-11 | N. A. | N. A. | N. A. | QPR/A1606.04I | 01 | 2018-07-21 | N. A. | N. A. | N. A. | N. A. | N. A. | N. A. | N. A. | N. A. | N. A. | A1606.04 | N. A. | N. A. | N. A. | SEMIFINISHED GOODS | N. A. | N. A. | N. A. | N. A. | N. A. | N. A. |  | N. A. | N. A. | N. A. | N. A. | N. A. | N. A. | N. A. | N. A. | N. A. | N. A. | 1 | ADLER PRODUCTS\RESTOR PRODUCTS\IMPLANTS\SEMIFINISHED ITEMS | 0 | Initial issue | N | JOINT REPLACEMENT PROSTHESIS |  | No | No | N. A. | N. A. | N. A. | N. A.
A1606.05 | A1606.0508 | RESTOR RH, TIBIAL INSERT FR, STANDARD, 8MM |  | A1606.0508 | 07 | 2019-08-09 | N. A. | N. A. | N. A. | QPR/A1606.05, QPF/A1606.05 | 00 | 2019-10-11 | N. A. | N. A. | N. A. | PS/A1606.0508 | 01 | 2019-04-19 | N. A. | N. A. | N. A. | A1606.05 | DD-JRP1 | IU/8 | Class D | FINISHED GOODS | RESTOR™ RH | TIBIAL INSERT FR, STANDARD | 8MM | 02 | Yes | No | EO | Yes | A1606.0508 | No | N. A. | No | Yes | No | Yes | M. L.: MFG/MD/2021/000369 |  | 1 | ADLER PRODUCTS\RESTOR PRODUCTS\IMPLANTS | 0 | Initial issue | N | JOINT REPLACEMENT PROSTHESIS |  | 1/lot | No | Yes | Yes | No | N. A.
A1606.05 | A1606.0513 | RESTOR RH, TIBIAL INSERT FR, STANDARD, 13MM |  | A1606.0513 | 07 | 2019-08-09 | N. A. | N. A. | N. A. | QPR/A1606.05, QPF/A1606.05 | 00 | 2019-10-11 | N. A. | N. A. | N. A. | PS/A1606.0508 | 01 | 2019-04-19 | N. A. | N. A. | N. A. | A1606.05 | DD-JRP1 | IU/8 | Class D | FINISHED GOODS | RESTOR™ RH | TIBIAL INSERT FR, STANDARD | 13MM | 02 | Yes | No | EO | Yes | A1606.0513 | No | N. A. | No | Yes | No | Yes | M. L.: MFG/MD/2021/000369 |  | 1 | ADLER PRODUCTS\RESTOR PRODUCTS\IMPLANTS | 0 | Initial issue | N | JOINT REPLACEMENT PROSTHESIS |  | 1/lot | No | Yes | Yes | No | N. A.
A1606.05 | A1606.0516 | RESTOR RH, TIBIAL INSERT FR, STD, 16MM |  | A1606.0516 | 07 | 2019-08-09 | N. A. | N. A. | N. A. | QPR/A1606.05, QPF/A1606.05 | 00 | 2019-10-11 | N. A. | N. A. | N. A. | PS/A1606.0508 | 01 | 2019-04-19 | N. A. | N. A. | N. A. | A1606.05 | DD-JRP1 | IU/8 | Class D | FINISHED GOODS | RESTOR™ RH | TIBIAL INSERT FR, STD | 16MM | 02 | Yes | No | EO | Yes | A1606.0516 | No | N. A. | No | Yes | No | Yes | M. L.: MFG/MD/2021/000369 |  | 1 | ADLER PRODUCTS\RESTOR PRODUCTS\IMPLANTS | 0 | Initial issue | N | JOINT REPLACEMENT PROSTHESIS |  | 1/lot | No | Yes | Yes | No | N. A.
A1606.05 | A1606.0608 | RESTOR RH, TIBIAL INSERT FR, SMALL, 8MM |  | A1606.0608 | 07 | 2019-08-09 | N. A. | N. A. | N. A. | QPR/A1606.06, QPF/A1606.06 | 00 | 2019-10-11 | N. A. | N. A. | N. A. | PS/A1606.0608 | 01 | 2019-04-19 | N. A. | N. A. | N. A. | A1606.05 | DD-JRP1 | IU/8 | Class D | FINISHED GOODS | RESTOR™ RH | TIBIAL INSERT FR, SMALL | 8MM | 02 | Yes | No | EO | Yes | A1606.0608 | No | N. A. | No | Yes | No | Yes | M. L.: MFG/MD/2021/000369 |  | 1 | ADLER PRODUCTS\RESTOR PRODUCTS\IMPLANTS | 0 | Initial issue | N | JOINT REPLACEMENT PROSTHESIS |  | 1/lot | No | Yes | Yes | No | N. A.
A1606.05 | A1606.0613 | RESTOR RH, TIBIAL INSERT FR, SMALL, 13MM |  | A1606.0613 | 07 | 2019-08-09 | N. A. | N. A. | N. A. | QPR/A1606.06, QPF/A1606.06 | 00 | 2019-10-11 | N. A. | N. A. | N. A. | PS/A1606.0608 | 01 | 2019-04-19 | N. A. | N. A. | N. A. | A1606.05 | DD-JRP1 | IU/8 | Class D | FINISHED GOODS | RESTOR™ RH | TIBIAL INSERT FR, SMALL | 13MM | 02 | Yes | No | EO | Yes | A1606.0613 | No | N. A. | No | Yes | No | Yes | M. L.: MFG/MD/2021/000369 |  | 1 | ADLER PRODUCTS\RESTOR PRODUCTS\IMPLANTS | 0 | Initial issue | N | JOINT REPLACEMENT PROSTHESIS |  | 1/lot | No | Yes | Yes | No | N. A.
A1606.05 | A1606.0616 | RESTOR RH, TIBIAL INSERT FR, SMALL, 16MM |  | A1606.0616 | 07 | 2019-08-09 | N. A. | N. A. | N. A. | QPR/A1606.06, QPF/A1606.06 | N. A. | N. A. | N. A. | N. A. | N. A. | PS/A1606.0608 | 01 | 2019-04-19 | N. A. | N. A. | N. A. | A1606.06 | DD-JRP1 | IU/8 | Class D | FINISHED GOODS | RESTOR™ RH | TIBIAL INSERT FR, SMALL | 16MM | 02 | Yes | No | EO | Yes | A1606.0616 | No | N. A. | No | Yes | No | Yes | M. L.: MFG/MD/2021/000369 |  | 1 | ADLER PRODUCTS\RESTOR PRODUCTS\IMPLANTS | 0 | Initial issue | N | JOINT REPLACEMENT PROSTHESIS |  | 1/lot | No | Yes | Yes | No | N. A.
A1606.07 | A1606.07 | RESTOR RH, BUMPER FR |  | A1606.07 | 06 | 2017-02-01 | N. A. | N. A. | N. A. | QPF/A1606.07 | 04 | 2018-07-26 | N. A. | N. A. | N. A. | PS/A1606.07 | 01 | 2018-07-21 | 2022-12-01 | 2019-12-01 | N. A. | A1606.07 | DD-JRP1 | IU/8 | Class D | FINISHED GOODS | RESTOR™ RH | BUMPER FR |  | 02 | Yes | No | EO | Yes | A1606.07 | No | N. A. | No | Yes | No | Yes | M. L.: MFG/MD/2021/000369 |  | 1 | ADLER PRODUCTS\RESTOR PRODUCTS\IMPLANTS | 0 | Initial issue | N | JOINT REPLACEMENT PROSTHESIS |  | 1/lot | No | Yes | Yes | No | N. A. | 0 DEG. | HYPER EXTENSION
A1606.08 | A1606.08 | SPLIT POLY BUSH FOR RESTOR RH, FEMUR FR, SUPPLIED IN PAIR |  | A1606.08 | 08 | 2018-05-11 | N. A. | N. A. | N. A. | QPF/A1606.08 | 06 | 2019-06-12 | N. A. | N. A. | N. A. | PS/A1606.08 | 01 | 2019-04-19 | N. A. | N. A. | N. A. | A1606.08 | DD-JRP1 | IU/8 | Class D | FINISHED GOODS | RESTOR™ RH | SPLIT POLY BUSH FOR RESTOR RH, | FEMUR FR, SUPPLIED IN PAIR | 02 | Yes | No | EO | Yes | A1606.08 | No | N. A. | No | Yes | No | Yes | M. L.: MFG/MD/2021/000369 |  | 1 | ADLER PRODUCTS\RESTOR PRODUCTS\IMPLANTS | 0 | Modified the description on 03MAY2024 as per mail from PST on 2MAY24 | N | JOINT REPLACEMENT PROSTHESIS |  | 1/lot | No | Yes | Yes | No | N. A. | POLY BUSH | FOR RH FEMUR FR
A1606.09 | A1606.09 | RESTOR RH, PIVOT PIN FR |  | A1606.09 | 05 | 2018-01-14 | N. A. | N. A. | N. A. | QPF/A1606.09 | 03 | 2018-03-17 | N. A. | N. A. | N. A. | PS/A1606.09 | 01 | 2019-03-12 | 2022-12-01 | 2019-12-01 | N. A. | A1606.09 | DD-JRP1 | IU/8 | Class D | FINISHED GOODS | RESTOR™ RH | PIVOT PIN FR |  | 02 | Yes | No | R | Yes | A1606.09 | No | N. A. | No | Yes | No | Yes | M. L.: MFG/MD/2021/000369 |  | 1 | ADLER PRODUCTS\RESTOR PRODUCTS\IMPLANTS | 0 | Initial issue | N | JOINT REPLACEMENT PROSTHESIS |  | 1/lot | No | Yes | Yes | No | N. A.
A1606.10 | A1606.10 | RESTOR RH, TIBIAL SLEEVE FR |  | A1606.10 | 05 | 2018-01-14 | N. A. | N. A. | N. A. | QPF/A1606.10 | 02 | 2019-06-27 | N. A. | N. A. | N. A. | PS/A1606.10 | 01 | 2019-04-02 | 2022-12-01 | 2019-12-01 | N. A. | A1606.10 | DD-JRP1 | IU/8 | Class D | FINISHED GOODS | RESTOR™ RH | TIBIAL SLEEVE FR |  | 02 | Yes | No | EO | Yes | A1606.10 | No | N. A. | No | Yes | No | Yes | M. L.: MFG/MD/2021/000369 |  | 1 | ADLER PRODUCTS\RESTOR PRODUCTS\IMPLANTS | 0 | Initial issue | N | JOINT REPLACEMENT PROSTHESIS |  | 1/lot | No | Yes | Yes | No | N. A.
H0408 | A1607.2120 | ADLER MODULAR HEAD, COCR, 22/-2 TO BE USED WITH MODULOC CUP |  | A1607.2120,A1607.2120P1,A1607.2120/IIDM | 06 | 2019-12-06 | N. A. | N. A. | N. A. | QPF/A1607 | 02 | 2017-11-09 | N. A. | N. A. | N. A. | PS/H0408 | 07 | 2021-02-20 | 2024-02-19 | N. A. | N. A. | A1607 | DD-JRP2 | IU/10 | Class D | FINISHED GOODS | ADLER™ | MODULAR HEAD, COCR | 22MM - NECK -2.0 | 02 | Yes | No | R | Yes | A1607.2120 | No | N. A. | No | Yes | No | Yes | M. L.: MFG/MD/2021/000369 |  | 1 | ADLER PRODUCTS\MODULOC PRODUCTS\IMPLANTS | 0 | Initial issue | N | JOINT REPLACEMENT PROSTHESIS |  | 1/lot | No | Yes | Yes | No | N. A. | 22MM | NECK -2.0
H0408 | A1607.2200 | ADLER MODULAR HEAD, COCR, 22/00 TO BE USED WITH MODULOC CUP |  | A1607.2200,A1607.2200P1,A1607.2200/IIDM | 01 | 2018-04-10 | N. A. | N. A. | N. A. | QPF/A1607 | 02 | 2017-11-09 | N. A. | N. A. | N. A. | PS/H0408 | 07 | 2021-02-20 | 2024-02-19 | N. A. | N. A. | A1607 | DD-JRP2 | IU/10 | Class D | FINISHED GOODS | ADLER™ | MODULAR HEAD, COCR | 22MM - NECK 0.0 | 02 | Yes | No | R | Yes | A1607.2200 | No | N. A. | No | Yes | No | Yes | M. L.: MFG/MD/2021/000369 |  | 1 | ADLER PRODUCTS\MODULOC PRODUCTS\IMPLANTS | 0 | Initial issue | N | JOINT REPLACEMENT PROSTHESIS |  | 1/lot | No | Yes | Yes | No | N. A. | 22MM | NECK 0.0
H0408 | A1607.2235 | ADLER MODULAR HEAD, COCR, 22/+3.5 TO BE USED WITH MODULOC CUP |  | A1607.2235,A1607.2235P1,A1607.2235/IIDM | 01 | 2018-04-10 | N. A. | N. A. | N. A. | QPF/A1607 | 02 | 2017-11-09 | N. A. | N. A. | N. A. | PS/H0408 | 07 | 2021-02-20 | 2024-02-19 | N. A. | N. A. | A1607 | DD-JRP2 | IU/10 | Class D | FINISHED GOODS | ADLER™ | MODULAR HEAD, COCR | 22MM - NECK +3.5 | 02 | Yes | No | R | Yes | A1607.2235 | No | N. A. | No | Yes | No | Yes | M. L.: MFG/MD/2021/000369 |  | 1 | ADLER PRODUCTS\MODULOC PRODUCTS\IMPLANTS | 0 | Initial issue | N | JOINT REPLACEMENT PROSTHESIS |  | 1/lot | No | Yes | Yes | No | N. A. | 22MM | NECK +3.5
H0408 | A1607.2275 | ADLER MODULAR HEAD, COCR, 22/+7.5 TO BE USED WITH MODULOC CUP |  | A1607.2275,A1607.2275P1,A1607.2275/IIDM | 01 | 2018-04-10 | N. A. | N. A. | N. A. | QPF/A1607 | 02 | 2017-11-09 | N. A. | N. A. | N. A. | PS/H0408 | 07 | 2021-02-20 | 2024-02-19 | N. A. | N. A. | A1607 | DD-JRP2 | IU/10 | Class D | FINISHED GOODS | ADLER™ | MODULAR HEAD, COCR | 22MM - NECK +7.5 | 02 | Yes | No | R | Yes | A1607.2275 | No | N. A. | No | Yes | No | Yes | M. L.: MFG/MD/2021/000369 |  | 1 | ADLER PRODUCTS\MODULOC PRODUCTS\IMPLANTS | 0 | Initial issue | N | JOINT REPLACEMENT PROSTHESIS |  | 1/lot | No | Yes | Yes | No | N. A. | 22MM | NECK +7.5
H0408 | A1607.2735 | ADLER MODULAR HEAD, COCR, 28/-3.5 TO BE USED WITH MODULOC CUP |  | A1607.2735,A1607.2735P1,A1607.2735/IIDM | 01 | 2018-04-10 | N. A. | N. A. | N. A. | QPF/A1607 | 02 | 2017-11-09 | N. A. | N. A. | N. A. | PS/H0408 | 07 | 2021-02-20 | 2024-02-19 | N. A. | N. A. | A1607 | DD-JRP2 | IU/10 | Class D | FINISHED GOODS | ADLER™ | MODULAR HEAD, COCR | 28MM - NECK -3.5 | 02 | Yes | No | R | Yes | A1607.2735 | No | N. A. | No | Yes | No | Yes | M. L.: MFG/MD/2021/000369 |  | 1 | ADLER PRODUCTS\MODULOC PRODUCTS\IMPLANTS | 0 | Initial issue | N | JOINT REPLACEMENT PROSTHESIS |  | 1/lot | No | Yes | Yes | No | N. A. | 28MM | NECK -3.5
H0408 | A1607.2800 | ADLER MODULAR HEAD, COCR, 28/00 TO BE USED WITH MODULOC CUP |  | A1607.2800,A1607.2800P1,A1607.2800/IIDM | 01 | 2018-04-10 | N. A. | N. A. | N. A. | QPF/A1607 | 02 | 2017-11-09 | N. A. | N. A. | N. A. | PS/H0408 | 07 | 2021-02-20 | 2024-02-19 | N. A. | N. A. | A1607 | DD-JRP2 | IU/10 | Class D | FINISHED GOODS | ADLER™ | MODULAR HEAD, COCR | 28MM - NECK 0.0 | 02 | Yes | No | R | Yes | A1607.2800 | No | N. A. | No | Yes | No | Yes | M. L.: MFG/MD/2021/000369 |  | 1 | ADLER PRODUCTS\MODULOC PRODUCTS\IMPLANTS | 0 | Initial issue | N | JOINT REPLACEMENT PROSTHESIS |  | 1/lot | No | Yes | Yes | No | N. A. | 28MM | NECK 0.0
H0408 | A1607.2835 | ADLER MODULAR HEAD, COCR, 28/+3.5 TO BE USED WITH MODULOC CUP |  | A1607.2835,A1607.2835P1,A1607.2835/IIDM | 01 | 2018-04-10 | N. A. | N. A. | N. A. | QPF/A1607 | 02 | 2017-11-09 | N. A. | N. A. | N. A. | PS/H0408 | 07 | 2021-02-20 | 2024-02-19 | N. A. | N. A. | A1607 | DD-JRP2 | IU/10 | Class D | FINISHED GOODS | ADLER™ | MODULAR HEAD, COCR | 28MM - NECK +3.5 | 02 | Yes | No | R | Yes | A1607.2835 | No | N. A. | No | Yes | No | Yes | M. L.: MFG/MD/2021/000369 |  | 1 | ADLER PRODUCTS\MODULOC PRODUCTS\IMPLANTS | 0 | Initial issue | N | JOINT REPLACEMENT PROSTHESIS |  | 1/lot | No | Yes | Yes | No | N. A. | 28MM | NECK +3.5
H0408 | A1607.2875 | ADLER MODULAR HEAD, COCR, 28/+7.5 TO BE USED WITH MODULOC CUP |  | A1607.2875,A1607.2875P1,A1607.2875/IIDM | 01 | 2018-04-10 | N. A. | N. A. | N. A. | QPF/A1607 | 02 | 2017-11-09 | N. A. | N. A. | N. A. | PS/H0408 | 07 | 2021-02-20 | 2024-02-19 | N. A. | N. A. | A1607 | DD-JRP2 | IU/10 | Class D | FINISHED GOODS | ADLER™ | MODULAR HEAD, COCR | 28MM - NECK +7.5 | 02 | Yes | No | R | Yes | A1607.2875 | No | N. A. | No | Yes | No | Yes | M. L.: MFG/MD/2021/000369 |  | 1 | ADLER PRODUCTS\MODULOC PRODUCTS\IMPLANTS | 0 | Initial issue | N | JOINT REPLACEMENT PROSTHESIS |  | 1/lot | No | Yes | Yes | No | N. A. | 28MM | NECK +7.5
H0408 | A1607.2900 | ADLER MODULAR HEAD, COCR, 28/+10 TO BE USED WITH MODULOC CUP |  | A1607.2900,A1607.2900P1,A1607.2900/IIDM | 01 | 2018-04-10 | N. A. | N. A. | N. A. | QPF/A1607 | 02 | 2017-11-09 | N. A. | N. A. | N. A. | PS/H0408 | 07 | 2021-02-20 | 2024-02-19 | N. A. | N. A. | A1607 | DD-JRP2 | IU/10 | Class D | FINISHED GOODS | ADLER™ | MODULAR HEAD, COCR | 28MM - NECK +10 | 02 | Yes | No | R | Yes | A1607.2900 | No | N. A. | No | Yes | No | Yes | M. L.: MFG/MD/2021/000369 |  | 1 | ADLER PRODUCTS\MODULOC PRODUCTS\IMPLANTS | 0 | Initial issue | N | JOINT REPLACEMENT PROSTHESIS |  | 1/lot | No | Yes | Yes | No | N. A. | 28MM | NECK +10
H0408 | A1607.2925 | ADLER MODULAR HEAD, COCR, 28/+12.5 TO BE USED WITH MODULOC CUP |  | A1607.2925,A1607.2925P1,A1607.2925/IIDM | 01 | 2018-04-10 | N. A. | N. A. | N. A. | QPF/A1607 | 02 | 2017-11-09 | N. A. | N. A. | N. A. | PS/H0408 | 07 | 2021-02-20 | 2024-02-19 | N. A. | N. A. | A1607 | DD-JRP2 | IU/10 | Class D | FINISHED GOODS | ADLER™ | MODULAR HEAD, COCR | 28MM - NECK +12.5 | 02 | Yes | No | R | Yes | A1607.2925 | No | N. A. | No | Yes | No | Yes | M. L.: MFG/MD/2021/000369 |  | 1 | ADLER PRODUCTS\MODULOC PRODUCTS\IMPLANTS | 0 | Initial issue | N | JOINT REPLACEMENT PROSTHESIS |  | 1/lot | No | Yes | Yes | No | N. A. | 28MM | NECK +12.5
A1801 | A1801.0233 | RESTOR HUMERAL HEAD, RIGHT, DIA. 33MM |  | A1801.0133 | #N/A | #N/A | N. A. | N. A. | N. A. | QPF/A1801 | 06 | 2022-12-14 | #N/A | #N/A | #N/A | PS/A1801 | #N/A | #N/A | #N/A | #N/A | #N/A | A1801 | DD-JRP1 | IU/8 | Class D | FINISHED GOODS | RESTOR™ | HUMERAL HEAD | RIGHT, DIA. 33MM | 02 | Yes | No | R | Yes | A1801.0233 | No | N. A. | No | Yes | No | Yes | M. L.: MFG/MD/2021/000369 |  | 1 | ADLER PRODUCTS\RESTOR PRODUCTS\IMPLANTS | 0 | Initial issue | Y | JOINT REPLACEMENT PROSTHESIS |  | 1/lot | No | Yes | Yes | No | N. A. | 33MM | RIGHT
A1801 | A1801.0241 | RESTOR HUMERAL HEAD, RIGHT, DIA. 41MM |  | A1801.0241 | #N/A | #N/A | N. A. | N. A. | N. A. | QPF/A1801 | 06 | 2022-12-14 | #N/A | #N/A | #N/A | PS/A1801 | #N/A | #N/A | #N/A | #N/A | #N/A | A1801 | DD-JRP1 | IU/8 | Class D | FINISHED GOODS | RESTOR™ | HUMERAL HEAD | RIGHT, DIA. 41MM | 02 | Yes | No | R | Yes | A1801.0241 | No | N. A. | No | Yes | No | Yes | M. L.: MFG/MD/2021/000369 |  | 1 | ADLER PRODUCTS\RESTOR PRODUCTS\IMPLANTS | 0 | Initial issue | Y | JOINT REPLACEMENT PROSTHESIS |  | 1/lot | No | Yes | Yes | No | N. A. | 41MM | RIGHT
A1801 | A1801.0337 | RESTOR HUMERAL HEAD, LEFT, COCR |  | A1801.0100 | N. A. | N. A. | N. A. | N. A. | N. A. | QPF/A1801 | 06 | 2022-12-14 | N. A. | N. A. | N. A. | PS/A1801 | 01 | 2017-10-28 | N. A. | N. A. | N. A. | A1801 | DD-JRP1 | IU/8 | Class D | FINISHED GOODS | RESTOR™ | HUMERAL HEAD | LEFT, COCR | 02 | Yes | No | R | Yes | A1801.0337 | No | N. A. | No | Yes | No | Yes | M. L.: MFG/MD/2021/000369 |  | 1 | ADLER PRODUCTS\RESTOR PRODUCTS\IMPLANTS | 0 | Added additional specification | N | JOINT REPLACEMENT PROSTHESIS |  | 1/lot | No | Yes | Yes | No | N. A. | 37MM | LEFT
A1801 | A1801.0437 | RESTOR HUMERAL HEAD, RIGHT, COCR |  | A1801.0200 | N. A. | N. A. | N. A. | N. A. | N. A. | QPF/A1801 | 06 | 2022-12-14 | N. A. | N. A. | N. A. | PS/A1801 | 01 | 2017-10-28 | N. A. | N. A. | N. A. | A1801 | DD-JRP1 | IU/8 | Class D | FINISHED GOODS | RESTOR™ | HUMERAL HEAD | RIGHT, COCR | 02 | Yes | No | R | Yes | A1801.0437 | No | N. A. | No | Yes | No | Yes | M. L.: MFG/MD/2021/000369 |  | 1 | ADLER PRODUCTS\RESTOR PRODUCTS\IMPLANTS | 0 | Added additional specification | N | JOINT REPLACEMENT PROSTHESIS |  | 1/lot | No | Yes | Yes | No | N. A. | 37MM | RIGHT
A1802 | A1802.0125 | RESTOR RESECTION PIECE, TITANIUM, UPPER LIMB, 25MM |  | A1802.0000 | 12 | 2014-10-08 | N. A. | N. A. | N. A. | QPF/A1802 | 05 | 2022-12-14 | N. A. | N. A. | N. A. | PS/A1802 | 03 | 2018-04-11 | 2022-12-01 | 2019-12-01 | N. A. | A1802 | DD-JRP1 | IU/8 | Class D | FINISHED GOODS | RESTOR™ | RESECTION PIECE | TITANIUM, UPPER LIMB, 25MM | 02 | Yes | No | R | Yes | A1802.0125 | No | N. A. | No | Yes | No | Yes | M. L.: MFG/MD/2021/000369 |  | 1 | ADLER PRODUCTS\RESTOR PRODUCTS\IMPLANTS | 0 | Initial issue | Y | JOINT REPLACEMENT PROSTHESIS |  | 1/lot | No | Yes | Yes | No | N. A. | 25MM | TITANIUM
A1802 | A1802.0135 | RESTOR RESECTION PIECE, TITANIUM, UPPER LIMB, 35MM |  | A1802.0000 | 12 | 2014-10-08 | N. A. | N. A. | N. A. | QPF/A1802 | 05 | 2022-12-14 | N. A. | N. A. | N. A. | PS/A1802 | 03 | 2018-04-11 | 2022-12-01 | 2019-12-01 | N. A. | A1802 | DD-JRP1 | IU/8 | Class D | FINISHED GOODS | RESTOR™ | RESECTION PIECE | TITANIUM, UPPER LIMB, 35MM | 02 | Yes | No | R | Yes | A1802.0135 | No | N. A. | No | Yes | No | Yes | M. L.: MFG/MD/2021/000369 |  | 1 | ADLER PRODUCTS\RESTOR PRODUCTS\IMPLANTS | 0 | Initial issue | N | JOINT REPLACEMENT PROSTHESIS |  | 1/lot | No | Yes | Yes | No | N. A. | 35MM | TITANIUM
A1802 | A1802.0145 | RESTOR RESECTION PIECE, TITANIUM, UPPER LIMB, 45MM |  | A1802.0000 | 12 | 2014-10-08 | N. A. | N. A. | N. A. | QPF/A1802 | 05 | 2022-12-14 | N. A. | N. A. | N. A. | PS/A1802 | 03 | 2018-04-11 | 2022-12-01 | 2019-12-01 | N. A. | A1802 | DD-JRP1 | IU/8 | Class D | FINISHED GOODS | RESTOR™ | RESECTION PIECE | TITANIUM, UPPER LIMB, 45MM | 02 | Yes | No | R | Yes | A1802.0145 | No | N. A. | No | Yes | No | Yes | M. L.: MFG/MD/2021/000369 |  | 1 | ADLER PRODUCTS\RESTOR PRODUCTS\IMPLANTS | 0 | Initial issue | N | JOINT REPLACEMENT PROSTHESIS |  | 1/lot | No | Yes | Yes | No | N. A. | 45MM | TITANIUM
A1802 | A1802.0155 | RESTOR RESECTION PIECE, TITANIUM, UPPER LIMB, 55MM |  | A1802.0000 | 12 | 2014-10-08 | N. A. | N. A. | N. A. | QPF/A1802 | 05 | 2022-12-14 | N. A. | N. A. | N. A. | PS/A1802 | 03 | 2018-04-11 | 2022-12-01 | 2019-12-01 | N. A. | A1802 | DD-JRP1 | IU/8 | Class D | FINISHED GOODS | RESTOR™ | RESECTION PIECE | TITANIUM, UPPER LIMB, 55MM | 02 | Yes | No | R | Yes | A1802.0155 | No | N. A. | No | Yes | No | Yes | M. L.: MFG/MD/2021/000369 |  | 1 | ADLER PRODUCTS\RESTOR PRODUCTS\IMPLANTS | 0 | Initial issue | N | JOINT REPLACEMENT PROSTHESIS |  | 1/lot | No | Yes | Yes | No | N. A. | 55MM | TITANIUM
A1802 | A1802.0165 | RESTOR RESECTION PIECE, TITANIUM, UPPER LIMB, 65MM |  | A1802.0000 | 12 | 2014-10-08 | N. A. | N. A. | N. A. | QPF/A1802 | 05 | 2022-12-14 | N. A. | N. A. | N. A. | PS/A1802 | 03 | 2018-04-11 | 2022-12-01 | 2019-12-01 | N. A. | A1802 | DD-JRP1 | IU/8 | Class D | FINISHED GOODS | RESTOR™ | RESECTION PIECE | TITANIUM, UPPER LIMB, 65MM | 02 | Yes | No | R | Yes | A1802.0165 | No | N. A. | No | Yes | No | Yes | M. L.: MFG/MD/2021/000369 |  | 1 | ADLER PRODUCTS\RESTOR PRODUCTS\IMPLANTS | 0 | Initial issue | N | JOINT REPLACEMENT PROSTHESIS |  | 1/lot | No | Yes | Yes | No | N. A. | 65MM | TITANIUM
A1802 | A1802.0175 | RESTOR RESECTION PIECE, TITANIUM, UPPER LIMB, 75MM |  | A1802.0000 | 12 | 2014-10-08 | N. A. | N. A. | N. A. | QPF/A1802 | 05 | 2022-12-14 | N. A. | N. A. | N. A. | PS/A1802 | 03 | 2018-04-11 | 2022-12-01 | 2019-12-01 | N. A. | A1802 | DD-JRP1 | IU/8 | Class D | FINISHED GOODS | RESTOR™ | RESECTION PIECE | TITANIUM, UPPER LIMB, 75MM | 02 | Yes | No | R | Yes | A1802.0175 | No | N. A. | No | Yes | No | Yes | M. L.: MFG/MD/2021/000369 |  | 1 | ADLER PRODUCTS\RESTOR PRODUCTS\IMPLANTS | 0 | Initial issue | N | JOINT REPLACEMENT PROSTHESIS |  | 1/lot | No | Yes | Yes | No | N. A. | 75MM | TITANIUM
A1802 | A1802.0185 | RESTOR RESECTION PIECE, TITANIUM, UPPER LIMB, 85MM |  | A1802.0000 | 12 | 2014-10-08 | N. A. | N. A. | N. A. | QPF/A1802 | 05 | 2022-12-14 | N. A. | N. A. | N. A. | PS/A1802 | 03 | 2018-04-11 | 2022-12-01 | 2019-12-01 | N. A. | A1802 | DD-JRP1 | IU/8 | Class D | FINISHED GOODS | RESTOR™ | RESECTION PIECE | TITANIUM, UPPER LIMB, 85MM | 02 | Yes | No | R | Yes | A1802.0185 | No | N. A. | No | Yes | No | Yes | M. L.: MFG/MD/2021/000369 |  | 1 | ADLER PRODUCTS\RESTOR PRODUCTS\IMPLANTS | 0 | Initial issue | N | JOINT REPLACEMENT PROSTHESIS |  | 1/lot | No | Yes | Yes | No | N. A. | 85MM | TITANIUM
A1802 | A1802.0195 | RESTOR RESECTION PIECE, TITANIUM, UPPER LIMB, 95MM |  | A1802.0000 | 12 | 2014-10-08 | N. A. | N. A. | N. A. | QPF/A1802 | 05 | 2022-12-14 | N. A. | N. A. | N. A. | PS/A1802 | 03 | 2018-04-11 | 2022-12-01 | 2019-12-01 | N. A. | A1802 | DD-JRP1 | IU/8 | Class D | FINISHED GOODS | RESTOR™ | RESECTION PIECE | TITANIUM, UPPER LIMB, 95MM | 02 | Yes | No | R | Yes | A1802.0195 | No | N. A. | No | Yes | No | Yes | M. L.: MFG/MD/2021/000369 |  | 1 | ADLER PRODUCTS\RESTOR PRODUCTS\IMPLANTS | 0 | Initial issue | N | JOINT REPLACEMENT PROSTHESIS |  | 1/lot | No | Yes | Yes | No | N. A. | 95MM | TITANIUM
A1802 | A1802.0265 | RESTOR RESECTION PIECE, SS, UPPER LIMB, 65MM |  | A1802.0000 | #N/A | #N/A | N. A. | N. A. | N. A. | QPF/A1802 | 05 | 2022-12-14 | #N/A | #N/A | #N/A | PS/A1802 | #N/A | #N/A | #N/A | #N/A | #N/A | A1802 | DD-JRP1 | IU/8 | Class D | FINISHED GOODS | RESTOR™ | RESECTION PIECE | SS, UPPER LIMB, 65MM | 02 | Yes | No | R | Yes | A1802.0265 | No | N. A. | No | Yes | No | Yes | M. L.: MFG/MD/2021/000369 |  | 1 | ADLER PRODUCTS\RESTOR PRODUCTS\IMPLANTS | 0 | Initial issue | Y | JOINT REPLACEMENT PROSTHESIS |  | 1/lot | No | Yes | Yes | No | N. A. | 65MM | SS
A1802 | A1802.0405 | RESTOR RESECTION PIECE, TITANIUM, UPPER LIMB, 105MM |  | A1802.0000 | 12 | 2014-10-08 | N. A. | N. A. | N. A. | QPF/A1802 | 05 | 2022-12-14 | N. A. | N. A. | N. A. | PS/A1802 | 03 | 2018-04-11 | 2022-12-01 | 2019-12-01 | N. A. | A1802 | DD-JRP1 | IU/8 | Class D | FINISHED GOODS | RESTOR™ | RESECTION PIECE | TITANIUM, UPPER LIMB, 105MM | 02 | Yes | No | R | Yes | A1802.0405 | No | N. A. | No | Yes | No | Yes | M. L.: MFG/MD/2021/000369 |  | 1 | ADLER PRODUCTS\RESTOR PRODUCTS\IMPLANTS | 0 | Initial issue | N | JOINT REPLACEMENT PROSTHESIS |  | 1/lot | No | Yes | Yes | No | N. A. | 105MM | TITANIUM
A1802 | A1802.0415 | RESTOR RESECTION PIECE, TITANIUM, UPPER LIMB, 115MM |  | A1802.0000 | 12 | 2014-10-08 | N. A. | N. A. | N. A. | QPF/A1802 | 05 | 2022-12-14 | N. A. | N. A. | N. A. | PS/A1802 | 03 | 2018-04-11 | 2022-12-01 | 2019-12-01 | N. A. | A1802 | DD-JRP1 | IU/8 | Class D | FINISHED GOODS | RESTOR™ | RESECTION PIECE | TITANIUM, UPPER LIMB, 115MM | 02 | Yes | No | R | Yes | A1802.0415 | No | N. A. | No | Yes | No | Yes | M. L.: MFG/MD/2021/000369 |  | 1 | ADLER PRODUCTS\RESTOR PRODUCTS\IMPLANTS | 0 | Initial issue | Y | JOINT REPLACEMENT PROSTHESIS |  | 1/lot | No | Yes | Yes | No | N. A. | 115MM | TITANIUM
A1802 | A1802.0425 | RESTOR RESECTION PIECE, TITANIUM, UPPER LIMB, 125MM |  | A1802.0000 | 12 | 2014-10-08 | N. A. | N. A. | N. A. | QPF/A1802 | 05 | 2022-12-14 | N. A. | N. A. | N. A. | PS/A1802 | 03 | 2018-04-11 | 2022-12-01 | 2019-12-01 | N. A. | A1802 | DD-JRP1 | IU/8 | Class D | FINISHED GOODS | RESTOR™ | RESECTION PIECE | TITANIUM, UPPER LIMB, 125MM | 02 | Yes | No | R | Yes | A1802.0425 | No | N. A. | No | Yes | No | Yes | M. L.: MFG/MD/2021/000369 |  | 1 | ADLER PRODUCTS\RESTOR PRODUCTS\IMPLANTS | 0 | Initial issue | N | JOINT REPLACEMENT PROSTHESIS |  | 1/lot | No | Yes | Yes | No | N. A. | 125MM | TITANIUM
A1802 | A1802.0435 | RESTOR RESECTION PIECE, TITANIUM, UPPER LIMB, 135MM |  | A1802.0000 | 12 | 2014-10-08 | N. A. | N. A. | N. A. | QPF/A1802 | 05 | 2022-12-14 | N. A. | N. A. | N. A. | PS/A1802 | 03 | 2018-04-11 | 2022-12-01 | 2019-12-01 | N. A. | A1802 | DD-JRP1 | IU/8 | Class D | FINISHED GOODS | RESTOR™ | RESECTION PIECE | TITANIUM, UPPER LIMB, 135MM | 02 | Yes | No | R | Yes | A1802.0435 | No | N. A. | No | Yes | No | Yes | M. L.: MFG/MD/2021/000369 |  | 1 | ADLER PRODUCTS\RESTOR PRODUCTS\IMPLANTS | 0 | Initial issue | Y | JOINT REPLACEMENT PROSTHESIS |  | 1/lot | No | Yes | Yes | No | N. A. | 135MM | TITANIUM
A1802 | A1802.0445 | RESTOR RESECTION PIECE, TITANIUM, UPPER LIMB, 145MM |  | A1802.0000 | 12 | 2014-10-08 | N. A. | N. A. | N. A. | QPF/A1802 | 05 | 2022-12-14 | N. A. | N. A. | N. A. | PS/A1802 | 03 | 2018-04-11 | 2022-12-01 | 2019-12-01 | N. A. | A1802 | DD-JRP1 | IU/8 | Class D | FINISHED GOODS | RESTOR™ | RESECTION PIECE | TITANIUM, UPPER LIMB, 145MM | 02 | Yes | No | R | Yes | A1802.0445 | No | N. A. | No | Yes | No | Yes | M. L.: MFG/MD/2021/000369 |  | 1 | ADLER PRODUCTS\RESTOR PRODUCTS\IMPLANTS | 0 | Initial issue | N | JOINT REPLACEMENT PROSTHESIS |  | 1/lot | No | Yes | Yes | No | N. A. | 145MM | TITANIUM
A1803 | A1803.0506 | RESTOR HUMERAL I.M. STEM, TITANIUM, DIA 5MM, LENGTH 60MM |  | A1803.0000 | 09 | 2014-10-08 | N. A. | N. A. | N. A. | QPF/A1803 | 05 | 2022-12-14 | N. A. | N. A. | N. A. | PS/A1803 | 02 | 2019-12-06 | N. A. | N. A. | N. A. | A1803 | DD-JRP1 | IU/8 | Class D | FINISHED GOODS | RESTOR™ | HUMERAL IM STEM | TITANIUM, DIA 5MM, LENGTH 60MM | 02 | Yes | No | R | Yes | A1803.0506 | No | N. A. | No | Yes | No | Yes | M. L.: MFG/MD/2021/000369 |  | 1 | ADLER PRODUCTS\RESTOR PRODUCTS\IMPLANTS | 0 | Initial issue | Y | JOINT REPLACEMENT PROSTHESIS |  | 1/lot | No | Yes | Yes | No | N. A. | Ø5MM | 60MM
A1803 | A1803.0507 | RESTOR HUMERAL I.M. STEM, TITANIUM, DIA 5MM, LENGTH 70MM |  | A1803.0000 | 09 | 2014-10-08 | N. A. | N. A. | N. A. | QPF/A1803 | 05 | 2022-12-14 | N. A. | N. A. | N. A. | PS/A1803 | 02 | 2019-12-06 | N. A. | N. A. | N. A. | A1803 | DD-JRP1 | IU/8 | Class D | FINISHED GOODS | RESTOR™ | HUMERAL IM STEM | TITANIUM, DIA 5MM, LENGTH 70MM | 02 | Yes | No | R | Yes | A1803.0507 | No | N. A. | No | Yes | No | Yes | M. L.: MFG/MD/2021/000369 |  | 1 | ADLER PRODUCTS\RESTOR PRODUCTS\IMPLANTS | 0 | Initial issue | Y | JOINT REPLACEMENT PROSTHESIS |  | 1/lot | No | Yes | Yes | No | N. A. | Ø5MM | 70MM
A1803 | A1803.0508 | RESTOR HUMERAL I.M. STEM, TITANIUM, DIA 5MM, LENGTH 80MM |  | A1803.0000 | 09 | 2014-10-08 | N. A. | N. A. | N. A. | QPF/A1803 | 05 | 2022-12-14 | N. A. | N. A. | N. A. | PS/A1803 | 02 | 2019-12-06 | N. A. | N. A. | N. A. | A1803 | DD-JRP1 | IU/8 | Class D | FINISHED GOODS | RESTOR™ | HUMERAL IM STEM | TITANIUM, DIA 5MM, LENGTH 80MM | 02 | Yes | No | R | Yes | A1803.0508 | No | N. A. | No | Yes | No | Yes | M. L.: MFG/MD/2021/000369 |  | 1 | ADLER PRODUCTS\RESTOR PRODUCTS\IMPLANTS | 0 | Initial issue | Y | JOINT REPLACEMENT PROSTHESIS |  | 1/lot | No | Yes | Yes | No | N. A. | Ø5MM | 80MM
A1803 | A1803.0607 | RESTOR HUMERAL I.M. STEM, TITANIUM, DIA 6MM, LENGTH 70MM |  | A1803.0000 | 09 | 2014-10-08 | N. A. | N. A. | N. A. | QPF/A1803 | 05 | 2022-12-14 | N. A. | N. A. | N. A. | PS/A1803 | 02 | 2019-12-06 | N. A. | N. A. | N. A. | A1803 | DD-JRP1 | IU/8 | Class D | FINISHED GOODS | RESTOR™ | HUMERAL IM STEM | TITANIUM, DIA 6MM, LENGTH 70MM | 02 | Yes | No | R | Yes | A1803.0607 | No | N. A. | No | Yes | No | Yes | M. L.: MFG/MD/2021/000369 |  | 1 | ADLER PRODUCTS\RESTOR PRODUCTS\IMPLANTS | 0 | Initial issue | Y | JOINT REPLACEMENT PROSTHESIS |  | 1/lot | No | Yes | Yes | No | N. A. | Ø6MM | 70MM
A1803 | A1803.0608 | RESTOR HUMERAL I.M. STEM, TITANIUM, DIA 6MM, LENGTH 80MM |  | A1803.0000 | 09 | 2014-10-08 | N. A. | N. A. | N. A. | QPF/A1803 | 05 | 2022-12-14 | N. A. | N. A. | N. A. | PS/A1803 | 02 | 2019-12-06 | N. A. | N. A. | N. A. | A1803 | DD-JRP1 | IU/8 | Class D | FINISHED GOODS | RESTOR™ | HUMERAL IM STEM | TITANIUM, DIA 6MM, LENGTH 80MM | 02 | Yes | No | R | Yes | A1803.0608 | No | N. A. | No | Yes | No | Yes | M. L.: MFG/MD/2021/000369 |  | 1 | ADLER PRODUCTS\RESTOR PRODUCTS\IMPLANTS | 0 | Initial issue | N | JOINT REPLACEMENT PROSTHESIS |  | 1/lot | No | Yes | Yes | No | N. A. | Ø6MM | 80MM
A1803 | A1803.0609 | RESTOR HUMERAL I.M. STEM, TITANIUM, DIA 6MM, LENGTH 90MM |  | A1803.0000 | 09 | 2014-10-08 | N. A. | N. A. | N. A. | QPF/A1803 | 05 | 2022-12-14 | N. A. | N. A. | N. A. | PS/A1803 | 02 | 2019-12-06 | N. A. | N. A. | N. A. | A1803 | DD-JRP1 | IU/8 | Class D | FINISHED GOODS | RESTOR™ | HUMERAL IM STEM | TITANIUM, DIA 6MM, LENGTH 90MM | 02 | Yes | No | R | Yes | A1803.0609 | No | N. A. | No | Yes | No | Yes | M. L.: MFG/MD/2021/000369 |  | 1 | ADLER PRODUCTS\RESTOR PRODUCTS\IMPLANTS | 0 | Initial issue | Y | JOINT REPLACEMENT PROSTHESIS |  | 1/lot | No | Yes | Yes | No | N. A. | Ø6MM | 90MM
A1803 | A1803.0610 | RESTOR HUMERAL I.M. STEM, TITANIUM, DIA 6MM, LENGTH 100MM |  | A1803.0000 | 09 | 2014-10-08 | N. A. | N. A. | N. A. | QPF/A1803 | 05 | 2022-12-14 | N. A. | N. A. | N. A. | PS/A1803 | 02 | 2019-12-06 | N. A. | N. A. | N. A. | A1803 | DD-JRP1 | IU/8 | Class D | FINISHED GOODS | RESTOR™ | HUMERAL IM STEM | TITANIUM, DIA 6MM, LENGTH 100MM | 02 | Yes | No | R | Yes | A1803.0610 | No | N. A. | No | Yes | No | Yes | M. L.: MFG/MD/2021/000369 |  | 1 | ADLER PRODUCTS\RESTOR PRODUCTS\IMPLANTS | 0 | Initial issue | N | JOINT REPLACEMENT PROSTHESIS |  | 1/lot | No | Yes | Yes | No | N. A. | Ø6MM | 100MM
A1803 | A1803.0706 | RESTOR HUMERAL I.M. STEM, TITANIUM, DIA 7MM, LENGTH 60MM |  | A1803.0000 | #N/A | #N/A | N. A. | N. A. | N. A. | QPF/A1803 | 05 | 2022-12-14 | #N/A | #N/A | #N/A | PS/A1803 | #N/A | #N/A | #N/A | #N/A | #N/A | A1803 | DD-JRP1 | IU/8 | Class D | FINISHED GOODS | RESTOR™ | HUMERAL IM STEM | TITANIUM, DIA 7MM, LENGTH 60MM | 02 | Yes | No | R | Yes | A1803.0706 | No | N. A. | No | Yes | No | Yes | M. L.: MFG/MD/2021/000369 |  | 1 | ADLER PRODUCTS\RESTOR PRODUCTS\IMPLANTS | 0 | Initial issue | Y | JOINT REPLACEMENT PROSTHESIS |  | 1/lot | No | Yes | Yes | No | N. A. | Ø7MM | 60MM
A1803 | A1803.0707 | RESTOR HUMERAL I.M. STEM, TITANIUM, DIA 7MM, LENGTH 70MM |  | A1803.0000 | 09 | 2014-10-08 | N. A. | N. A. | N. A. | QPF/A1803 | 05 | 2022-12-14 | N. A. | N. A. | N. A. | PS/A1803 | 02 | 2019-12-06 | N. A. | N. A. | N. A. | A1803 | DD-JRP1 | IU/8 | Class D | FINISHED GOODS | RESTOR™ | HUMERAL IM STEM | TITANIUM, DIA 7MM, LENGTH 70MM | 02 | Yes | No | R | Yes | A1803.0707 | No | N. A. | No | Yes | No | Yes | M. L.: MFG/MD/2021/000369 |  | 1 | ADLER PRODUCTS\RESTOR PRODUCTS\IMPLANTS | 0 | Initial issue | Y | JOINT REPLACEMENT PROSTHESIS |  | 1/lot | No | Yes | Yes | No | N. A. | Ø7MM | 70MM
A1803 | A1803.0708 | RESTOR HUMERAL I.M. STEM, TITANIUM, DIA 7MM, LENGTH 80MM |  | A1803.0000 | 09 | 2014-10-08 | N. A. | N. A. | N. A. | QPF/A1803 | 05 | 2022-12-14 | N. A. | N. A. | N. A. | PS/A1803 | 02 | 2019-12-06 | N. A. | N. A. | N. A. | A1803 | DD-JRP1 | IU/8 | Class D | FINISHED GOODS | RESTOR™ | HUMERAL IM STEM | TITANIUM, DIA 7MM, LENGTH 80MM | 02 | Yes | No | R | Yes | A1803.0708 | No | N. A. | No | Yes | No | Yes | M. L.: MFG/MD/2021/000369 |  | 1 | ADLER PRODUCTS\RESTOR PRODUCTS\IMPLANTS | 0 | Initial issue | N | JOINT REPLACEMENT PROSTHESIS |  | 1/lot | No | Yes | Yes | No | N. A. | Ø7MM | 80MM
A1803 | A1803.0709 | RESTOR HUMERAL I.M. STEM, TITANIUM, DIA 7MM, LENGTH 90MM |  | A1803.0000 | 09 | 2014-10-08 | N. A. | N. A. | N. A. | QPF/A1803 | 05 | 2022-12-14 | N. A. | N. A. | N. A. | PS/A1803 | 02 | 2019-12-06 | N. A. | N. A. | N. A. | A1803 | DD-JRP1 | IU/8 | Class D | FINISHED GOODS | RESTOR™ | HUMERAL IM STEM | TITANIUM, DIA 7MM, LENGTH 90MM | 02 | Yes | No | R | Yes | A1803.0709 | No | N. A. | No | Yes | No | Yes | M. L.: MFG/MD/2021/000369 |  | 1 | ADLER PRODUCTS\RESTOR PRODUCTS\IMPLANTS | 0 | Initial issue | Y | JOINT REPLACEMENT PROSTHESIS |  | 1/lot | No | Yes | Yes | No | N. A. | Ø7MM | 90MM
A1803 | A1803.0710 | RESTOR HUMERAL I.M. STEM, TITANIUM, DIA 7MM, LENGTH 100MM |  | A1803.0000 | 09 | 2014-10-08 | N. A. | N. A. | N. A. | QPF/A1803 | 05 | 2022-12-14 | N. A. | N. A. | N. A. | PS/A1803 | 02 | 2019-12-06 | N. A. | N. A. | N. A. | A1803 | DD-JRP1 | IU/8 | Class D | FINISHED GOODS | RESTOR™ | HUMERAL IM STEM | TITANIUM, DIA 7MM, LENGTH 100MM | 02 | Yes | No | R | Yes | A1803.0710 | No | N. A. | No | Yes | No | Yes | M. L.: MFG/MD/2021/000369 |  | 1 | ADLER PRODUCTS\RESTOR PRODUCTS\IMPLANTS | 0 | Initial issue | N | JOINT REPLACEMENT PROSTHESIS |  | 1/lot | No | Yes | Yes | No | N. A. | Ø7MM | 100MM
A1803 | A1803.0807 | RESTOR HUMERAL I.M. STEM, TITANIUM, DIA 8MM, LENGTH 70MM |  | A1803.0000 | 09 | 2014-10-08 | N. A. | N. A. | N. A. | QPF/A1803 | 05 | 2022-12-14 | N. A. | N. A. | N. A. | PS/A1803 | 02 | 2019-12-06 | N. A. | N. A. | N. A. | A1803 | DD-JRP1 | IU/8 | Class D | FINISHED GOODS | RESTOR™ | HUMERAL IM STEM | TITANIUM, DIA 8MM, LENGTH 70MM | 02 | Yes | No | R | Yes | A1803.0807 | No | N. A. | No | Yes | No | Yes | M. L.: MFG/MD/2021/000369 |  | 1 | ADLER PRODUCTS\RESTOR PRODUCTS\IMPLANTS | 0 | Initial issue | Y | JOINT REPLACEMENT PROSTHESIS |  | 1/lot | No | Yes | Yes | No | N. A. | Ø8MM | 70MM
A1803 | A1803.0808 | RESTOR HUMERAL I.M. STEM, TITANIUM, DIA 8MM, LENGTH 80MM |  | A1803.0000 | 09 | 2014-10-08 | N. A. | N. A. | N. A. | QPF/A1803 | 05 | 2022-12-14 | N. A. | N. A. | N. A. | PS/A1803 | 02 | 2019-12-06 | N. A. | N. A. | N. A. | A1803 | DD-JRP1 | IU/8 | Class D | FINISHED GOODS | RESTOR™ | HUMERAL IM STEM | TITANIUM, DIA 8MM, LENGTH 80MM | 02 | Yes | No | R | Yes | A1803.0808 | No | N. A. | No | Yes | No | Yes | M. L.: MFG/MD/2021/000369 |  | 1 | ADLER PRODUCTS\RESTOR PRODUCTS\IMPLANTS | 0 | Initial issue | N | JOINT REPLACEMENT PROSTHESIS |  | 1/lot | No | Yes | Yes | No | N. A. | Ø8MM | 80MM
A1803 | A1803.0809 | RESTOR HUMERAL I.M. STEM, TITANIUM, DIA 8MM, LENGTH 90MM |  | A1803.0000 | 09 | 2014-10-08 | N. A. | N. A. | N. A. | QPF/A1803 | 05 | 2022-12-14 | N. A. | N. A. | N. A. | PS/A1803 | 02 | 2019-12-06 | N. A. | N. A. | N. A. | A1803 | DD-JRP1 | IU/8 | Class D | FINISHED GOODS | RESTOR™ | HUMERAL IM STEM | TITANIUM, DIA 8MM, LENGTH 90MM | 02 | Yes | No | R | Yes | A1803.0809 | No | N. A. | No | Yes | No | Yes | M. L.: MFG/MD/2021/000369 |  | 1 | ADLER PRODUCTS\RESTOR PRODUCTS\IMPLANTS | 0 | Initial issue | Y | JOINT REPLACEMENT PROSTHESIS |  | 1/lot | No | Yes | Yes | No | N. A. | Ø8MM | 90MM
A1803 | A1803.0810 | RESTOR HUMERAL I.M. STEM, TITANIUM, DIA 8MM, LENGTH 100MM |  | A1803.0000 | 09 | 2014-10-08 | N. A. | N. A. | N. A. | QPF/A1803 | 05 | 2022-12-14 | N. A. | N. A. | N. A. | PS/A1803 | 02 | 2019-12-06 | N. A. | N. A. | N. A. | A1803 | DD-JRP1 | IU/8 | Class D | FINISHED GOODS | RESTOR™ | HUMERAL IM STEM | TITANIUM, DIA 8MM, LENGTH 100MM | 02 | Yes | No | R | Yes | A1803.0810 | No | N. A. | No | Yes | No | Yes | M. L.: MFG/MD/2021/000369 |  | 1 | ADLER PRODUCTS\RESTOR PRODUCTS\IMPLANTS | 0 | Initial issue | N | JOINT REPLACEMENT PROSTHESIS |  | 1/lot | No | Yes | Yes | No | N. A. | Ø8MM | 100MM
A1803 | A1803.0907 | RESTOR HUMERAL I.M. STEM, TITANIUM, DIA 9MM, LENGTH 70MM |  | A1803.0000 | 09 | 2014-10-08 | N. A. | N. A. | N. A. | QPF/A1803 | 05 | 2022-12-14 | N. A. | N. A. | N. A. | PS/A1803 | 02 | 2019-12-06 | N. A. | N. A. | N. A. | A1803 | DD-JRP1 | IU/8 | Class D | FINISHED GOODS | RESTOR™ | HUMERAL IM STEM | TITANIUM, DIA 9MM, LENGTH 70MM | 02 | Yes | No | R | Yes | A1803.0907 | No | N. A. | No | Yes | No | Yes | M. L.: MFG/MD/2021/000369 |  | 1 | ADLER PRODUCTS\RESTOR PRODUCTS\IMPLANTS | 0 | Initial issue | Y | JOINT REPLACEMENT PROSTHESIS |  | 1/lot | No | Yes | Yes | No | N. A. | Ø9MM | 70MM
A1803 | A1803.0908 | RESTOR HUMERAL I.M. STEM, TITANIUM, DIA 9MM, LENGTH 80MM |  | A1803.0000 | 09 | 2014-10-08 | N. A. | N. A. | N. A. | QPF/A1803 | 05 | 2022-12-14 | N. A. | N. A. | N. A. | PS/A1803 | 02 | 2019-12-06 | N. A. | N. A. | N. A. | A1803 | DD-JRP1 | IU/8 | Class D | FINISHED GOODS | RESTOR™ | HUMERAL IM STEM | TITANIUM, DIA 9MM, LENGTH 80MM | 02 | Yes | No | R | Yes | A1803.0908 | No | N. A. | No | Yes | No | Yes | M. L.: MFG/MD/2021/000369 |  | 1 | ADLER PRODUCTS\RESTOR PRODUCTS\IMPLANTS | 0 | Initial issue | Y | JOINT REPLACEMENT PROSTHESIS |  | 1/lot | No | Yes | Yes | No | N. A. | Ø9MM | 80MM
A1803 | A1803.0909 | RESTOR HUMERAL I.M. STEM, TITANIUM, DIA 9MM, LENGTH 90MM |  | A1803.0000 | 09 | 2014-10-08 | N. A. | N. A. | N. A. | QPF/A1803 | 05 | 2022-12-14 | N. A. | N. A. | N. A. | PS/A1803 | 02 | 2019-12-06 | N. A. | N. A. | N. A. | A1803 | DD-JRP1 | IU/8 | Class D | FINISHED GOODS | RESTOR™ | HUMERAL IM STEM | TITANIUM, DIA 9MM, LENGTH 90MM | 02 | Yes | No | R | Yes | A1803.0909 | No | N. A. | No | Yes | No | Yes | M. L.: MFG/MD/2021/000369 |  | 1 | ADLER PRODUCTS\RESTOR PRODUCTS\IMPLANTS | 0 | Initial issue | Y | JOINT REPLACEMENT PROSTHESIS |  | 1/lot | No | Yes | Yes | No | N. A. | Ø9MM | 90MM
A1803 | A1803.0910 | RESTOR HUMERAL I.M. STEM, TITANIUM, DIA 9MM, LENGTH 100MM |  | A1803.0000 | 09 | 2014-10-08 | N. A. | N. A. | N. A. | QPF/A1803 | 05 | 2022-12-14 | N. A. | N. A. | N. A. | PS/A1803 | 02 | 2019-12-06 | N. A. | N. A. | N. A. | A1803 | DD-JRP1 | IU/8 | Class D | FINISHED GOODS | RESTOR™ | HUMERAL IM STEM | TITANIUM, DIA 9MM, LENGTH 100MM | 02 | Yes | No | R | Yes | A1803.0910 | No | N. A. | No | Yes | No | Yes | M. L.: MFG/MD/2021/000369 |  | 1 | ADLER PRODUCTS\RESTOR PRODUCTS\IMPLANTS | 0 | Initial issue | N | JOINT REPLACEMENT PROSTHESIS |  | 1/lot | No | Yes | Yes | No | N. A. | Ø9MM | 100MM
A1804 | A1804.03 | RESTOR DISTAL HUMERUS COMPONENT, LEFT, COCR (INCL. PIVOT PIN AND RETAINING RING) |  | A1804.01 | 08 | 2014-06-06 | N. A. | N. A. | N. A. | QPF/A1804 | 07 | 2022-12-14 | N. A. | N. A. | N. A. | PS/A1804 | 01 | 2017-10-06 | 2022-11-05 | 2019-11-06 | N. A. | A1804 | DD-JRP1 | IU/8 | Class D | FINISHED GOODS | RESTOR™ | DISTAL HUMERUS COMPONENT, LEFT | COCR, INCL. PIVOT PIN AND RETAINING RING | 02 | Yes | No | R | Yes | A1804.03 | No | N. A. | No | Yes | No | Yes | M. L.: MFG/MD/2021/000369 |  | 1 | ADLER PRODUCTS\RESTOR PRODUCTS\IMPLANTS | 0 | Initial issue | N | JOINT REPLACEMENT PROSTHESIS |  | 1/lot | No | Yes | Yes | No | N. A. | LEFT | DIST. HUM.
A1804.03 | A1804.03.01 | RESTOR DISTAL HUMERUS COMPONENT, LEFT, COCR |  | A1804.03.01 | N. A. | N. A. | N. A. | N. A. | N. A. | QPF/A1804.03.01 | N. A. | N. A. | N. A. | N. A. | N. A. | PS/A1804.03.01 | N. A. | N. A. | N. A. | N. A. | N. A. | A1804.03 | N. A. | N. A. | N. A. | SEMIFINISHED GOODS | N. A. | N. A. | N. A. | N. A. | N. A. | N. A. |  | N. A. | N. A. | N. A. | N. A. | N. A. | N. A. | N. A. | N. A. | N. A. | N. A. | 1 | SUB COMPONENTS | 0 | ADDED NEW PRODUCT AS PER EMAIL BY SBG DTD 30OCT2018 ON 07NOV2018 | N | SUB COMPONENTS |  | No | No | N. A. | N. A. | N. A. | N. A.
A1804 | A1804.04 | RESTOR DISTAL HUMERUS COMPONENT, RIGHT, COCR (INCL. PIVOT PIN AND RETAINING RING) |  | A1804.02 | 08 | 2014-06-06 | N. A. | N. A. | N. A. | QPF/A1804 | 07 | 2022-12-14 | N. A. | N. A. | N. A. | PS/A1804 | 01 | 2017-10-06 | 2022-11-05 | 2019-11-06 | N. A. | A1804 | DD-JRP1 | IU/8 | Class D | FINISHED GOODS | RESTOR™ | DISTAL HUMERUS COMPONENT, RIGHT | COCR, INCL. PIVOT PIN AND RETAINING RING | 02 | Yes | No | R | Yes | A1804.04 | No | N. A. | No | Yes | No | Yes | M. L.: MFG/MD/2021/000369 |  | 1 | ADLER PRODUCTS\RESTOR PRODUCTS\IMPLANTS | 0 | Initial issue | N | JOINT REPLACEMENT PROSTHESIS |  | 1/lot | No | Yes | Yes | No | N. A. | RIGHT | DIST. HUM.
A1804.04 | A1804.04.01 | RESTOR DISTAL HUMERUS COMPONENT, LEFT, COCR |  | A1804.04.01 | N. A. | N. A. | N. A. | N. A. | N. A. | QPF/A1804.04.01 | N. A. | N. A. | N. A. | N. A. | N. A. | PS/A1804.04.01 | N. A. | N. A. | N. A. | N. A. | N. A. | A1804.04 | N. A. | N. A. | N. A. | SEMIFINISHED GOODS | N. A. | N. A. | N. A. | N. A. | N. A. | N. A. |  | N. A. | N. A. | N. A. | N. A. | N. A. | N. A. | N. A. | N. A. | N. A. | N. A. | 1 | SUB COMPONENTS | 0 | ADDED NEW PRODUCT AS PER EMAIL BY SBG DTD 30OCT2018 ON 07NOV2018 | N | SUB COMPONENTS |  | No | No | N. A. | N. A. | N. A. | N. A.
A1805.01 | A1805.01 | RESTOR PIVOT PIN, UPPER LIMB |  | A1805.01 | 06 | 2015-06-17 | N. A. | N. A. | N. A. | QPF/A1805.01 | 04 | 2014-06-06 | N. A. | N. A. | N. A. | PS/A1805.01 | 01 | 2017-11-01 | 2022-12-01 | 2019-12-01 | N. A. | A1805.01 | TMF-2 | IU/8 | Class C | FINISHED GOODS | RESTOR™ | PIVOT PIN | UPPER LIMB | 02 | Yes | No | R | Yes | A1805.01 | No | N. A. | No | Yes | No | Yes | M. L.: MFG/MD/2021/000369 |  | 1 | ADLER PRODUCTS\RESTOR PRODUCTS\IMPLANTS | 0 | Initial issue | N | JOINT REPLACEMENT PROSTHESIS |  | 1/lot | No | Yes | Yes | No | N. A.
A1805.02 | A1805.02 | RESTOR RETAINING RING, UPPER LIMB |  | A1805.02 | 02 | 2011-03-08 | N. A. | N. A. | N. A. | QPF/A1805.02 | 02 | 2014-06-06 | N. A. | N. A. | N. A. | PS/A1805.02 | 02 | 2011-03-08 | N. A. | N. A. | N. A. | A1805.02 | TMF-2 | IU/8 | Class C | FINISHED GOODS | RESTOR™ | RETAINING RING | UPPER LIMB | 02 | Yes | No | R | Yes | A1805.02 | No | N. A. | No | Yes | No | Yes | M. L.: MFG/MD/2021/000369 |  | 1 | ADLER PRODUCTS\RESTOR PRODUCTS\IMPLANTS | 0 | Initial issue | N | JOINT REPLACEMENT PROSTHESIS |  | 1/lot | No | Yes | Yes | No | N. A.
A1806 | A1806.5481 | RESTOR ULNAR COMPONENT, LEFT, DIA 4MM (INCL. SPLIT BUSHES) |  | A1806.5481 | 05 | 2018-06-12 | N. A. | N. A. | N. A. | QPF/A1806 | 03 | 2014-06-06 | N. A. | N. A. | N. A. | PS/A1806 | 02 | 2017-05-25 | N. A. | N. A. | N. A. | A1806 | DD-JRP1 | IU/8 | Class D | FINISHED GOODS | RESTOR™ | ULNAR COMPONENT | LEFT, DIA 4MM, INCL. SPLIT BUSHES | 02 | Yes | No | R | Yes | A1806.5481 | No | N. A. | No | Yes | No | Yes | M. L.: MFG/MD/2021/000369 |  | 1 | ADLER PRODUCTS\RESTOR PRODUCTS\IMPLANTS | 0 | Initial issue | N | JOINT REPLACEMENT PROSTHESIS |  | 1/lot | No | Yes | Yes | No | N. A. | LEFT | ULNAR COMP. 4MM
A1806 | A1806.5481.01 | RESTOR ULNAR COMPONENT, LEFT, DIA. 4MM, STEM |  | A1806.5482.01 | 02 | 2018-06-12 | N. A. | N. A. | N. A. | N. A. | 03 | 2014-06-06 | N. A. | N. A. | N. A. | PS/A1806.XXXX.01 | 02 | 2017-11-08 | 2022-12-07 | 2019-12-08 | N. A. | A1806 | TMF-2 | N. A. | N. A. | SEMIFINISHED GOODS | N. A. | N. A. | N. A. | N. A. | N. A. | N. A. |  | N. A. | N. A. | N. A. | N. A. | N. A. | N. A. | N. A. | N. A. | N. A. | N. A. | 1 | ADLER PRODUCTS\RESTOR PRODUCTS\IMPLANTS\Subcomponents | 0 | Initial issue | N | SUB COMPONENTS |  | No | No | N. A. | N. A. | N. A. | N. A.
A1806 | A1806.5481.02 | SPLIT POLY BUSH FOR RESTOR UPPER LIMB, PAIR |  | A1806.5481.02 | 02 | 2018-06-12 | N. A. | N. A. | N. A. | N. A. | 03 | 2014-06-06 | N. A. | N. A. | N. A. | PS/A1806.XXXX.02 | 02 | 2020-05-06 | 2023-05-07 | N. A. | N. A. | A1806 | TMF-2 | N. A. | N. A. | SEMIFINISHED GOODS | N. A. | N. A. | N. A. | N. A. | N. A. | N. A. |  | N. A. | N. A. | N. A. | N. A. | N. A. | N. A. | N. A. | N. A. | N. A. | N. A. | 1 | ADLER PRODUCTS\RESTOR PRODUCTS\IMPLANTS\Subcomponents | 0 | Initial issue | N | SUB COMPONENTS |  | No | No | N. A. | N. A. | N. A. | N. A.
A1806 | A1806.5482 | RESTOR ULNAR COMPONENT, RIGHT, DIA 4MM (INCL. SPLIT BUSHES) |  | A1806.5482 | 05 | 2018-06-09 | N. A. | N. A. | N. A. | QPF/A1806 | 03 | 2014-06-06 | N. A. | N. A. | N. A. | PS/A1806 | 02 | 2017-05-25 | N. A. | N. A. | N. A. | A1806 | DD-JRP1 | IU/8 | Class D | FINISHED GOODS | RESTOR™ | ULNAR COMPONENT | RIGHT, DIA 4MM, INCL. SPLIT BUSHES | 02 | Yes | No | R | Yes | A1806.5482 | No | N. A. | No | Yes | No | Yes | M. L.: MFG/MD/2021/000369 |  | 1 | ADLER PRODUCTS\RESTOR PRODUCTS\IMPLANTS | 0 | Initial issue | N | JOINT REPLACEMENT PROSTHESIS |  | 1/lot | No | Yes | Yes | No | N. A. | RIGHT | ULNAR COMP. 4MM
A1806 | A1806.5482.01 | RESTOR ULNAR COMPONENT, RIGHT, DIA. 4MM, STEM |  | A1806.5482.01 | 02 | 2018-06-12 | N. A. | N. A. | N. A. | N. A. | N. A. | N. A. | N. A. | N. A. | N. A. | PS/A1806.XXXX.01 | 02 | 2017-11-08 | 2022-12-07 | 2019-12-08 | N. A. | A1806 | TMF-2 | N. A. | N. A. | SEMIFINISHED GOODS | N. A. | N. A. | N. A. | N. A. | N. A. | N. A. |  | N. A. | N. A. | N. A. | N. A. | N. A. | N. A. | N. A. | N. A. | N. A. | N. A. | 1 | SUB COMPONENTS | 0 | Initial issue | N | SUB COMPONENTS |  | No | No | N. A. | N. A. | N. A. | N. A.
A1806 | A1806.6581 | RESTOR ULNAR COMPONENT, LEFT, DIA 5MM (INCL. SPLIT BUSHES) |  | A1806.6581 | 05 | 2018-06-09 | N. A. | N. A. | N. A. | QPF/A1806 | N. A. | N. A. | N. A. | N. A. | N. A. | PS/A1806 | 02 | 2017-05-25 | N. A. | N. A. | N. A. | A1806 | DD-JRP1 | IU/8 | Class D | FINISHED GOODS | RESTOR™ | ULNAR COMPONENT | LEFT, DIA 5MM, INCL. SPLIT BUSHES | 02 | Yes | No | R | Yes | A1806.6581 | No | N. A. | No | Yes | No | Yes | M. L.: MFG/MD/2021/000369 |  | 1 | ADLER PRODUCTS\RESTOR PRODUCTS\IMPLANTS | 0 | Initial issue | N | JOINT REPLACEMENT PROSTHESIS |  | 1/lot | No | Yes | Yes | No | N. A. | LEFT | ULNAR COMP. 5MM
A1806 | A1806.6581.01 | RESTOR ULNAR COMPONENT, LEFT, DIA. 5MM, STEM |  | A1806.6581.01 | 02 | 2018-06-08 | N. A. | N. A. | N. A. | N. A. | N. A. | N. A. | N. A. | N. A. | N. A. | PS/A1806.XXXX.01 | 02 | 2017-11-08 | 2022-12-07 | 2019-12-08 | N. A. | A1806 | TMF-2 | N. A. | N. A. | SEMIFINISHED GOODS | N. A. | N. A. | N. A. | N. A. | N. A. | N. A. |  | N. A. | N. A. | N. A. | N. A. | N. A. | N. A. | N. A. | N. A. | N. A. | N. A. | 1 | SUB COMPONENTS | 0 | Initial issue | N | SUB COMPONENTS |  | No | No | N. A. | N. A. | N. A. | N. A.
A1806 | A1806.6582 | RESTOR ULNAR COMPONENT, RIGHT, DIA 5MM (INCL. SPLIT BUSHES) |  | A1806.6582 | 05 | 2018-06-11 | N. A. | N. A. | N. A. | QPF/A1806 | N. A. | N. A. | N. A. | N. A. | N. A. | PS/A1806 | 02 | 2017-05-25 | N. A. | N. A. | N. A. | A1806 | DD-JRP1 | IU/8 | Class D | FINISHED GOODS | RESTOR™ | ULNAR COMPONENT | RIGHT, DIA 5MM, INCL. SPLIT BUSHES | 02 | Yes | No | R | Yes | A1806.6582 | No | N. A. | No | Yes | No | Yes | M. L.: MFG/MD/2021/000369 |  | 1 | ADLER PRODUCTS\RESTOR PRODUCTS\IMPLANTS | 0 | Initial issue | N | JOINT REPLACEMENT PROSTHESIS |  | 1/lot | No | Yes | Yes | No | N. A. | RIGHT | ULNAR COMP. 5MM
A1806 | A1806.6582.01 | RESTOR ULNAR COMPONENT, RIGHT, DIA. 5MM, STEM |  | A1806.6582.01 | 02 | 2018-06-11 | N. A. | N. A. | N. A. | N. A. | N. A. | N. A. | N. A. | N. A. | N. A. | PS/A1806.XXXX.01 | 02 | 2017-11-08 | 2022-12-07 | 2019-12-08 | N. A. | A1806 | TMF-2 | N. A. | N. A. | SEMIFINISHED GOODS | N. A. | N. A. | N. A. | N. A. | N. A. | N. A. |  | N. A. | N. A. | N. A. | N. A. | N. A. | N. A. | N. A. | N. A. | N. A. | N. A. | 1 | SUB COMPONENTS | 0 | Initial issue | N | SUB COMPONENTS |  | No | No | N. A. | N. A. | N. A. | N. A.
A1807 | A1807.1060 | RESTOR CONNECTING PIECE, TITANIUM, UPPER LIMB |  | A1807.0000 | 05 | 2018-06-09 | N. A. | N. A. | N. A. | QPF/A1807 | 03 | 2014-06-06 | N. A. | N. A. | N. A. | PS/A1807 | 02 | 2017-10-26 | 2022-12-07 | 2019-12-08 | N. A. | A1807 | DD-JRP1 | IU/10 | Class D | FINISHED GOODS | RESTOR™ | CONNECTING PIECE | TITANIUM, UPPER LIMB | 02 | Yes | No | R | Yes | A1807.1060 | No | N. A. | No | Yes | No | Yes | M. L.: MFG/MD/2021/000369 |  | 1 | ADLER PRODUCTS\RESTOR PRODUCTS\IMPLANTS | 0 | Initial issue | N | JOINT REPLACEMENT PROSTHESIS |  | 1/lot | No | Yes | Yes | No | N. A. | TI | CONN. PIECE
B0112 | B0102.010 | CORTEX SCREW, S`RUT, DIA. 4.5MM, HEX. SLOT, LENGTH 10MM |  | B0112.00 | 06 | 2018-06-05 | N. A. | N. A. | N. A. | QPF/B0112 | 03 | 2021-02-03 | N. A. | N. A. | N. A. | PS/B0112 | 03 | 2018-11-10 | 2022-12-07 | 2019-12-08 | N. A. | B0112 | TMF-1 | IU/1 | Class C | FINISHED GOODS | SUSHRUT™ | CORTEX SCREW, DIA. 4.5MM | LENGTH 10MM | 16 | No | Yes |  | No | N. A. | No | N. A. | No | Yes | No | Yes | M. L.: MFG/MD/2021/000369 |  | 3 | SUSHRUT PRODUCTS\INTERNATIONAL IMPLANTS\LARGE FRAGMENT BONE SCREWS\CORTEX SCREWS 4.5MM, HEX SLOT | 0 | Initial issue | Y | BONE SCREWS |  | 1 | No | Yes | Yes | Yes | N. A.
B0112 | B0102.012 | CORTEX SCREW, S`RUT, DIA. 4.5MM, HEX. SLOT, LENGTH 12MM |  | B0112.00 | 06 | 2018-06-05 | N. A. | N. A. | N. A. | QPF/B0112 | 03 | 2021-02-03 | N. A. | N. A. | N. A. | PS/B0112 | 03 | 2018-11-10 | 2022-12-07 | 2019-12-08 | N. A. | B0112 | TMF-1 | IU/1 | Class C | FINISHED GOODS | SUSHRUT™ | CORTEX SCREW, DIA. 4.5MM | LENGTH 12MM | 16 | No | Yes |  | No | N. A. | No | N. A. | No | Yes | No | Yes | M. L.: MFG/MD/2021/000369 |  | 3 | SUSHRUT PRODUCTS\INTERNATIONAL IMPLANTS\LARGE FRAGMENT BONE SCREWS\CORTEX SCREWS 4.5MM, HEX SLOT | 0 | Initial issue | Y | BONE SCREWS |  | 1 | No | Yes | Yes | Yes | N. A.
B0112 | B0102.014 | CORTEX SCREW, S`RUT, DIA. 4.5MM, HEX. SLOT, LENGTH 14MM |  | B0112.00 | 06 | 2018-06-05 | N. A. | N. A. | N. A. | QPF/B0112 | 03 | 2021-02-03 | N. A. | N. A. | N. A. | PS/B0112 | 03 | 2018-11-10 | 2022-12-07 | 2019-12-08 | N. A. | B0112 | TMF-1 | IU/1 | Class C | FINISHED GOODS | SUSHRUT™ | CORTEX SCREW, DIA. 4.5 | LENGTH 14MM | 16 | No | Yes |  | No | N. A. | No | N. A. | No | Yes | No | Yes | M. L.: MFG/MD/2021/000369 |  | 3 | SUSHRUT PRODUCTS\INTERNATIONAL IMPLANTS\LARGE FRAGMENT BONE SCREWS\CORTEX SCREWS 4.5MM, HEX SLOT | 0.012 | Initial issue | N | BONE SCREWS |  | 1 | No | Yes | Yes | Yes | N. A.
B0112 | B0102.016 | CORTEX SCREW, S`RUT, DIA. 4.5MM, HEX. SLOT, LENGTH 16MM |  | B0112.00 | 06 | 2018-06-05 | N. A. | N. A. | N. A. | QPF/B0112 | 03 | 2021-02-03 | N. A. | N. A. | N. A. | PS/B0112 | 03 | 2018-11-10 | 2022-12-07 | 2019-12-08 | N. A. | B0112 | TMF-1 | IU/1 | Class C | FINISHED GOODS | SUSHRUT™ | CORTEX SCREW, DIA. 4.5 | LENGTH 16MM | 16 | No | Yes |  | No | N. A. | No | N. A. | No | Yes | No | Yes | M. L.: MFG/MD/2021/000369 |  | 3 | SUSHRUT PRODUCTS\INTERNATIONAL IMPLANTS\LARGE FRAGMENT BONE SCREWS\CORTEX SCREWS 4.5MM, HEX SLOT | 0.007 | Initial issue | N | BONE SCREWS |  | 1 | No | Yes | Yes | Yes | N. A.
B0112 | B0102.018 | CORTEX SCREW, S`RUT, DIA. 4.5MM, HEX. SLOT, LENGTH 18MM |  | B0112.00 | 06 | 2018-06-05 | N. A. | N. A. | N. A. | QPF/B0112 | 03 | 2021-02-03 | N. A. | N. A. | N. A. | PS/B0112 | 03 | 2018-11-10 | 2022-12-07 | 2019-12-08 | N. A. | B0112 | TMF-1 | IU/1 | Class C | FINISHED GOODS | SUSHRUT™ | CORTEX SCREW, DIA. 4.5 | LENGTH 18MM | 16 | No | Yes |  | No | N. A. | No | N. A. | No | Yes | No | Yes | M. L.: MFG/MD/2021/000369 |  | 3 | SUSHRUT PRODUCTS\INTERNATIONAL IMPLANTS\LARGE FRAGMENT BONE SCREWS\CORTEX SCREWS 4.5MM, HEX SLOT | 0.006 | Initial issue | N | BONE SCREWS |  | 1 | No | Yes | Yes | Yes | N. A.
B0112 | B0102.020 | CORTEX SCREW, S`RUT, DIA. 4.5MM, HEX. SLOT, LENGTH 20MM |  | B0112.00 | 06 | 2018-06-05 | N. A. | N. A. | N. A. | QPF/B0112 | 03 | 2021-02-03 | N. A. | N. A. | N. A. | PS/B0112 | 03 | 2018-11-10 | 2022-12-07 | 2019-12-08 | N. A. | B0112 | TMF-1 | IU/1 | Class C | FINISHED GOODS | SUSHRUT™ | CORTEX SCREW, DIA. 4.5 | LENGTH 20MM | 16 | No | Yes |  | No | N. A. | No | N. A. | No | Yes | No | Yes | M. L.: MFG/MD/2021/000369 |  | 3 | SUSHRUT PRODUCTS\INTERNATIONAL IMPLANTS\LARGE FRAGMENT BONE SCREWS\CORTEX SCREWS 4.5MM, HEX SLOT | 0.0036721 | Initial issue | N | BONE SCREWS |  | 1 | No | Yes | Yes | Yes | N. A.
B0112 | B0102.022 | CORTEX SCREW, S`RUT, DIA. 4.5MM, HEX. SLOT, LENGTH 22MM |  | B0112.00 | 06 | 2018-06-05 | N. A. | N. A. | N. A. | QPF/B0112 | 03 | 2021-02-03 | N. A. | N. A. | N. A. | PS/B0112 | 03 | 2018-11-10 | 2022-12-07 | 2019-12-08 | N. A. | B0112 | TMF-1 | IU/1 | Class C | FINISHED GOODS | SUSHRUT™ | CORTEX SCREW, DIA. 4.5 | LENGTH 22MM | 16 | No | Yes |  | No | N. A. | No | N. A. | No | Yes | No | Yes | M. L.: MFG/MD/2021/000369 |  | 3 | SUSHRUT PRODUCTS\INTERNATIONAL IMPLANTS\LARGE FRAGMENT BONE SCREWS\CORTEX SCREWS 4.5MM, HEX SLOT | 0.003361 | Initial issue | N | BONE SCREWS |  | 1 | No | Yes | Yes | Yes | N. A.
B0112 | B0102.024 | CORTEX SCREW, S`RUT, DIA. 4.5MM, HEX. SLOT, LENGTH 24MM |  | B0112.00 | 06 | 2018-06-05 | N. A. | N. A. | N. A. | QPF/B0112 | 03 | 2021-02-03 | N. A. | N. A. | N. A. | PS/B0112 | 03 | 2018-11-10 | 2022-12-07 | 2019-12-08 | N. A. | B0112 | TMF-1 | IU/1 | Class C | FINISHED GOODS | SUSHRUT™ | CORTEX SCREW, DIA. 4.5 | LENGTH 24MM | 16 | No | Yes |  | No | N. A. | No | N. A. | No | Yes | No | Yes | M. L.: MFG/MD/2021/000369 |  | 3 | SUSHRUT PRODUCTS\INTERNATIONAL IMPLANTS\LARGE FRAGMENT BONE SCREWS\CORTEX SCREWS 4.5MM, HEX SLOT | 0.0037266 | Initial issue | N | BONE SCREWS |  | 1 | No | Yes | Yes | Yes | N. A.
B0112 | B0102.026 | CORTEX SCREW, S`RUT, DIA. 4.5MM, HEX. SLOT, LENGTH 26MM |  | B0112.00 | 06 | 2018-06-05 | N. A. | N. A. | N. A. | QPF/B0112 | 03 | 2021-02-03 | N. A. | N. A. | N. A. | PS/B0112 | 03 | 2018-11-10 | 2022-12-07 | 2019-12-08 | N. A. | B0112 | TMF-1 | IU/1 | Class C | FINISHED GOODS | SUSHRUT™ | CORTEX SCREW, DIA. 4.5 | LENGTH 26MM | 16 | No | Yes |  | No | N. A. | No | N. A. | No | Yes | No | Yes | M. L.: MFG/MD/2021/000369 |  | 3 | SUSHRUT PRODUCTS\INTERNATIONAL IMPLANTS\LARGE FRAGMENT BONE SCREWS\CORTEX SCREWS 4.5MM, HEX SLOT | 0.0039525 | Initial issue | N | BONE SCREWS |  | 1 | No | Yes | Yes | Yes | N. A.
B0112 | B0102.028 | CORTEX SCREW, S`RUT, DIA. 4.5MM, HEX. SLOT, LENGTH 28MM |  | B0112.00 | 06 | 2018-06-05 | N. A. | N. A. | N. A. | QPF/B0112 | 03 | 2021-02-03 | N. A. | N. A. | N. A. | PS/B0112 | 03 | 2018-11-10 | 2022-12-07 | 2019-12-08 | N. A. | B0112 | TMF-1 | IU/1 | Class C | FINISHED GOODS | SUSHRUT™ | CORTEX SCREW, DIA. 4.5 | LENGTH 28MM | 16 | No | Yes |  | No | N. A. | No | N. A. | No | Yes | No | Yes | M. L.: MFG/MD/2021/000369 |  | 3 | SUSHRUT PRODUCTS\INTERNATIONAL IMPLANTS\LARGE FRAGMENT BONE SCREWS\CORTEX SCREWS 4.5MM, HEX SLOT | 0.0039365 | Initial issue | N | BONE SCREWS |  | 1 | No | Yes | Yes | Yes | N. A.
B0112 | B0102.030 | CORTEX SCREW, S`RUT, DIA. 4.5MM, HEX. SLOT, LENGTH 30MM |  | B0112.00 | 06 | 2018-06-05 | N. A. | N. A. | N. A. | QPF/B0112 | 03 | 2021-02-03 | N. A. | N. A. | N. A. | PS/B0112 | 03 | 2018-11-10 | 2022-12-07 | 2019-12-08 | N. A. | B0112 | TMF-1 | IU/1 | Class C | FINISHED GOODS | SUSHRUT™ | CORTEX SCREW, DIA. 4.5 | LENGTH 30MM | 16 | No | Yes |  | No | N. A. | No | N. A. | No | Yes | No | Yes | M. L.: MFG/MD/2021/000369 |  | 3 | SUSHRUT PRODUCTS\INTERNATIONAL IMPLANTS\LARGE FRAGMENT BONE SCREWS\CORTEX SCREWS 4.5MM, HEX SLOT | 0.0040874 | Initial issue | N | BONE SCREWS |  | 1 | No | Yes | Yes | Yes | N. A.
B0112 | B0102.032 | CORTEX SCREW, S`RUT, DIA. 4.5MM, HEX. SLOT, LENGTH 32MM |  | B0112.00 | 06 | 2018-06-05 | N. A. | N. A. | N. A. | QPF/B0112 | 03 | 2021-02-03 | N. A. | N. A. | N. A. | PS/B0112 | 03 | 2018-11-10 | 2022-12-07 | 2019-12-08 | N. A. | B0112 | TMF-1 | IU/1 | Class C | FINISHED GOODS | SUSHRUT™ | CORTEX SCREW, DIA. 4.5 | LENGTH 32MM | 16 | No | Yes |  | No | N. A. | No | N. A. | No | Yes | No | Yes | M. L.: MFG/MD/2021/000369 |  | 3 | SUSHRUT PRODUCTS\INTERNATIONAL IMPLANTS\LARGE FRAGMENT BONE SCREWS\CORTEX SCREWS 4.5MM, HEX SLOT | 0.0042864 | Initial issue | N | BONE SCREWS |  | 1 | No | Yes | Yes | Yes | N. A.
B0112 | B0102.034 | CORTEX SCREW, S`RUT, DIA. 4.5MM, HEX. SLOT, LENGTH 34MM |  | B0112.00 | 06 | 2018-06-05 | N. A. | N. A. | N. A. | QPF/B0112 | 03 | 2021-02-03 | N. A. | N. A. | N. A. | PS/B0112 | 03 | 2018-11-10 | 2022-12-07 | 2019-12-08 | N. A. | B0112 | TMF-1 | IU/1 | Class C | FINISHED GOODS | SUSHRUT™ | CORTEX SCREW, DIA. 4.5 | LENGTH 34MM | 16 | No | Yes |  | No | N. A. | No | N. A. | No | Yes | No | Yes | M. L.: MFG/MD/2021/000369 |  | 3 | SUSHRUT PRODUCTS\INTERNATIONAL IMPLANTS\LARGE FRAGMENT BONE SCREWS\CORTEX SCREWS 4.5MM, HEX SLOT | 0.0045268 | Initial issue | N | BONE SCREWS |  | 1 | No | Yes | Yes | Yes | N. A.
B0112 | B0102.036 | CORTEX SCREW, S`RUT, DIA. 4.5MM, HEX. SLOT, LENGTH 36MM |  | B0112.00 | 06 | 2018-06-05 | N. A. | N. A. | N. A. | QPF/B0112 | 03 | 2021-02-03 | N. A. | N. A. | N. A. | PS/B0112 | 03 | 2018-11-10 | 2022-12-07 | 2019-12-08 | N. A. | B0112 | TMF-1 | IU/1 | Class C | FINISHED GOODS | SUSHRUT™ | CORTEX SCREW, DIA. 4.5 | LENGTH 36MM | 16 | No | Yes |  | No | N. A. | No | N. A. | No | Yes | No | Yes | M. L.: MFG/MD/2021/000369 |  | 3 | SUSHRUT PRODUCTS\INTERNATIONAL IMPLANTS\LARGE FRAGMENT BONE SCREWS\CORTEX SCREWS 4.5MM, HEX SLOT | 0.0046853 | Initial issue | N | BONE SCREWS |  | 1 | No | Yes | Yes | Yes | N. A.
B0112 | B0102.038 | CORTEX SCREW, S`RUT, DIA. 4.5MM, HEX. SLOT, LENGTH 38MM |  | B0112.00 | 06 | 2018-06-05 | N. A. | N. A. | N. A. | QPF/B0112 | 03 | 2021-02-03 | N. A. | N. A. | N. A. | PS/B0112 | 03 | 2018-11-10 | 2022-12-07 | 2019-12-08 | N. A. | B0112 | TMF-1 | IU/1 | Class C | FINISHED GOODS | SUSHRUT™ | CORTEX SCREW, DIA. 4.5 | LENGTH 38MM | 16 | No | Yes |  | No | N. A. | No | N. A. | No | Yes | No | Yes | M. L.: MFG/MD/2021/000369 |  | 3 | SUSHRUT PRODUCTS\INTERNATIONAL IMPLANTS\LARGE FRAGMENT BONE SCREWS\CORTEX SCREWS 4.5MM, HEX SLOT | 0.0048626 | Initial issue | N | BONE SCREWS |  | 1 | No | Yes | Yes | Yes | N. A.
B0112 | B0102.040 | CORTEX SCREW, S`RUT, DIA. 4.5MM, HEX. SLOT, LENGTH 40MM |  | B0112.00 | 06 | 2018-06-05 | N. A. | N. A. | N. A. | QPF/B0112 | 03 | 2021-02-03 | N. A. | N. A. | N. A. | PS/B0112 | 03 | 2018-11-10 | 2022-12-07 | 2019-12-08 | N. A. | B0112 | TMF-1 | IU/1 | Class C | FINISHED GOODS | SUSHRUT™ | CORTEX SCREW, DIA. 4.5 | LENGTH 40MM | 16 | No | Yes |  | No | N. A. | No | N. A. | No | Yes | No | Yes | M. L.: MFG/MD/2021/000369 |  | 3 | SUSHRUT PRODUCTS\INTERNATIONAL IMPLANTS\LARGE FRAGMENT BONE SCREWS\CORTEX SCREWS 4.5MM, HEX SLOT | 0.0055341 | Initial issue | N | BONE SCREWS |  | 1 | No | Yes | Yes | Yes | N. A.
B0112 | B0102.042 | CORTEX SCREW, S`RUT, DIA. 4.5MM, HEX. SLOT, LENGTH 42MM |  | B0112.00 | 06 | 2018-06-05 | N. A. | N. A. | N. A. | QPF/B0112 | 03 | 2021-02-03 | N. A. | N. A. | N. A. | PS/B0112 | 03 | 2018-11-10 | 2022-12-07 | 2019-12-08 | N. A. | B0112 | TMF-1 | IU/1 | Class C | FINISHED GOODS | SUSHRUT™ | CORTEX SCREW, DIA. 4.5 | LENGTH 42MM | 16 | No | Yes |  | No | N. A. | No | N. A. | No | Yes | No | Yes | M. L.: MFG/MD/2021/000369 |  | 3 | SUSHRUT PRODUCTS\INTERNATIONAL IMPLANTS\LARGE FRAGMENT BONE SCREWS\CORTEX SCREWS 4.5MM, HEX SLOT | 0.0051618 | Initial issue | N | BONE SCREWS |  | 1 | No | Yes | Yes | Yes | N. A.
B0112 | B0102.044 | CORTEX SCREW, S`RUT, DIA. 4.5MM, HEX. SLOT, LENGTH 44MM |  | B0112.00 | 06 | 2018-06-05 | N. A. | N. A. | N. A. | QPF/B0112 | 03 | 2021-02-03 | N. A. | N. A. | N. A. | PS/B0112 | 03 | 2018-11-10 | 2022-12-07 | 2019-12-08 | N. A. | B0112 | TMF-1 | IU/1 | Class C | FINISHED GOODS | SUSHRUT™ | CORTEX SCREW, DIA. 4.5 | LENGTH 44MM | 16 | No | Yes |  | No | N. A. | No | N. A. | No | Yes | No | Yes | M. L.: MFG/MD/2021/000369 |  | 3 | SUSHRUT PRODUCTS\INTERNATIONAL IMPLANTS\LARGE FRAGMENT BONE SCREWS\CORTEX SCREWS 4.5MM, HEX SLOT | 0.0053778 | Initial issue | N | BONE SCREWS |  | 1 | No | Yes | Yes | Yes | N. A.
B0112 | B0102.046 | CORTEX SCREW, S`RUT, DIA. 4.5MM, HEX. SLOT, LENGTH 46MM |  | B0112.00 | 06 | 2018-06-05 | N. A. | N. A. | N. A. | QPF/B0112 | 03 | 2021-02-03 | N. A. | N. A. | N. A. | PS/B0112 | 03 | 2018-11-10 | 2022-12-07 | 2019-12-08 | N. A. | B0112 | TMF-1 | IU/1 | Class C | FINISHED GOODS | SUSHRUT™ | CORTEX SCREW, DIA. 4.5 | LENGTH 46MM | 16 | No | Yes |  | No | N. A. | No | N. A. | No | Yes | No | Yes | M. L.: MFG/MD/2021/000369 |  | 3 | SUSHRUT PRODUCTS\INTERNATIONAL IMPLANTS\LARGE FRAGMENT BONE SCREWS\CORTEX SCREWS 4.5MM, HEX SLOT | 0.0057125 | Initial issue | N | BONE SCREWS |  | 1 | No | Yes | Yes | Yes | N. A.
B0112 | B0102.048 | CORTEX SCREW, S`RUT, DIA. 4.5MM, HEX. SLOT, LENGTH 48MM |  | B0112.00 | 06 | 2018-06-05 | N. A. | N. A. | N. A. | QPF/B0112 | 03 | 2021-02-03 | N. A. | N. A. | N. A. | PS/B0112 | 03 | 2018-11-10 | 2022-12-07 | 2019-12-08 | N. A. | B0112 | TMF-1 | IU/1 | Class C | FINISHED GOODS | SUSHRUT™ | CORTEX SCREW, DIA. 4.5 | LENGTH 48MM | 16 | No | Yes |  | No | N. A. | No | N. A. | No | Yes | No | Yes | M. L.: MFG/MD/2021/000369 |  | 3 | SUSHRUT PRODUCTS\INTERNATIONAL IMPLANTS\LARGE FRAGMENT BONE SCREWS\CORTEX SCREWS 4.5MM, HEX SLOT | 0.0056938 | Initial issue | N | BONE SCREWS |  | 1 | No | Yes | Yes | Yes | N. A.
B0112 | B0102.050 | CORTEX SCREW, S`RUT, DIA. 4.5MM, HEX. SLOT, LENGTH 50MM |  | B0112.00 | 06 | 2018-06-05 | N. A. | N. A. | N. A. | QPF/B0112 | 03 | 2021-02-03 | N. A. | N. A. | N. A. | PS/B0112 | 03 | 2018-11-10 | 2022-12-07 | 2019-12-08 | N. A. | B0112 | TMF-1 | IU/1 | Class C | FINISHED GOODS | SUSHRUT™ | CORTEX SCREW, DIA. 4.5 | LENGTH 50MM | 16 | No | Yes |  | No | N. A. | No | N. A. | No | Yes | No | Yes | M. L.: MFG/MD/2021/000369 |  | 3 | SUSHRUT PRODUCTS\INTERNATIONAL IMPLANTS\LARGE FRAGMENT BONE SCREWS\CORTEX SCREWS 4.5MM, HEX SLOT | 0.0060765 | Initial issue | N | BONE SCREWS |  | 1 | No | Yes | Yes | Yes | N. A.
B0112 | B0102.052 | CORTEX SCREW, S`RUT, DIA. 4.5MM, HEX. SLOT, LENGTH 52MM |  | B0112.00 | 06 | 2018-06-05 | N. A. | N. A. | N. A. | QPF/B0112 | 03 | 2021-02-03 | N. A. | N. A. | N. A. | PS/B0112 | 03 | 2018-11-10 | 2022-12-07 | 2019-12-08 | N. A. | B0112 | TMF-1 | IU/1 | Class C | FINISHED GOODS | SUSHRUT™ | CORTEX SCREW, DIA. 4.5 | LENGTH 52MM | 16 | No | Yes |  | No | N. A. | No | N. A. | No | Yes | No | Yes | M. L.: MFG/MD/2021/000369 |  | 3 | SUSHRUT PRODUCTS\INTERNATIONAL IMPLANTS\LARGE FRAGMENT BONE SCREWS\CORTEX SCREWS 4.5MM, HEX SLOT | 0 | Initial issue | N | BONE SCREWS |  | 1 | No | Yes | Yes | Yes | N. A.
B0112 | B0102.054 | CORTEX SCREW, S`RUT, DIA. 4.5MM, HEX. SLOT, LENGTH 54MM |  | B0112.00 | 06 | 2018-06-05 | N. A. | N. A. | N. A. | QPF/B0112 | 03 | 2021-02-03 | N. A. | N. A. | N. A. | PS/B0112 | 03 | 2018-11-10 | 2022-12-07 | 2019-12-08 | N. A. | B0112 | TMF-1 | IU/1 | Class C | FINISHED GOODS | SUSHRUT™ | CORTEX SCREW, DIA. 4.5 | LENGTH 54MM | 16 | No | Yes |  | No | N. A. | No | N. A. | No | Yes | No | Yes | M. L.: MFG/MD/2021/000369 |  | 3 | SUSHRUT PRODUCTS\INTERNATIONAL IMPLANTS\LARGE FRAGMENT BONE SCREWS\CORTEX SCREWS 4.5MM, HEX SLOT | 0.0062333 | Initial issue | N | BONE SCREWS |  | 1 | No | Yes | Yes | Yes | N. A.
B0112 | B0102.056 | CORTEX SCREW, S`RUT, DIA. 4.5MM, HEX. SLOT, LENGTH 56MM |  | B0112.00 | 06 | 2018-06-05 | N. A. | N. A. | N. A. | QPF/B0112 | 03 | 2021-02-03 | N. A. | N. A. | N. A. | PS/B0112 | 03 | 2018-11-10 | 2022-12-07 | 2019-12-08 | N. A. | B0112 | TMF-1 | IU/1 | Class C | FINISHED GOODS | SUSHRUT™ | CORTEX SCREW, DIA. 4.5 | LENGTH 56MM | 16 | No | Yes |  | No | N. A. | No | N. A. | No | Yes | No | Yes | M. L.: MFG/MD/2021/000369 |  | 3 | SUSHRUT PRODUCTS\INTERNATIONAL IMPLANTS\LARGE FRAGMENT BONE SCREWS\CORTEX SCREWS 4.5MM, HEX SLOT | 0.0065125 | Initial issue | N | BONE SCREWS |  | 1 | No | Yes | Yes | Yes | N. A.
B0112 | B0102.058 | CORTEX SCREW, S`RUT, DIA. 4.5MM, HEX. SLOT, LENGTH 58MM |  | B0112.00 | 06 | 2018-06-05 | N. A. | N. A. | N. A. | QPF/B0112 | 03 | 2021-02-03 | N. A. | N. A. | N. A. | PS/B0112 | 03 | 2018-11-10 | 2022-12-07 | 2019-12-08 | N. A. | B0112 | TMF-1 | IU/1 | Class C | FINISHED GOODS | SUSHRUT™ | CORTEX SCREW, DIA. 4.5 | LENGTH 58MM | 16 | No | Yes |  | No | N. A. | No | N. A. | No | Yes | No | Yes | M. L.: MFG/MD/2021/000369 |  | 3 | SUSHRUT PRODUCTS\INTERNATIONAL IMPLANTS\LARGE FRAGMENT BONE SCREWS\CORTEX SCREWS 4.5MM, HEX SLOT | 0.017 | Initial issue | N | BONE SCREWS |  | 1 | No | Yes | Yes | Yes | N. A.
B0112 | B0102.060 | CORTEX SCREW, S`RUT, DIA. 4.5MM, HEX. SLOT, LENGTH 60MM |  | B0112.00 | 06 | 2018-06-05 | N. A. | N. A. | N. A. | QPF/B0112 | 03 | 2021-02-03 | N. A. | N. A. | N. A. | PS/B0112 | 03 | 2018-11-10 | 2022-12-07 | 2019-12-08 | N. A. | B0112 | TMF-1 | IU/1 | Class C | FINISHED GOODS | SUSHRUT™ | CORTEX SCREW, DIA. 4.5 | LENGTH 60MM | 16 | No | Yes |  | No | N. A. | No | N. A. | No | Yes | No | Yes | M. L.: MFG/MD/2021/000369 |  | 3 | SUSHRUT PRODUCTS\INTERNATIONAL IMPLANTS\LARGE FRAGMENT BONE SCREWS\CORTEX SCREWS 4.5MM, HEX SLOT | 0.00665 | Initial issue | N | BONE SCREWS |  | 1 | No | Yes | Yes | Yes | N. A.
B0112 | B0102.062 | CORTEX SCREW, S`RUT, DIA. 4.5MM, HEX. SLOT, LENGTH 62MM |  | B0112.00 | 06 | 2018-06-05 | N. A. | N. A. | N. A. | QPF/B0112 | 03 | 2021-02-03 | N. A. | N. A. | N. A. | PS/B0112 | 03 | 2018-11-10 | 2022-12-07 | 2019-12-08 | N. A. | B0112 | TMF-1 | IU/1 | Class C | FINISHED GOODS | SUSHRUT™ | CORTEX SCREW, DIA. 4.5 | LENGTH 62MM | 16 | No | Yes |  | No | N. A. | No | N. A. | No | Yes | No | Yes | M. L.: MFG/MD/2021/000369 |  | 3 | SUSHRUT PRODUCTS\INTERNATIONAL IMPLANTS\LARGE FRAGMENT BONE SCREWS\CORTEX SCREWS 4.5MM, HEX SLOT | 0.019 | Initial issue | N | BONE SCREWS |  | 1 | No | Yes | Yes | Yes | N. A.
B0112 | B0102.064 | CORTEX SCREW, S`RUT, DIA. 4.5MM, HEX. SLOT, LENGTH 64MM |  | B0112.00 | 06 | 2018-06-05 | N. A. | N. A. | N. A. | QPF/B0112 | 03 | 2021-02-03 | N. A. | N. A. | N. A. | PS/B0112 | 03 | 2018-11-10 | 2022-12-07 | 2019-12-08 | N. A. | B0112 | TMF-1 | IU/1 | Class C | FINISHED GOODS | SUSHRUT™ | CORTEX SCREW, DIA. 4.5 | LENGTH 64MM | 16 | No | Yes |  | No | N. A. | No | N. A. | No | Yes | No | Yes | M. L.: MFG/MD/2021/000369 |  | 3 | SUSHRUT PRODUCTS\INTERNATIONAL IMPLANTS\LARGE FRAGMENT BONE SCREWS\CORTEX SCREWS 4.5MM, HEX SLOT | 0.007 | Initial issue | N | BONE SCREWS |  | 1 | No | Yes | Yes | Yes | N. A.
B0112 | B0102.066 | CORTEX SCREW, S`RUT, DIA. 4.5MM, HEX. SLOT, LENGTH 66MM |  | B0112.00 | 06 | 2018-06-05 | N. A. | N. A. | N. A. | QPF/B0112 | 03 | 2021-02-03 | N. A. | N. A. | N. A. | PS/B0112 | 03 | 2018-11-10 | 2022-12-07 | 2019-12-08 | N. A. | B0112 | TMF-1 | IU/1 | Class C | FINISHED GOODS | SUSHRUT™ | CORTEX SCREW, DIA. 4.5 | LENGTH 66MM | 16 | No | Yes |  | No | N. A. | No | N. A. | No | Yes | No | Yes | M. L.: MFG/MD/2021/000369 |  | 3 | SUSHRUT PRODUCTS\INTERNATIONAL IMPLANTS\LARGE FRAGMENT BONE SCREWS\CORTEX SCREWS 4.5MM, HEX SLOT | 0.006 | Initial issue | N | BONE SCREWS |  | 1 | No | Yes | Yes | Yes | N. A.
B0112 | B0102.068 | CORTEX SCREW, S`RUT, DIA. 4.5MM, HEX. SLOT, LENGTH 68MM |  | B0112.00 | 06 | 2018-06-05 | N. A. | N. A. | N. A. | QPF/B0112 | 03 | 2021-02-03 | N. A. | N. A. | N. A. | PS/B0112 | 03 | 2018-11-10 | 2022-12-07 | 2019-12-08 | N. A. | B0112 | TMF-1 | IU/1 | Class C | FINISHED GOODS | SUSHRUT™ | CORTEX SCREW, DIA. 4.5 | LENGTH 68MM | 16 | No | Yes |  | No | N. A. | No | N. A. | No | Yes | No | Yes | M. L.: MFG/MD/2021/000369 |  | 3 | SUSHRUT PRODUCTS\INTERNATIONAL IMPLANTS\LARGE FRAGMENT BONE SCREWS\CORTEX SCREWS 4.5MM, HEX SLOT | 0.0075 | Initial issue | N | BONE SCREWS |  | 1 | No | Yes | Yes | Yes | N. A.
B0112 | B0102.070 | CORTEX SCREW, S`RUT, DIA. 4.5MM, HEX. SLOT, LENGTH 70MM |  | B0112.00 | 06 | 2018-06-05 | N. A. | N. A. | N. A. | QPF/B0112 | 03 | 2021-02-03 | N. A. | N. A. | N. A. | PS/B0112 | 03 | 2018-11-10 | 2022-12-07 | 2019-12-08 | N. A. | B0112 | TMF-1 | IU/1 | Class C | FINISHED GOODS | SUSHRUT™ | CORTEX SCREW, DIA. 4.5 | LENGTH 70MM | 16 | No | Yes |  | No | N. A. | No | N. A. | No | Yes | No | Yes | M. L.: MFG/MD/2021/000369 |  | 3 | SUSHRUT PRODUCTS\INTERNATIONAL IMPLANTS\LARGE FRAGMENT BONE SCREWS\CORTEX SCREWS 4.5MM, HEX SLOT | 0.009 | Initial issue | N | BONE SCREWS |  | 1 | No | Yes | Yes | Yes | N. A.
B0114 | B0104.025 | CANCELLOUS SCREW, S`RUT, DIA. 6.5MM, HEX. SLOT, THREAD LENGTH 16MM, TOTAL LENGTH 25MM |  | B0114.000 | 07 | 2018-06-20 | N. A. | N. A. | N. A. | QPF/B0114 | 03 | 2017-07-22 | N. A. | N. A. | N. A. | PS/B0114 | 03 | 2018-01-16 | 2022-12-01 | 2019-12-01 | N. A. | B0114 | TMF-1 | IU/1 | Class C | FINISHED GOODS | SUSHRUT™ | CANCELLOUS SCREW 6.5 MM | HEX SLOT THREAD LENGTH 16MM, TOTAL LENGTH 25MM | 16 | No | Yes |  | No | N. A. | No | N. A. | No | Yes | No | Yes | M. L.: MFG/MD/2021/000369 |  | 3 | SUSHRUT PRODUCTS\INTERNATIONAL IMPLANTS\LARGE FRAGMENT BONE SCREWS\CANCELLOUS SCREWS 6.5MM X 16MM, HEX SLOT | 0.007 | Initial issue | N | BONE SCREWS |  | 1 | No | Yes | Yes | Yes | N. A.
B0114 | B0104.030 | CANCELLOUS SCREW, S`RUT, DIA. 6.5MM, HEX. SLOT, THREAD LENGTH 16MM, TOTAL LENGTH 30MM |  | B0114.000 | 07 | 2018-06-20 | N. A. | N. A. | N. A. | QPF/B0114 | 03 | 2017-07-22 | N. A. | N. A. | N. A. | PS/B0114 | 03 | 2018-01-16 | 2022-12-01 | 2019-12-01 | N. A. | B0114 | TMF-1 | IU/1 | Class C | FINISHED GOODS | SUSHRUT™ | CANCELLOUS SCREW 6.5 MM | HEX SLOT THREAD LENGTH 16MM, TOTAL LENGTH 30MM | 16 | No | Yes |  | No | N. A. | No | N. A. | No | Yes | No | Yes | M. L.: MFG/MD/2021/000369 |  | 3 | SUSHRUT PRODUCTS\INTERNATIONAL IMPLANTS\LARGE FRAGMENT BONE SCREWS\CANCELLOUS SCREWS 6.5MM X 16MM, HEX SLOT | 0.008 | Initial issue | N | BONE SCREWS |  | 1 | No | Yes | Yes | Yes | N. A.
B0114 | B0104.035 | CANCELLOUS SCREW, S`RUT, DIA. 6.5MM, HEX. SLOT, THREAD LENGTH 16MM, TOTAL LENGTH 35MM |  | B0114.000 | 07 | 2018-06-20 | N. A. | N. A. | N. A. | QPF/B0114 | 03 | 2017-07-22 | N. A. | N. A. | N. A. | PS/B0114 | 03 | 2018-01-16 | 2022-12-01 | 2019-12-01 | N. A. | B0114 | TMF-1 | IU/1 | Class C | FINISHED GOODS | SUSHRUT™ | CANCELLOUS SCREW 6.5 MM | HEX SLOT THREAD LENGTH 16MM, TOTAL LENGTH 35MM | 16 | No | Yes |  | No | N. A. | No | N. A. | No | Yes | No | Yes | M. L.: MFG/MD/2021/000369 |  | 3 | SUSHRUT PRODUCTS\INTERNATIONAL IMPLANTS\LARGE FRAGMENT BONE SCREWS\CANCELLOUS SCREWS 6.5MM X 16MM, HEX SLOT | 0.008 | Initial issue | N | BONE SCREWS |  | 1 | No | Yes | Yes | Yes | N. A.
B0114 | B0104.040 | CANCELLOUS SCREW, S`RUT, DIA. 6.5MM, HEX. SLOT, THREAD LENGTH 16MM, TOTAL LENGTH 40MM |  | B0114.000 | 07 | 2018-06-20 | N. A. | N. A. | N. A. | QPF/B0114 | 03 | 2017-07-22 | N. A. | N. A. | N. A. | PS/B0114 | 03 | 2018-01-16 | 2022-12-01 | 2019-12-01 | N. A. | B0114 | TMF-1 | IU/1 | Class C | FINISHED GOODS | SUSHRUT™ | CANCELLOUS SCREW 6.5 MM | HEX SLOT THREAD LENGTH 16MM, TOTAL LENGTH 40MM | 16 | No | Yes |  | No | N. A. | No | N. A. | No | Yes | No | Yes | M. L.: MFG/MD/2021/000369 |  | 3 | SUSHRUT PRODUCTS\INTERNATIONAL IMPLANTS\LARGE FRAGMENT BONE SCREWS\CANCELLOUS SCREWS 6.5MM X 16MM, HEX SLOT | 0.008 | Initial issue | N | BONE SCREWS |  | 1 | No | Yes | Yes | Yes | N. A.
B0114 | B0104.045 | CANCELLOUS SCREW, S`RUT, DIA. 6.5MM, HEX. SLOT, THREAD LENGTH 16MM, TOTAL LENGTH 45MM |  | B0114.000 | 07 | 2018-06-20 | N. A. | N. A. | N. A. | QPF/B0114 | 03 | 2017-07-22 | N. A. | N. A. | N. A. | PS/B0114 | 03 | 2018-01-16 | 2022-12-01 | 2019-12-01 | N. A. | B0114 | TMF-1 | IU/1 | Class C | FINISHED GOODS | SUSHRUT™ | CANCELLOUS SCREW 6.5 MM | HEX SLOT THREAD LENGTH 16MM, TOTAL LENGTH 45MM | 16 | No | Yes |  | No | N. A. | No | N. A. | No | Yes | No | Yes | M. L.: MFG/MD/2021/000369 |  | 3 | SUSHRUT PRODUCTS\INTERNATIONAL IMPLANTS\LARGE FRAGMENT BONE SCREWS\CANCELLOUS SCREWS 6.5MM X 16MM, HEX SLOT | 0.009 | Initial issue | N | BONE SCREWS |  | 1 | No | Yes | Yes | Yes | N. A.
B0114 | B0104.050 | CANCELLOUS SCREW, S`RUT, DIA. 6.5MM, HEX. SLOT, THREAD LENGTH 16MM, TOTAL LENGTH 50MM |  | B0114.000 | 07 | 2018-06-20 | N. A. | N. A. | N. A. | QPF/B0114 | 03 | 2017-07-22 | N. A. | N. A. | N. A. | PS/B0114 | 03 | 2018-01-16 | 2022-12-01 | 2019-12-01 | N. A. | B0114 | TMF-1 | IU/1 | Class C | FINISHED GOODS | SUSHRUT™ | CANCELLOUS SCREW 6.5 MM | HEX SLOT THREAD LENGTH 16MM, TOTAL LENGTH 50MM | 16 | No | Yes |  | No | N. A. | No | N. A. | No | Yes | No | Yes | M. L.: MFG/MD/2021/000369 |  | 3 | SUSHRUT PRODUCTS\INTERNATIONAL IMPLANTS\LARGE FRAGMENT BONE SCREWS\CANCELLOUS SCREWS 6.5MM X 16MM, HEX SLOT | 0 | Initial issue | N | BONE SCREWS |  | 1 | No | Yes | Yes | Yes | N. A.
B0114 | B0104.055 | CANCELLOUS SCREW, S`RUT, DIA. 6.5MM, HEX. SLOT, THREAD LENGTH 16MM, TOTAL LENGTH 55MM |  | B0114.000 | 07 | 2018-06-20 | N. A. | N. A. | N. A. | QPF/B0114 | 03 | 2017-07-22 | N. A. | N. A. | N. A. | PS/B0114 | 03 | 2018-01-16 | 2022-12-01 | 2019-12-01 | N. A. | B0114 | TMF-1 | IU/1 | Class C | FINISHED GOODS | SUSHRUT™ | CANCELLOUS SCREW 6.5 MM | HEX SLOT THREAD LENGTH 16MM, TOTAL LENGTH 55MM | 16 | No | Yes |  | No | N. A. | No | N. A. | No | Yes | No | Yes | M. L.: MFG/MD/2021/000369 |  | 3 | SUSHRUT PRODUCTS\INTERNATIONAL IMPLANTS\LARGE FRAGMENT BONE SCREWS\CANCELLOUS SCREWS 6.5MM X 16MM, HEX SLOT | 0.009 | Initial issue | N | BONE SCREWS |  | 1 | No | Yes | Yes | Yes | N. A.
B0114 | B0104.060 | CANCELLOUS SCREW, S`RUT, DIA. 6.5MM, HEX. SLOT, THREAD LENGTH 16MM, TOTAL LENGTH 60MM |  | B0114.000 | 07 | 2018-06-20 | N. A. | N. A. | N. A. | QPF/B0114 | 03 | 2017-07-22 | N. A. | N. A. | N. A. | PS/B0114 | 03 | 2018-01-16 | 2022-12-01 | 2019-12-01 | N. A. | B0114 | TMF-1 | IU/1 | Class C | FINISHED GOODS | SUSHRUT™ | CANCELLOUS SCREW 6.5 MM | HEX SLOT THREAD LENGTH 16MM, TOTAL LENGTH 60MM | 16 | No | Yes |  | No | N. A. | No | N. A. | No | Yes | No | Yes | M. L.: MFG/MD/2021/000369 |  | 3 | SUSHRUT PRODUCTS\INTERNATIONAL IMPLANTS\LARGE FRAGMENT BONE SCREWS\CANCELLOUS SCREWS 6.5MM X 16MM, HEX SLOT | 0.01 | Initial issue | N | BONE SCREWS |  | 1 | No | Yes | Yes | Yes | N. A.
B0114 | B0104.065 | CANCELLOUS SCREW, S`RUT, DIA. 6.5MM, HEX. SLOT, THREAD LENGTH 16MM, TOTAL LENGTH 65MM |  | B0114.000 | 07 | 2018-06-20 | N. A. | N. A. | N. A. | QPF/B0114 | 03 | 2017-07-22 | N. A. | N. A. | N. A. | PS/B0114 | 03 | 2018-01-16 | 2022-12-01 | 2019-12-01 | N. A. | B0114 | TMF-1 | IU/1 | Class C | FINISHED GOODS | SUSHRUT™ | CANCELLOUS SCREW 6.5 MM | HEX SLOT THREAD LENGTH 16MM, TOTAL LENGTH 65MM | 16 | No | Yes |  | No | N. A. | No | N. A. | No | Yes | No | Yes | M. L.: MFG/MD/2021/000369 |  | 3 | SUSHRUT PRODUCTS\INTERNATIONAL IMPLANTS\LARGE FRAGMENT BONE SCREWS\CANCELLOUS SCREWS 6.5MM X 16MM, HEX SLOT | 0.0105 | Initial issue | N | BONE SCREWS |  | 1 | No | Yes | Yes | Yes | N. A.
B0114 | B0104.070 | CANCELLOUS SCREW, S`RUT, DIA. 6.5MM, HEX. SLOT, THREAD LENGTH 16MM, TOTAL LENGTH 70MM |  | B0114.000 | 07 | 2018-06-20 | N. A. | N. A. | N. A. | QPF/B0114 | 03 | 2017-07-22 | N. A. | N. A. | N. A. | PS/B0114 | 03 | 2018-01-16 | 2022-12-01 | 2019-12-01 | N. A. | B0114 | TMF-1 | IU/1 | Class C | FINISHED GOODS | SUSHRUT™ | CANCELLOUS SCREW 6.5 MM | HEX SLOT THREAD LENGTH 16MM, TOTAL LENGTH 70MM | 16 | No | Yes |  | No | N. A. | No | N. A. | No | Yes | No | Yes | M. L.: MFG/MD/2021/000369 |  | 3 | SUSHRUT PRODUCTS\INTERNATIONAL IMPLANTS\LARGE FRAGMENT BONE SCREWS\CANCELLOUS SCREWS 6.5MM X 16MM, HEX SLOT | 0.010269 | Initial issue | N | BONE SCREWS |  | 1 | No | Yes | Yes | Yes | N. A.
B0114 | B0104.075 | CANCELLOUS SCREW, S`RUT, DIA. 6.5MM, HEX. SLOT, THREAD LENGTH 16MM, TOTAL LENGTH 75MM |  | B0114.000 | 07 | 2018-06-20 | N. A. | N. A. | N. A. | QPF/B0114 | 03 | 2017-07-22 | N. A. | N. A. | N. A. | PS/B0114 | 03 | 2018-01-16 | 2022-12-01 | 2019-12-01 | N. A. | B0114 | TMF-1 | IU/1 | Class C | FINISHED GOODS | SUSHRUT™ | CANCELLOUS SCREW 6.5 MM | HEX SLOT THREAD LENGTH 16MM, TOTAL LENGTH 75MM | 16 | No | Yes |  | No | N. A. | No | N. A. | No | Yes | No | Yes | M. L.: MFG/MD/2021/000369 |  | 3 | SUSHRUT PRODUCTS\INTERNATIONAL IMPLANTS\LARGE FRAGMENT BONE SCREWS\CANCELLOUS SCREWS 6.5MM X 16MM, HEX SLOT | 0.011019 | Initial issue | N | BONE SCREWS |  | 1 | No | Yes | Yes | Yes | N. A.
B0114 | B0104.080 | CANCELLOUS SCREW, S`RUT, DIA. 6.5MM, HEX. SLOT, THREAD LENGTH 16MM, TOTAL LENGTH 80MM |  | B0114.000 | 07 | 2018-06-20 | N. A. | N. A. | N. A. | QPF/B0114 | 03 | 2017-07-22 | N. A. | N. A. | N. A. | PS/B0114 | 03 | 2018-01-16 | 2022-12-01 | 2019-12-01 | N. A. | B0114 | TMF-1 | IU/1 | Class C | FINISHED GOODS | SUSHRUT™ | CANCELLOUS SCREW 6.5 MM | HEX SLOT THREAD LENGTH 16MM, TOTAL LENGTH 80MM | 16 | No | Yes |  | No | N. A. | No | N. A. | No | Yes | No | Yes | M. L.: MFG/MD/2021/000369 |  | 3 | SUSHRUT PRODUCTS\INTERNATIONAL IMPLANTS\LARGE FRAGMENT BONE SCREWS\CANCELLOUS SCREWS 6.5MM X 16MM, HEX SLOT | 0.01154 | Initial issue | N | BONE SCREWS |  | 1 | No | Yes | Yes | Yes | N. A.
B0114 | B0104.085 | CANCELLOUS SCREW, S`RUT, DIA. 6.5MM, HEX. SLOT, THREAD LENGTH 16MM, TOTAL LENGTH 85MM |  | B0114.000 | 07 | 2018-06-20 | N. A. | N. A. | N. A. | QPF/B0114 | 03 | 2017-07-22 | N. A. | N. A. | N. A. | PS/B0114 | 03 | 2018-01-16 | 2022-12-01 | 2019-12-01 | N. A. | B0114 | TMF-1 | IU/1 | Class C | FINISHED GOODS | SUSHRUT™ | CANCELLOUS SCREW 6.5 MM | HEX SLOT THREAD LENGTH 16MM, TOTAL LENGTH 85MM | 16 | No | Yes |  | No | N. A. | No | N. A. | No | Yes | No | Yes | M. L.: MFG/MD/2021/000369 |  | 3 | SUSHRUT PRODUCTS\INTERNATIONAL IMPLANTS\LARGE FRAGMENT BONE SCREWS\CANCELLOUS SCREWS 6.5MM X 16MM, HEX SLOT | 0.012433 | Initial issue | N | BONE SCREWS |  | 1 | No | Yes | Yes | Yes | N. A.
B0114 | B0104.090 | CANCELLOUS SCREW, S`RUT, DIA. 6.5MM, HEX. SLOT, THREAD LENGTH 16MM, TOTAL LENGTH 90MM |  | B0114.000 | 07 | 2018-06-20 | N. A. | N. A. | N. A. | QPF/B0114 | 03 | 2017-07-22 | N. A. | N. A. | N. A. | PS/B0114 | 03 | 2018-01-16 | 2022-12-01 | 2019-12-01 | N. A. | B0114 | TMF-1 | IU/1 | Class C | FINISHED GOODS | SUSHRUT™ | CANCELLOUS SCREW 6.5 MM | HEX SLOT THREAD LENGTH 16MM, TOTAL LENGTH 90MM | 16 | No | Yes |  | No | N. A. | No | N. A. | No | Yes | No | Yes | M. L.: MFG/MD/2021/000369 |  | 3 | SUSHRUT PRODUCTS\INTERNATIONAL IMPLANTS\LARGE FRAGMENT BONE SCREWS\CANCELLOUS SCREWS 6.5MM X 16MM, HEX SLOT | 0.01275 | Initial issue | N | BONE SCREWS |  | 1 | No | Yes | Yes | Yes | N. A.
B0114 | B0104.095 | CANCELLOUS SCREW, S`RUT, DIA. 6.5MM, HEX. SLOT, THREAD LENGTH 16MM, TOTAL LENGTH 95MM |  | B0114.000 | 07 | 2018-06-20 | N. A. | N. A. | N. A. | QPF/B0114 | 03 | 2017-07-22 | N. A. | N. A. | N. A. | PS/B0114 | 03 | 2018-01-16 | 2022-12-01 | 2019-12-01 | N. A. | B0114 | TMF-1 | IU/1 | Class C | FINISHED GOODS | SUSHRUT™ | CANCELLOUS SCREW 6.5 MM | HEX SLOT THREAD LENGTH 16MM, TOTAL LENGTH 95MM | 16 | No | Yes |  | No | N. A. | No | N. A. | No | Yes | No | Yes | M. L.: MFG/MD/2021/000369 |  | 3 | SUSHRUT PRODUCTS\INTERNATIONAL IMPLANTS\LARGE FRAGMENT BONE SCREWS\CANCELLOUS SCREWS 6.5MM X 16MM, HEX SLOT | 0.015 | Initial issue | N | BONE SCREWS |  | 1 | No | Yes | Yes | Yes | N. A.
B0114 | B0104.100 | CANCELLOUS SCREW, S`RUT, DIA. 6.5MM, HEX. SLOT, THREAD LENGTH 16MM, TOTAL LENGTH 100MM |  | B0114.000 | 07 | 2018-06-20 | N. A. | N. A. | N. A. | QPF/B0114 | 03 | 2017-07-22 | N. A. | N. A. | N. A. | PS/B0114 | 03 | 2018-01-16 | 2022-12-01 | 2019-12-01 | N. A. | B0114 | TMF-1 | IU/1 | Class C | FINISHED GOODS | SUSHRUT™ | CANCELLOUS SCREW 6.5 MM | HEX SLOT THREAD LENGTH 16MM, TOTAL LENGTH 100MM | 16 | No | Yes |  | No | N. A. | No | N. A. | No | Yes | No | Yes | M. L.: MFG/MD/2021/000369 |  | 3 | SUSHRUT PRODUCTS\INTERNATIONAL IMPLANTS\LARGE FRAGMENT BONE SCREWS\CANCELLOUS SCREWS 6.5MM X 16MM, HEX SLOT | 0.014 | Initial issue | N | BONE SCREWS |  | 1 | No | Yes | Yes | Yes | N. A.
B0114 | B0104.105 | CANCELLOUS SCREW, S`RUT, DIA. 6.5MM, HEX. SLOT, THREAD LENGTH 16MM, TOTAL LENGTH 105MM |  | B0114.000 | 07 | 2018-06-20 | N. A. | N. A. | N. A. | QPF/B0114 | 03 | 2017-07-22 | N. A. | N. A. | N. A. | PS/B0114 | 03 | 2018-01-16 | 2022-12-01 | 2019-12-01 | N. A. | B0114 | TMF-1 | IU/1 | Class C | FINISHED GOODS | SUSHRUT™ | CANCELLOUS SCREW 6.5 MM | HEX SLOT THREAD LENGTH 16MM, TOTAL LENGTH 105MM | 16 | No | Yes |  | No | N. A. | No | N. A. | No | Yes | No | Yes | M. L.: MFG/MD/2021/000369 |  | 3 | SUSHRUT PRODUCTS\INTERNATIONAL IMPLANTS\LARGE FRAGMENT BONE SCREWS\CANCELLOUS SCREWS 6.5MM X 16MM, HEX SLOT | 0.016 | Initial issue | N | BONE SCREWS |  | 1 | No | Yes | Yes | Yes | N. A.
B0114 | B0104.110 | CANCELLOUS SCREW, S`RUT, DIA. 6.5MM, HEX. SLOT, THREAD LENGTH 16MM, TOTAL LENGTH 110MM |  | B0114.000 | 07 | 2018-06-20 | N. A. | N. A. | N. A. | QPF/B0114 | 03 | 2017-07-22 | N. A. | N. A. | N. A. | PS/B0114 | 03 | 2018-01-16 | 2022-12-01 | 2019-12-01 | N. A. | B0114 | TMF-1 | IU/1 | Class C | FINISHED GOODS | SUSHRUT™ | CANCELLOUS SCREW 6.5 MM | HEX SLOT THREAD LENGTH 16MM, TOTAL LENGTH 110MM | 16 | No | Yes |  | No | N. A. | No | N. A. | No | Yes | No | Yes | M. L.: MFG/MD/2021/000369 |  | 3 | SUSHRUT PRODUCTS\INTERNATIONAL IMPLANTS\LARGE FRAGMENT BONE SCREWS\CANCELLOUS SCREWS 6.5MM X 16MM, HEX SLOT | 0.017 | Initial issue | N | BONE SCREWS |  | 1 | No | Yes | Yes | Yes | N. A.
B0114 | B0104.115 | CANCELLOUS SCREW DIA. 6.5MM, HEX. SLOT, THREAD LENGTH 16MM, TOTAL LENGTH 115MM |  | B0114.000 | 07 | 2018-06-20 | N. A. | N. A. | N. A. | QPF/B0114 | 03 | 2017-07-22 | N. A. | N. A. | N. A. | PS/B0114 | 03 | 2018-01-16 | 2022-12-01 | 2019-12-01 | N. A. | B0114 | TMF-1 | IU/1 | Class C | FINISHED GOODS | ADLER™ | CANCELLOUS SCREW 6.5 MM | HEX SLOT THREAD LENGTH 16MM, TOTAL LENGTH 115MM | 16 | No | Yes |  | No | N. A. | No | N. A. | No | Yes | No | Yes | M. L.: MFG/MD/2021/000369 |  | 3 | SUSHRUT PRODUCTS\INTERNATIONAL IMPLANTS\LARGE FRAGMENT BONE SCREWS\CANCELLOUS SCREW 6.5MM, HEX SLOT | 0 | Initial issue | N | BONE SCREWS |  | 1 | No | Yes | Yes | Yes | N. A.
B0114 | B0104.120 | CANCELLOUS SCREW, S`RUT, DIA. 6.5MM, HEX. SLOT, THREAD LENGTH 16MM, TOTAL LENGTH 120MM |  | B0114.000 | 07 | 2018-06-20 | N. A. | N. A. | N. A. | QPF/B0114 | 03 | 2017-07-22 | N. A. | N. A. | N. A. | PS/B0114 | 03 | 2018-01-16 | 2022-12-01 | 2019-12-01 | N. A. | B0114 | TMF-1 | IU/1 | Class C | FINISHED GOODS | SUSHRUT™ | CANCELLOUS SCREW 6.5 MM | HEX SLOT THREAD LENGTH 16MM, TOTAL LENGTH 120MM | 16 | No | Yes |  | No | N. A. | No | N. A. | No | Yes | No | Yes | M. L.: MFG/MD/2021/000369 |  | 3 | SUSHRUT PRODUCTS\INTERNATIONAL IMPLANTS\LARGE FRAGMENT BONE SCREWS\CANCELLOUS SCREWS 6.5MM X 16MM, HEX SLOT | 0.017 | Initial issue | Y | BONE SCREWS |  | 1 | No | Yes | Yes | Yes | N. A.
B0114 | B0104.125 | CANCELLOUS SCREW DIA. 6.5MM, HEX. SLOT, THREAD LENGTH 16MM, TOTAL LENGTH 125MM |  | B0114.000 | 07 | 2018-06-20 | N. A. | N. A. | N. A. | QPF/B0114 | 03 | 2017-07-22 | N. A. | N. A. | N. A. | PS/B0114 | 03 | 2018-01-16 | 2022-12-01 | 2019-12-01 | N. A. | B0114 | TMF-1 | IU/1 | Class C | FINISHED GOODS | ADLER™ | CANCELLOUS SCREW 6.5 MM | HEX SLOT THREAD LENGTH 16MM, TOTAL LENGTH 125MM | 16 | No | Yes |  | No | N. A. | No | N. A. | No | Yes | No | Yes | M. L.: MFG/MD/2021/000369 |  | 3 | SUSHRUT PRODUCTS\INTERNATIONAL IMPLANTS\LARGE FRAGMENT BONE SCREWS\CANCELLOUS SCREW 6.5MM, HEX SLOT | 0 | Initial issue | N | BONE SCREWS |  | 1 | No | Yes | Yes | Yes | N. A.
B0114 | B0104.130 | CANCELLOUS SCREW DIA. 6.5MM, HEX. SLOT, THREAD LENGTH 16MM, TOTAL LENGTH 130MM |  | B0114.000 | 07 | 2018-06-20 | N. A. | N. A. | N. A. | QPF/B0114 | 03 | 2017-07-22 | N. A. | N. A. | N. A. | PS/B0114 | 03 | 2018-01-16 | 2022-12-01 | 2019-12-01 | N. A. | B0114 | TMF-1 | IU/1 | Class C | FINISHED GOODS | ADLER™ | CANCELLOUS SCREW 6.5 MM | HEX SLOT THREAD LENGTH 16MM, TOTAL LENGTH 130MM | 16 | No | Yes |  | No | N. A. | No | N. A. | No | Yes | No | Yes | M. L.: MFG/MD/2021/000369 |  | 3 | SUSHRUT PRODUCTS\INTERNATIONAL IMPLANTS\LARGE FRAGMENT BONE SCREWS\CANCELLOUS SCREW 6.5MM, HEX SLOT | 0 | Initial issue | N | BONE SCREWS |  | 1 | No | Yes | Yes | Yes | N. A.
B0114 | B0104.135 | CANCELLOUS SCREW DIA. 6.5MM, HEX. SLOT, THREAD LENGTH 16MM, TOTAL LENGTH 135MM |  | B0114.000 | 07 | 2018-06-20 | N. A. | N. A. | N. A. | QPF/B0114 | 03 | 2017-07-22 | N. A. | N. A. | N. A. | PS/B0114 | 03 | 2018-01-16 | 2022-12-01 | 2019-12-01 | N. A. | B0114 | TMF-1 | IU/1 | Class C | FINISHED GOODS | ADLER™ | CANCELLOUS SCREW 6.5 MM | HEX SLOT THREAD LENGTH 16MM, TOTAL LENGTH 135MM | 16 | No | Yes |  | No | N. A. | No | N. A. | No | Yes | No | Yes | M. L.: MFG/MD/2021/000369 |  | 3 | SUSHRUT PRODUCTS\INTERNATIONAL IMPLANTS\LARGE FRAGMENT BONE SCREWS\CANCELLOUS SCREW 6.5MM, HEX SLOT | 0 | Initial issue | N | BONE SCREWS |  | 1 | No | Yes | Yes | Yes | N. A.
B0114 | B0104.140 | CANCELLOUS SCREW DIA. 6.5MM, HEX. SLOT, THREAD LENGTH 16MM, TOTAL LENGTH 140MM |  | B0114.000 | 07 | 2018-06-20 | N. A. | N. A. | N. A. | QPF/B0114 | 03 | 2017-07-22 | N. A. | N. A. | N. A. | PS/B0114 | 03 | 2018-01-16 | 2022-12-01 | 2019-12-01 | N. A. | B0114 | TMF-1 | IU/1 | Class C | FINISHED GOODS | ADLER™ | CANCELLOUS SCREW 6.5 MM | HEX SLOT THREAD LENGTH 16MM, TOTAL LENGTH 140MM | 16 | No | Yes |  | No | N. A. | No | N. A. | No | Yes | No | Yes | M. L.: MFG/MD/2021/000369 |  | 3 | SUSHRUT PRODUCTS\INTERNATIONAL IMPLANTS\LARGE FRAGMENT BONE SCREWS\CANCELLOUS SCREW 6.5MM, HEX SLOT | 0 | Initial issue | N | BONE SCREWS |  | 1 | No | Yes | Yes | Yes | N. A.
B0114 | B0104.145 | CANCELLOUS SCREW DIA. 6.5MM, HEX. SLOT, THREAD LENGTH 16MM, TOTAL LENGTH 145MM |  | B0114.000 | 07 | 2018-06-20 | N. A. | N. A. | N. A. | QPF/B0114 | 03 | 2017-07-22 | N. A. | N. A. | N. A. | PS/B0114 | 03 | 2018-01-16 | 2022-12-01 | 2019-12-01 | N. A. | B0114 | TMF-1 | IU/1 | Class C | FINISHED GOODS | ADLER™ | CANCELLOUS SCREW 6.5 MM | HEX SLOT THREAD LENGTH 16MM, TOTAL LENGTH 145MM | 16 | No | Yes |  | No | N. A. | No | N. A. | No | Yes | No | Yes | M. L.: MFG/MD/2021/000369 |  | 3 | SUSHRUT PRODUCTS\INTERNATIONAL IMPLANTS\LARGE FRAGMENT BONE SCREWS\CANCELLOUS SCREW 6.5MM, HEX SLOT | 0 | Initial issue | N | BONE SCREWS |  | 1 | No | Yes | Yes | Yes | N. A.
B0114 | B0104.150 | CANCELLOUS SCREW DIA. 6.5MM, HEX. SLOT, THREAD LENGTH 16MM, TOTAL LENGTH 150MM |  | B0114.000 | 07 | 2018-06-20 | N. A. | N. A. | N. A. | QPF/B0114 | 03 | 2017-07-22 | N. A. | N. A. | N. A. | PS/B0114 | 03 | 2018-01-16 | 2022-12-01 | 2019-12-01 | N. A. | B0114 | TMF-1 | IU/1 | Class C | FINISHED GOODS | ADLER™ | CANCELLOUS SCREW 6.5 MM | HEX SLOT THREAD LENGTH 16MM, TOTAL LENGTH 150MM | 16 | No | Yes |  | No | N. A. | No | N. A. | No | Yes | No | Yes | M. L.: MFG/MD/2021/000369 |  | 3 | SUSHRUT PRODUCTS\INTERNATIONAL IMPLANTS\LARGE FRAGMENT BONE SCREWS\CANCELLOUS SCREW 6.5MM, HEX SLOT | 0 | Initial issue | N | BONE SCREWS |  | 1 | No | Yes | Yes | Yes | N. A.
B0114 | B0106.045 | CANCELLOUS SCREW, S`RUT, DIA. 6.5MM, HEX. SLOT, THREAD LENGTH 32MM, TOTAL LENGTH 45MM |  | B0114.000 | 07 | 2018-06-20 | N. A. | N. A. | N. A. | QPF/B0114 | 03 | 2017-07-22 | N. A. | N. A. | N. A. | PS/B0114 | 03 | 2018-01-16 | 2022-12-01 | 2019-12-01 | N. A. | B0114 | TMF-1 | IU/1 | Class C | FINISHED GOODS | SUSHRUT™ | CANCELLOUS SCREW, DIA. 6.5MM | THREAD LENGTH 32MM, TOTAL LENGTH 45MM | 16 | No | Yes |  | No | N. A. | No | N. A. | No | Yes | No | Yes | M. L.: MFG/MD/2021/000369 |  | 3 | SUSHRUT PRODUCTS\INTERNATIONAL IMPLANTS\LARGE FRAGMENT BONE SCREWS\CANCELLOUS SCREWS 6.5MM X 32MM, HEX SLOT | 0.006875 | Initial issue | N | BONE SCREWS |  | 1 | No | Yes | Yes | Yes | N. A.
B0114 | B0106.050 | CANCELLOUS SCREW, S`RUT, DIA. 6.5MM, HEX. SLOT, THREAD LENGTH 32MM, TOTAL LENGTH 50MM |  | B0114.000 | 07 | 2018-06-20 | N. A. | N. A. | N. A. | QPF/B0114 | 03 | 2017-07-22 | N. A. | N. A. | N. A. | PS/B0114 | 03 | 2018-01-16 | 2022-12-01 | 2019-12-01 | N. A. | B0114 | TMF-1 | IU/1 | Class C | FINISHED GOODS | SUSHRUT™ | CANCELLOUS SCREW, DIA. 6.5MM | THREAD LENGTH 32MM, TOTAL LENGTH 50MM | 16 | No | Yes |  | No | N. A. | No | N. A. | No | Yes | No | Yes | M. L.: MFG/MD/2021/000369 |  | 3 | SUSHRUT PRODUCTS\INTERNATIONAL IMPLANTS\LARGE FRAGMENT BONE SCREWS\CANCELLOUS SCREWS 6.5MM X 32MM, HEX SLOT | 0.0079 | Initial issue | N | BONE SCREWS |  | 1 | No | Yes | Yes | Yes | N. A.
B0114 | B0106.055 | CANCELLOUS SCREW, S`RUT, DIA. 6.5MM, HEX. SLOT, THREAD LENGTH 32MM, TOTAL LENGTH 55MM |  | B0114.000 | 07 | 2018-06-20 | N. A. | N. A. | N. A. | QPF/B0114 | 03 | 2017-07-22 | N. A. | N. A. | N. A. | PS/B0114 | 03 | 2018-01-16 | 2022-12-01 | 2019-12-01 | N. A. | B0114 | TMF-1 | IU/1 | Class C | FINISHED GOODS | SUSHRUT™ | CANCELLOUS SCREW, DIA. 6.5MM | THREAD LENGTH 32MM, TOTAL LENGTH 55MM | 16 | No | Yes |  | No | N. A. | No | N. A. | No | Yes | No | Yes | M. L.: MFG/MD/2021/000369 |  | 3 | SUSHRUT PRODUCTS\INTERNATIONAL IMPLANTS\LARGE FRAGMENT BONE SCREWS\CANCELLOUS SCREWS 6.5MM X 32MM, HEX SLOT | 0.00825 | Initial issue | N | BONE SCREWS |  | 1 | No | Yes | Yes | Yes | N. A.
B0114 | B0106.060 | CANCELLOUS SCREW, S`RUT, DIA. 6.5MM, HEX. SLOT, THREAD LENGTH 32MM, TOTAL LENGTH 60MM |  | B0114.000 | 07 | 2018-06-20 | N. A. | N. A. | N. A. | QPF/B0114 | 03 | 2017-07-22 | N. A. | N. A. | N. A. | PS/B0114 | 03 | 2018-01-16 | 2022-12-01 | 2019-12-01 | N. A. | B0114 | TMF-1 | IU/1 | Class C | FINISHED GOODS | SUSHRUT™ | CANCELLOUS SCREW, DIA. 6.5MM | THREAD LENGTH 32MM, TOTAL LENGTH 60MM | 16 | No | Yes |  | No | N. A. | No | N. A. | No | Yes | No | Yes | M. L.: MFG/MD/2021/000369 |  | 3 | SUSHRUT PRODUCTS\INTERNATIONAL IMPLANTS\LARGE FRAGMENT BONE SCREWS\CANCELLOUS SCREWS 6.5MM X 32MM, HEX SLOT | 0.0086333 | Initial issue | N | BONE SCREWS |  | 1 | No | Yes | Yes | Yes | N. A.
B0114 | B0106.065 | CANCELLOUS SCREW, S`RUT, DIA. 6.5MM, HEX. SLOT, THREAD LENGTH 32MM, TOTAL LENGTH 65MM |  | B0114.000 | 07 | 2018-06-20 | N. A. | N. A. | N. A. | QPF/B0114 | 03 | 2017-07-22 | N. A. | N. A. | N. A. | PS/B0114 | 03 | 2018-01-16 | 2022-12-01 | 2019-12-01 | N. A. | B0114 | TMF-1 | IU/1 | Class C | FINISHED GOODS | SUSHRUT™ | CANCELLOUS SCREW, DIA. 6.5MM | THREAD LENGTH 32MM, TOTAL LENGTH 65MM | 16 | No | Yes |  | No | N. A. | No | N. A. | No | Yes | No | Yes | M. L.: MFG/MD/2021/000369 |  | 3 | SUSHRUT PRODUCTS\INTERNATIONAL IMPLANTS\LARGE FRAGMENT BONE SCREWS\CANCELLOUS SCREWS 6.5MM X 32MM, HEX SLOT | 0.0092063 | Initial issue | N | BONE SCREWS |  | 1 | No | Yes | Yes | Yes | N. A.
B0114 | B0106.070 | CANCELLOUS SCREW, S`RUT, DIA. 6.5MM, HEX. SLOT, THREAD LENGTH 32MM, TOTAL LENGTH 70MM |  | B0114.000 | 07 | 2018-06-20 | N. A. | N. A. | N. A. | QPF/B0114 | 03 | 2017-07-22 | N. A. | N. A. | N. A. | PS/B0114 | 03 | 2018-01-16 | 2022-12-01 | 2019-12-01 | N. A. | B0114 | TMF-1 | IU/1 | Class C | FINISHED GOODS | SUSHRUT™ | CANCELLOUS SCREW, DIA. 6.5MM | THREAD LENGTH 32MM, TOTAL LENGTH 70MM | 16 | No | Yes |  | No | N. A. | No | N. A. | No | Yes | No | Yes | M. L.: MFG/MD/2021/000369 |  | 3 | SUSHRUT PRODUCTS\INTERNATIONAL IMPLANTS\LARGE FRAGMENT BONE SCREWS\CANCELLOUS SCREWS 6.5MM X 32MM, HEX SLOT | 0.01 | Initial issue | N | BONE SCREWS |  | 1 | No | Yes | Yes | Yes | N. A.
B0114 | B0106.075 | CANCELLOUS SCREW, S`RUT, DIA. 6.5MM, HEX. SLOT, THREAD LENGTH 32MM, TOTAL LENGTH 75MM |  | B0114.000 | 07 | 2018-06-20 | N. A. | N. A. | N. A. | QPF/B0114 | 03 | 2017-07-22 | N. A. | N. A. | N. A. | PS/B0114 | 03 | 2018-01-16 | 2022-12-01 | 2019-12-01 | N. A. | B0114 | TMF-1 | IU/1 | Class C | FINISHED GOODS | SUSHRUT™ | CANCELLOUS SCREW, DIA. 6.5MM | THREAD LENGTH 32MM, TOTAL LENGTH 75MM | 16 | No | Yes |  | No | N. A. | No | N. A. | No | Yes | No | Yes | M. L.: MFG/MD/2021/000369 |  | 3 | SUSHRUT PRODUCTS\INTERNATIONAL IMPLANTS\LARGE FRAGMENT BONE SCREWS\CANCELLOUS SCREWS 6.5MM X 32MM, HEX SLOT | 0.010597 | Initial issue | N | BONE SCREWS |  | 1 | No | Yes | Yes | Yes | N. A.
B0114 | B0106.080 | CANCELLOUS SCREW, S`RUT, DIA. 6.5MM, HEX. SLOT, THREAD LENGTH 32MM, TOTAL LENGTH 80MM |  | B0114.000 | 07 | 2018-06-20 | N. A. | N. A. | N. A. | QPF/B0114 | 03 | 2017-07-22 | N. A. | N. A. | N. A. | PS/B0114 | 03 | 2018-01-16 | 2022-12-01 | 2019-12-01 | N. A. | B0114 | TMF-1 | IU/1 | Class C | FINISHED GOODS | SUSHRUT™ | CANCELLOUS SCREW, DIA. 6.5MM | THREAD LENGTH 32MM, TOTAL LENGTH 80MM | 16 | No | Yes |  | No | N. A. | No | N. A. | No | Yes | No | Yes | M. L.: MFG/MD/2021/000369 |  | 3 | SUSHRUT PRODUCTS\INTERNATIONAL IMPLANTS\LARGE FRAGMENT BONE SCREWS\CANCELLOUS SCREWS 6.5MM X 32MM, HEX SLOT | 0.011185 | Initial issue | N | BONE SCREWS |  | 1 | No | Yes | Yes | Yes | N. A.
B0114 | B0106.085 | CANCELLOUS SCREW, S`RUT, DIA. 6.5MM, HEX. SLOT, THREAD LENGTH 32MM, TOTAL LENGTH 85MM |  | B0114.000 | 07 | 2018-06-20 | N. A. | N. A. | N. A. | QPF/B0114 | 03 | 2017-07-22 | N. A. | N. A. | N. A. | PS/B0114 | 03 | 2018-01-16 | 2022-12-01 | 2019-12-01 | N. A. | B0114 | TMF-1 | IU/1 | Class C | FINISHED GOODS | SUSHRUT™ | CANCELLOUS SCREW, DIA. 6.5MM | THREAD LENGTH 32MM, TOTAL LENGTH 85MM | 16 | No | Yes |  | No | N. A. | No | N. A. | No | Yes | No | Yes | M. L.: MFG/MD/2021/000369 |  | 3 | SUSHRUT PRODUCTS\INTERNATIONAL IMPLANTS\LARGE FRAGMENT BONE SCREWS\CANCELLOUS SCREWS 6.5MM X 32MM, HEX SLOT | 0.014 | Initial issue | N | BONE SCREWS |  | 1 | No | Yes | Yes | Yes | N. A.
B0114 | B0106.090 | CANCELLOUS SCREW, S`RUT, DIA. 6.5MM, HEX. SLOT, THREAD LENGTH 32MM, TOTAL LENGTH 90MM |  | B0114.000 | 07 | 2018-06-20 | N. A. | N. A. | N. A. | QPF/B0114 | 03 | 2017-07-22 | N. A. | N. A. | N. A. | PS/B0114 | 03 | 2018-01-16 | 2022-12-01 | 2019-12-01 | N. A. | B0114 | TMF-1 | IU/1 | Class C | FINISHED GOODS | SUSHRUT™ | CANCELLOUS SCREW, DIA. 6.5MM | THREAD LENGTH 32MM, TOTAL LENGTH 90MM | 16 | No | Yes |  | No | N. A. | No | N. A. | No | Yes | No | Yes | M. L.: MFG/MD/2021/000369 |  | 3 | SUSHRUT PRODUCTS\INTERNATIONAL IMPLANTS\LARGE FRAGMENT BONE SCREWS\CANCELLOUS SCREWS 6.5MM X 32MM, HEX SLOT | 0.012367 | Initial issue | N | BONE SCREWS |  | 1 | No | Yes | Yes | Yes | N. A.
B0114 | B0106.095 | CANCELLOUS SCREW, S`RUT, DIA. 6.5MM, HEX. SLOT, THREAD LENGTH 32MM, TOTAL LENGTH 95MM |  | B0114.000 | 07 | 2018-06-20 | N. A. | N. A. | N. A. | QPF/B0114 | 03 | 2017-07-22 | N. A. | N. A. | N. A. | PS/B0114 | 03 | 2018-01-16 | 2022-12-01 | 2019-12-01 | N. A. | B0114 | TMF-1 | IU/1 | Class C | FINISHED GOODS | SUSHRUT™ | CANCELLOUS SCREW, DIA. 6.5MM | THREAD LENGTH 32MM, TOTAL LENGTH 95MM | 16 | No | Yes |  | No | N. A. | No | N. A. | No | Yes | No | Yes | M. L.: MFG/MD/2021/000369 |  | 3 | SUSHRUT PRODUCTS\INTERNATIONAL IMPLANTS\LARGE FRAGMENT BONE SCREWS\CANCELLOUS SCREWS 6.5MM X 32MM, HEX SLOT | 0.013067 | Initial issue | N | BONE SCREWS |  | 1 | No | Yes | Yes | Yes | N. A.
B0114 | B0106.100 | CANCELLOUS SCREW, S`RUT, DIA. 6.5MM, HEX. SLOT, THREAD LENGTH 32MM, TOTAL LENGTH 100MM |  | B0114.000 | 07 | 2018-06-20 | N. A. | N. A. | N. A. | QPF/B0114 | 03 | 2017-07-22 | N. A. | N. A. | N. A. | PS/B0114 | 03 | 2018-01-16 | 2022-12-01 | 2019-12-01 | N. A. | B0114 | TMF-1 | IU/1 | Class C | FINISHED GOODS | SUSHRUT™ | CANCELLOUS SCREW, DIA. 6.5MM | THREAD LENGTH 32MM, TOTAL LENGTH 100MM | 16 | No | Yes |  | No | N. A. | No | N. A. | No | Yes | No | Yes | M. L.: MFG/MD/2021/000369 |  | 3 | SUSHRUT PRODUCTS\INTERNATIONAL IMPLANTS\LARGE FRAGMENT BONE SCREWS\CANCELLOUS SCREWS 6.5MM X 32MM, HEX SLOT | 0.038 | Initial issue | N | BONE SCREWS |  | 1 | No | Yes | Yes | Yes | N. A.
B0114 | B0106.105 | CANCELLOUS SCREW, S`RUT, DIA. 6.5MM, HEX. SLOT, THREAD LENGTH 32MM, TOTAL LENGTH 105MM |  | B0114.000 | 07 | 2018-06-20 | N. A. | N. A. | N. A. | QPF/B0114 | 03 | 2017-07-22 | N. A. | N. A. | N. A. | PS/B0114 | 03 | 2018-01-16 | 2022-12-01 | 2019-12-01 | N. A. | B0114 | TMF-1 | IU/1 | Class C | FINISHED GOODS | SUSHRUT™ | CANCELLOUS SCREW, DIA. 6.5MM | THREAD LENGTH 32MM, TOTAL LENGTH 105MM | 16 | No | Yes |  | No | N. A. | No | N. A. | No | Yes | No | Yes | M. L.: MFG/MD/2021/000369 |  | 3 | SUSHRUT PRODUCTS\INTERNATIONAL IMPLANTS\LARGE FRAGMENT BONE SCREWS\CANCELLOUS SCREWS 6.5MM X 32MM, HEX SLOT | 0.017 | Initial issue | N | BONE SCREWS |  | 1 | No | Yes | Yes | Yes | N. A.
B0114 | B0106.110 | CANCELLOUS SCREW, S`RUT, DIA. 6.5MM, HEX. SLOT, THREAD LENGTH 32MM, TOTAL LENGTH 110MM |  | B0114.000 | 07 | 2018-06-20 | N. A. | N. A. | N. A. | QPF/B0114 | 03 | 2017-07-22 | N. A. | N. A. | N. A. | PS/B0114 | 03 | 2018-01-16 | 2022-12-01 | 2019-12-01 | N. A. | B0114 | TMF-1 | IU/1 | Class C | FINISHED GOODS | SUSHRUT™ | CANCELLOUS SCREW, DIA. 6.5MM | THREAD LENGTH 32MM, TOTAL LENGTH 110MM | 16 | No | Yes |  | No | N. A. | No | N. A. | No | Yes | No | Yes | M. L.: MFG/MD/2021/000369 |  | 3 | SUSHRUT PRODUCTS\INTERNATIONAL IMPLANTS\LARGE FRAGMENT BONE SCREWS\CANCELLOUS SCREWS 6.5MM X 32MM, HEX SLOT | 0.014 | Initial issue | N | BONE SCREWS |  | 1 | No | Yes | Yes | Yes | N. A.
B0114 | B0106.125 | CANCELLOUS SCREW DIA. 6.5MM, HEX. SLOT, THREAD LENGTH 32MM, TOTAL LENGTH 125MM |  | B0114.000 | 07 | 2018-06-20 | N. A. | N. A. | N. A. | QPF/B0114 | 03 | 2017-07-22 | N. A. | N. A. | N. A. | PS/B0114 | 03 | 2018-01-16 | 2022-12-01 | 2019-12-01 | N. A. | B0114 | TMF-1 | IU/1 | Class C | FINISHED GOODS | SUSHRUT™ | CANCELLOUS SCREW, DIA. 6.5MM | THREAD LENGTH 32MM, TOTAL LENGTH 125MM | 16 | No | Yes |  | No | N. A. | No | N. A. | No | Yes | No | Yes | M. L.: MFG/MD/2021/000369 |  | 3 | SUSHRUT PRODUCTS\INTERNATIONAL IMPLANTS\LARGE FRAGMENT BONE SCREWS\CANCELLOUS SCREW 6.5MM, HEX SLOT | 0 | Initial issue | N | BONE SCREWS |  | 1 | No | Yes | Yes | Yes | N. A.
B0114 | B0106.130 | CANCELLOUS SCREW DIA. 6.5MM, HEX. SLOT, THREAD LENGTH 32MM, TOTAL LENGTH 130MM |  | B0114.000 | 07 | 2018-06-20 | N. A. | N. A. | N. A. | QPF/B0114 | 03 | 2017-07-22 | N. A. | N. A. | N. A. | PS/B0114 | 03 | 2018-01-16 | 2022-12-01 | 2019-12-01 | N. A. | B0114 | TMF-1 | IU/1 | Class C | FINISHED GOODS | SUSHRUT™ | CANCELLOUS SCREW, DIA. 6.5MM | THREAD LENGTH 32MM, TOTAL LENGTH 130MM | 16 | No | Yes |  | No | N. A. | No | N. A. | No | Yes | No | Yes | M. L.: MFG/MD/2021/000369 |  | 3 | SUSHRUT PRODUCTS\INTERNATIONAL IMPLANTS\LARGE FRAGMENT BONE SCREWS\CANCELLOUS SCREW 6.5MM, HEX SLOT | 0 | Initial issue | N | BONE SCREWS |  | 1 | No | Yes | Yes | Yes | N. A.
B0114 | B0106.135 | CANCELLOUS SCREW DIA. 6.5MM, HEX. SLOT, THREAD LENGTH 32MM, TOTAL LENGTH 135MM |  | B0114.000 | 07 | 2018-06-20 | N. A. | N. A. | N. A. | QPF/B0114 | 03 | 2017-07-22 | N. A. | N. A. | N. A. | PS/B0114 | 03 | 2018-01-16 | 2022-12-01 | 2019-12-01 | N. A. | B0114 | TMF-1 | IU/1 | Class C | FINISHED GOODS | SUSHRUT™ | CANCELLOUS SCREW, DIA. 6.5MM | THREAD LENGTH 32MM, TOTAL LENGTH 135MM | 16 | No | Yes |  | No | N. A. | No | N. A. | No | Yes | No | Yes | M. L.: MFG/MD/2021/000369 |  | 3 | SUSHRUT PRODUCTS\INTERNATIONAL IMPLANTS\LARGE FRAGMENT BONE SCREWS\CANCELLOUS SCREW 6.5MM, HEX SLOT | 0 | Initial issue | N | BONE SCREWS |  | 1 | No | Yes | Yes | Yes | N. A.
B0114 | B0106.140 | CANCELLOUS SCREW DIA. 6.5MM, HEX. SLOT, THREAD LENGTH 32MM, TOTAL LENGTH 140MM |  | B0114.000 | 07 | 2018-06-20 | N. A. | N. A. | N. A. | QPF/B0114 | 03 | 2017-07-22 | N. A. | N. A. | N. A. | PS/B0114 | 03 | 2018-01-16 | 2022-12-01 | 2019-12-01 | N. A. | B0114 | TMF-1 | IU/1 | Class C | FINISHED GOODS | SUSHRUT™ | CANCELLOUS SCREW, DIA. 6.5MM | THREAD LENGTH 32MM, TOTAL LENGTH 140MM | 16 | No | Yes |  | No | N. A. | No | N. A. | No | Yes | No | Yes | M. L.: MFG/MD/2021/000369 |  | 3 | SUSHRUT PRODUCTS\INTERNATIONAL IMPLANTS\LARGE FRAGMENT BONE SCREWS\CANCELLOUS SCREW 6.5MM, HEX SLOT | 0 | Initial issue | N | BONE SCREWS |  | 1 | No | Yes | Yes | Yes | N. A.
B0114 | B0106.145 | CANCELLOUS SCREW DIA. 6.5MM, HEX. SLOT, THREAD LENGTH 32MM, TOTAL LENGTH 145MM |  | B0114.000 | 07 | 2018-06-20 | N. A. | N. A. | N. A. | QPF/B0114 | 03 | 2017-07-22 | N. A. | N. A. | N. A. | PS/B0114 | 03 | 2018-01-16 | 2022-12-01 | 2019-12-01 | N. A. | B0114 | TMF-1 | IU/1 | Class C | FINISHED GOODS | SUSHRUT™ | CANCELLOUS SCREW, DIA. 6.5MM | THREAD LENGTH 32MM, TOTAL LENGTH 145MM | 16 | No | Yes |  | No | N. A. | No | N. A. | No | Yes | No | Yes | M. L.: MFG/MD/2021/000369 |  | 3 | SUSHRUT PRODUCTS\INTERNATIONAL IMPLANTS\LARGE FRAGMENT BONE SCREWS\CANCELLOUS SCREW 6.5MM, HEX SLOT | 0 | Initial issue | N | BONE SCREWS |  | 1 | No | Yes | Yes | Yes | N. A.
B0114 | B0106.150 | CANCELLOUS SCREW DIA. 6.5MM, HEX. SLOT, THREAD LENGTH 32MM, TOTAL LENGTH 150MM |  | B0114.000 | 07 | 2018-06-20 | N. A. | N. A. | N. A. | QPF/B0114 | 03 | 2017-07-22 | N. A. | N. A. | N. A. | PS/B0114 | 03 | 2018-01-16 | 2022-12-01 | 2019-12-01 | N. A. | B0114 | TMF-1 | IU/1 | Class C | FINISHED GOODS | SUSHRUT™ | CANCELLOUS SCREW, DIA. 6.5MM | THREAD LENGTH 32MM, TOTAL LENGTH 150MM | 16 | No | Yes |  | No | N. A. | No | N. A. | No | Yes | No | Yes | M. L.: MFG/MD/2021/000369 |  | 3 | SUSHRUT PRODUCTS\INTERNATIONAL IMPLANTS\LARGE FRAGMENT BONE SCREWS\CANCELLOUS SCREW 6.5MM, HEX SLOT | 0 | Initial issue | N | BONE SCREWS |  | 1 | No | Yes | Yes | Yes | N. A.
B0114 | B0108.020 | CANCELLOUS SCREW, S`RUT, DIA. 6.5MM, HEX. SLOT, FULLY THREADED, LENGTH 20MM |  | B0114.000 | 07 | 2018-06-20 | N. A. | N. A. | N. A. | QPF/B0114 | 03 | 2017-07-22 | N. A. | N. A. | N. A. | PS/B0114 | 03 | 2018-01-16 | 2022-12-01 | 2019-12-01 | N. A. | B0114 | TMF-1 | IU/1 | Class C | FINISHED GOODS | SUSHRUT™ | CANCELLOUS SCREW 6.5 MM | HEX SLOT FULLY THREADED, LENGTH 20MM | 16 | No | Yes |  | No | N. A. | No | N. A. | No | Yes | No | Yes | M. L.: MFG/MD/2021/000369 |  | 3 | SUSHRUT PRODUCTS\INTERNATIONAL IMPLANTS\LARGE FRAGMENT BONE SCREWS\CANCELLOUS SCREWS FULL THD., HEX SLOT | 0.005 | Initial issue | N | BONE SCREWS |  | 1 | No | Yes | Yes | Yes | N. A.
B0114 | B0108.025 | CANCELLOUS SCREW, S`RUT, DIA. 6.5MM, HEX. SLOT, FULLY THREADED, LENGTH 25MM |  | B0114.000 | 07 | 2018-06-20 | N. A. | N. A. | N. A. | QPF/B0114 | 03 | 2017-07-22 | N. A. | N. A. | N. A. | PS/B0114 | 03 | 2018-01-16 | 2022-12-01 | 2019-12-01 | N. A. | B0114 | TMF-1 | IU/1 | Class C | FINISHED GOODS | SUSHRUT™ | CANCELLOUS SCREW 6.5 MM | HEX SLOT FULLY THREADED, LENGTH 25MM | 16 | No | Yes |  | No | N. A. | No | N. A. | No | Yes | No | Yes | M. L.: MFG/MD/2021/000369 |  | 3 | SUSHRUT PRODUCTS\INTERNATIONAL IMPLANTS\LARGE FRAGMENT BONE SCREWS\CANCELLOUS SCREWS FULL THD., HEX SLOT | 0.0045357 | Initial issue | N | BONE SCREWS |  | 1 | No | Yes | Yes | Yes | N. A.
B0114 | B0108.030 | CANCELLOUS SCREW, S`RUT, DIA. 6.5MM, HEX. SLOT, FULLY THREADED, LENGTH 30MM |  | B0114.000 | 07 | 2018-06-20 | N. A. | N. A. | N. A. | QPF/B0114 | 03 | 2017-07-22 | N. A. | N. A. | N. A. | PS/B0114 | 03 | 2018-01-16 | 2022-12-01 | 2019-12-01 | N. A. | B0114 | TMF-1 | IU/1 | Class C | FINISHED GOODS | SUSHRUT™ | CANCELLOUS SCREW 6.5 MM | HEX SLOT FULLY THREADED, LENGTH 30MM | 16 | No | Yes |  | No | N. A. | No | N. A. | No | Yes | No | Yes | M. L.: MFG/MD/2021/000369 |  | 3 | SUSHRUT PRODUCTS\INTERNATIONAL IMPLANTS\LARGE FRAGMENT BONE SCREWS\CANCELLOUS SCREWS FULL THD., HEX SLOT | 0 | Initial issue | N | BONE SCREWS |  | 1 | No | Yes | Yes | Yes | N. A.
B0114 | B0108.035 | CANCELLOUS SCREW, S`RUT, DIA. 6.5MM, HEX. SLOT, FULLY THREADED, LENGTH 35MM |  | B0114.000 | 07 | 2018-06-20 | N. A. | N. A. | N. A. | QPF/B0114 | 03 | 2017-07-22 | N. A. | N. A. | N. A. | PS/B0114 | 03 | 2018-01-16 | 2022-12-01 | 2019-12-01 | N. A. | B0114 | TMF-1 | IU/1 | Class C | FINISHED GOODS | SUSHRUT™ | CANCELLOUS SCREW 6.5 MM | HEX SLOT FULLY THREADED, LENGTH 35MM | 16 | No | Yes |  | No | N. A. | No | N. A. | No | Yes | No | Yes | M. L.: MFG/MD/2021/000369 |  | 3 | SUSHRUT PRODUCTS\INTERNATIONAL IMPLANTS\LARGE FRAGMENT BONE SCREWS\CANCELLOUS SCREWS FULL THD., HEX SLOT | 0.0062744 | Initial issue | N | BONE SCREWS |  | 1 | No | Yes | Yes | Yes | N. A.
B0114 | B0108.040 | CANCELLOUS SCREW, S`RUT, DIA. 6.5MM, HEX. SLOT, FULLY THREADED, LENGTH 40MM |  | B0114.000 | 07 | 2018-06-20 | N. A. | N. A. | N. A. | QPF/B0114 | 03 | 2017-07-22 | N. A. | N. A. | N. A. | PS/B0114 | 03 | 2018-01-16 | 2022-12-01 | 2019-12-01 | N. A. | B0114 | TMF-1 | IU/1 | Class C | FINISHED GOODS | SUSHRUT™ | CANCELLOUS SCREW 6.5 MM | HEX SLOT FULLY THREADED, LENGTH 40MM | 16 | No | Yes |  | No | N. A. | No | N. A. | No | Yes | No | Yes | M. L.: MFG/MD/2021/000369 |  | 3 | SUSHRUT PRODUCTS\INTERNATIONAL IMPLANTS\LARGE FRAGMENT BONE SCREWS\CANCELLOUS SCREWS FULL THD., HEX SLOT | 0.00608 | Initial issue | N | BONE SCREWS |  | 1 | No | Yes | Yes | Yes | N. A.
B0114 | B0108.045 | CANCELLOUS SCREW, S`RUT, DIA. 6.5MM, HEX. SLOT, FULLY THREADED, LENGTH 45MM |  | B0114.000 | 07 | 2018-06-20 | N. A. | N. A. | N. A. | QPF/B0114 | 03 | 2017-07-22 | N. A. | N. A. | N. A. | PS/B0114 | 03 | 2018-01-16 | 2022-12-01 | 2019-12-01 | N. A. | B0114 | TMF-1 | IU/1 | Class C | FINISHED GOODS | SUSHRUT™ | CANCELLOUS SCREW 6.5 MM | HEX SLOT FULLY THREADED, LENGTH 45MM | 16 | No | Yes |  | No | N. A. | No | N. A. | No | Yes | No | Yes | M. L.: MFG/MD/2021/000369 |  | 3 | SUSHRUT PRODUCTS\INTERNATIONAL IMPLANTS\LARGE FRAGMENT BONE SCREWS\CANCELLOUS SCREWS FULL THD., HEX SLOT | 0.0066667 | Initial issue | N | BONE SCREWS |  | 1 | No | Yes | Yes | Yes | N. A.
B0114 | B0108.050 | CANCELLOUS SCREW, S`RUT, DIA. 6.5MM, HEX. SLOT, FULLY THREADED, LENGTH 50MM |  | B0114.000 | 07 | 2018-06-20 | N. A. | N. A. | N. A. | QPF/B0114 | 03 | 2017-07-22 | N. A. | N. A. | N. A. | PS/B0114 | 03 | 2018-01-16 | 2022-12-01 | 2019-12-01 | N. A. | B0114 | TMF-1 | IU/1 | Class C | FINISHED GOODS | SUSHRUT™ | CANCELLOUS SCREW 6.5 MM | HEX SLOT FULLY THREADED, LENGTH 50MM | 16 | No | Yes |  | No | N. A. | No | N. A. | No | Yes | No | Yes | M. L.: MFG/MD/2021/000369 |  | 3 | SUSHRUT PRODUCTS\INTERNATIONAL IMPLANTS\LARGE FRAGMENT BONE SCREWS\CANCELLOUS SCREWS FULL THD., HEX SLOT | 0.0071548 | Initial issue | N | BONE SCREWS |  | 1 | No | Yes | Yes | Yes | N. A.
B0114 | B0108.055 | CANCELLOUS SCREW, S`RUT, DIA. 6.5MM, HEX. SLOT, FULLY THREADED, LENGTH 55MM |  | B0114.000 | 07 | 2018-06-20 | N. A. | N. A. | N. A. | QPF/B0114 | 03 | 2017-07-22 | N. A. | N. A. | N. A. | PS/B0114 | 03 | 2018-01-16 | 2022-12-01 | 2019-12-01 | N. A. | B0114 | TMF-1 | IU/1 | Class C | FINISHED GOODS | SUSHRUT™ | CANCELLOUS SCREW 6.5 MM | HEX SLOT FULLY THREADED, LENGTH 55MM | 16 | No | Yes |  | No | N. A. | No | N. A. | No | Yes | No | Yes | M. L.: MFG/MD/2021/000369 |  | 3 | SUSHRUT PRODUCTS\INTERNATIONAL IMPLANTS\LARGE FRAGMENT BONE SCREWS\CANCELLOUS SCREWS FULL THD., HEX SLOT | 0.008 | Initial issue | N | BONE SCREWS |  | 1 | No | Yes | Yes | Yes | N. A.
B0114 | B0108.060 | CANCELLOUS SCREW, S`RUT, DIA. 6.5MM, HEX. SLOT, FULLY THREADED, LENGTH 60MM |  | B0114.000 | 07 | 2018-06-20 | N. A. | N. A. | N. A. | QPF/B0114 | 03 | 2017-07-22 | N. A. | N. A. | N. A. | PS/B0114 | 03 | 2018-01-16 | 2022-12-01 | 2019-12-01 | N. A. | B0114 | TMF-1 | IU/1 | Class C | FINISHED GOODS | SUSHRUT™ | CANCELLOUS SCREW 6.5 MM | HEX SLOT FULLY THREADED, LENGTH 60MM | 16 | No | Yes |  | No | N. A. | No | N. A. | No | Yes | No | Yes | M. L.: MFG/MD/2021/000369 |  | 3 | SUSHRUT PRODUCTS\INTERNATIONAL IMPLANTS\LARGE FRAGMENT BONE SCREWS\CANCELLOUS SCREWS FULL THD., HEX SLOT | 0.0083788 | Initial issue | N | BONE SCREWS |  | 1 | No | Yes | Yes | Yes | N. A.
B0114 | B0108.065 | CANCELLOUS SCREW, S`RUT, DIA. 6.5MM, HEX. SLOT, FULLY THREADED, LENGTH 65MM |  | B0114.000 | 07 | 2018-06-20 | N. A. | N. A. | N. A. | QPF/B0114 | 03 | 2017-07-22 | N. A. | N. A. | N. A. | PS/B0114 | 03 | 2018-01-16 | 2022-12-01 | 2019-12-01 | N. A. | B0114 | TMF-1 | IU/1 | Class C | FINISHED GOODS | SUSHRUT™ | CANCELLOUS SCREW 6.5 MM | HEX SLOT FULLY THREADED, LENGTH 65MM | 16 | No | Yes |  | No | N. A. | No | N. A. | No | Yes | No | Yes | M. L.: MFG/MD/2021/000369 |  | 3 | SUSHRUT PRODUCTS\INTERNATIONAL IMPLANTS\LARGE FRAGMENT BONE SCREWS\CANCELLOUS SCREWS FULL THD., HEX SLOT | 0.008764 | Initial issue | N | BONE SCREWS |  | 1 | No | Yes | Yes | Yes | N. A.
B0114 | B0108.070 | CANCELLOUS SCREW, S`RUT, DIA. 6.5MM, HEX. SLOT, FULLY THREADED, LENGTH 70MM |  | B0114.000 | 07 | 2018-06-20 | N. A. | N. A. | N. A. | QPF/B0114 | 03 | 2017-07-22 | N. A. | N. A. | N. A. | PS/B0114 | 03 | 2018-01-16 | 2022-12-01 | 2019-12-01 | N. A. | B0114 | TMF-1 | IU/1 | Class C | FINISHED GOODS | SUSHRUT™ | CANCELLOUS SCREW 6.5 MM | HEX SLOT FULLY THREADED, LENGTH 70MM | 16 | No | Yes |  | No | N. A. | No | N. A. | No | Yes | No | Yes | M. L.: MFG/MD/2021/000369 |  | 3 | SUSHRUT PRODUCTS\INTERNATIONAL IMPLANTS\LARGE FRAGMENT BONE SCREWS\CANCELLOUS SCREWS FULL THD., HEX SLOT | 0.0093647 | Initial issue | N | BONE SCREWS |  | 1 | No | Yes | Yes | Yes | N. A.
B0114 | B0108.075 | CANCELLOUS SCREW, S`RUT, DIA. 6.5MM, HEX. SLOT, FULLY THREADED, LENGTH 75MM |  | B0114.000 | 07 | 2018-06-20 | N. A. | N. A. | N. A. | QPF/B0114 | 03 | 2017-07-22 | N. A. | N. A. | N. A. | PS/B0114 | 03 | 2018-01-16 | 2022-12-01 | 2019-12-01 | N. A. | B0114 | TMF-1 | IU/1 | Class C | FINISHED GOODS | SUSHRUT™ | CANCELLOUS SCREW 6.5 MM | HEX SLOT FULLY THREADED, LENGTH 75MM | 16 | No | Yes |  | No | N. A. | No | N. A. | No | Yes | No | Yes | M. L.: MFG/MD/2021/000369 |  | 3 | SUSHRUT PRODUCTS\INTERNATIONAL IMPLANTS\LARGE FRAGMENT BONE SCREWS\CANCELLOUS SCREWS FULL THD., HEX SLOT | 0 | Initial issue | N | BONE SCREWS |  | 1 | No | Yes | Yes | Yes | N. A.
B0114 | B0108.080 | CANCELLOUS SCREW, S`RUT, DIA. 6.5MM, HEX. SLOT, FULLY THREADED, LENGTH 80MM |  | B0114.000 | 07 | 2018-06-20 | N. A. | N. A. | N. A. | QPF/B0114 | 03 | 2017-07-22 | N. A. | N. A. | N. A. | PS/B0114 | 03 | 2018-01-16 | 2022-12-01 | 2019-12-01 | N. A. | B0114 | TMF-1 | IU/1 | Class C | FINISHED GOODS | SUSHRUT™ | CANCELLOUS SCREW 6.5 MM | HEX SLOT FULLY THREADED, LENGTH 80MM | 16 | No | Yes |  | No | N. A. | No | N. A. | No | Yes | No | Yes | M. L.: MFG/MD/2021/000369 |  | 3 | SUSHRUT PRODUCTS\INTERNATIONAL IMPLANTS\LARGE FRAGMENT BONE SCREWS\CANCELLOUS SCREWS FULL THD., HEX SLOT | 0.010556 | Initial issue | N | BONE SCREWS |  | 1 | No | Yes | Yes | Yes | N. A.
B0114 | B0108.085 | CANCELLOUS SCREW, S`RUT, DIA. 6.5MM, HEX. SLOT, FULLY THREADED, LENGTH 85MM |  | B0114.000 | 07 | 2018-06-20 | N. A. | N. A. | N. A. | QPF/B0114 | 03 | 2017-07-22 | N. A. | N. A. | N. A. | PS/B0114 | 03 | 2018-01-16 | 2022-12-01 | 2019-12-01 | N. A. | B0114 | TMF-1 | IU/1 | Class C | FINISHED GOODS | SUSHRUT™ | CANCELLOUS SCREW 6.5 MM | HEX SLOT FULLY THREADED, LENGTH 85MM | 16 | No | Yes |  | No | N. A. | No | N. A. | No | Yes | No | Yes | M. L.: MFG/MD/2021/000369 |  | 3 | SUSHRUT PRODUCTS\INTERNATIONAL IMPLANTS\LARGE FRAGMENT BONE SCREWS\CANCELLOUS SCREWS FULL THD., HEX SLOT | 0.011 | Initial issue | N | BONE SCREWS |  | 1 | No | Yes | Yes | Yes | N. A.
B0114 | B0108.090 | CANCELLOUS SCREW, S`RUT, DIA. 6.5MM, HEX. SLOT, FULLY THREADED, LENGTH 90MM |  | B0114.000 | 07 | 2018-06-20 | N. A. | N. A. | N. A. | QPF/B0114 | 03 | 2017-07-22 | N. A. | N. A. | N. A. | PS/B0114 | 03 | 2018-01-16 | 2022-12-01 | 2019-12-01 | N. A. | B0114 | TMF-1 | IU/1 | Class C | FINISHED GOODS | SUSHRUT™ | CANCELLOUS SCREW 6.5 MM | HEX SLOT FULLY THREADED, LENGTH 90MM | 16 | No | Yes |  | No | N. A. | No | N. A. | No | Yes | No | Yes | M. L.: MFG/MD/2021/000369 |  | 3 | SUSHRUT PRODUCTS\INTERNATIONAL IMPLANTS\LARGE FRAGMENT BONE SCREWS\CANCELLOUS SCREWS FULL THD., HEX SLOT | 0.01174 | Initial issue | N | BONE SCREWS |  | 1 | No | Yes | Yes | Yes | N. A.
B0114 | B0108.095 | CANCELLOUS SCREW, S`RUT, DIA. 6.5MM, HEX. SLOT, FULLY THREADED, LENGTH 95MM |  | B0114.000 | 07 | 2018-06-20 | N. A. | N. A. | N. A. | QPF/B0114 | 03 | 2017-07-22 | N. A. | N. A. | N. A. | PS/B0114 | 03 | 2018-01-16 | 2022-12-01 | 2019-12-01 | N. A. | B0114 | TMF-1 | IU/1 | Class C | FINISHED GOODS | SUSHRUT™ | CANCELLOUS SCREW 6.5 MM | HEX SLOT FULLY THREADED, LENGTH 95MM | 16 | No | Yes |  | No | N. A. | No | N. A. | No | Yes | No | Yes | M. L.: MFG/MD/2021/000369 |  | 3 | SUSHRUT PRODUCTS\INTERNATIONAL IMPLANTS\LARGE FRAGMENT BONE SCREWS\CANCELLOUS SCREWS FULL THD., HEX SLOT | 0.0125 | Initial issue | N | BONE SCREWS |  | 1 | No | Yes | Yes | Yes | N. A.
B0114 | B0108.100 | CANCELLOUS SCREW, S`RUT, DIA. 6.5MM, HEX. SLOT, FULLY THREADED, LENGTH 100MM |  | B0114.000 | 07 | 2018-06-20 | N. A. | N. A. | N. A. | QPF/B0114 | 03 | 2017-07-22 | N. A. | N. A. | N. A. | PS/B0114 | 03 | 2018-01-16 | 2022-12-01 | 2019-12-01 | N. A. | B0114 | TMF-1 | IU/1 | Class C | FINISHED GOODS | SUSHRUT™ | CANCELLOUS SCREW 6.5 MM | HEX SLOT FULLY THREADED, LENGTH 100MM | 16 | No | Yes |  | No | N. A. | No | N. A. | No | Yes | No | Yes | M. L.: MFG/MD/2021/000369 |  | 3 | SUSHRUT PRODUCTS\INTERNATIONAL IMPLANTS\LARGE FRAGMENT BONE SCREWS\CANCELLOUS SCREWS FULL THD., HEX SLOT | 0.014 | Initial issue | N | BONE SCREWS |  | 1 | No | Yes | Yes | Yes | N. A.
B0114 | B0108.105 | CANCELLOUS SCREW, S`RUT, DIA. 6.5MM, HEX. SLOT, FULLY THREADED, LENGTH 105MM |  | B0114.000 | 07 | 2018-06-20 | N. A. | N. A. | N. A. | QPF/B0114 | 03 | 2017-07-22 | N. A. | N. A. | N. A. | PS/B0114 | 03 | 2018-01-16 | 2022-12-01 | 2019-12-01 | N. A. | B0114 | TMF-1 | IU/1 | Class C | FINISHED GOODS | SUSHRUT™ | CANCELLOUS SCREW 6.5 MM | HEX SLOT FULLY THREADED, LENGTH 105MM | 16 | No | Yes |  | No | N. A. | No | N. A. | No | Yes | No | Yes | M. L.: MFG/MD/2021/000369 |  | 3 | SUSHRUT PRODUCTS\INTERNATIONAL IMPLANTS\LARGE FRAGMENT BONE SCREWS\CANCELLOUS SCREWS FULL THD., HEX SLOT | 0.015 | Initial issue | N | BONE SCREWS |  | 1 | No | Yes | Yes | Yes | N. A.
B0114 | B0108.110 | CANCELLOUS SCREW, S`RUT, DIA. 6.5MM, HEX. SLOT, FULLY THREADED, LENGTH 110MM |  | B0114.000 | 07 | 2018-06-20 | N. A. | N. A. | N. A. | QPF/B0114 | 03 | 2017-07-22 | N. A. | N. A. | N. A. | PS/B0114 | 03 | 2018-01-16 | 2022-12-01 | 2019-12-01 | N. A. | B0114 | TMF-1 | IU/1 | Class C | FINISHED GOODS | SUSHRUT™ | CANCELLOUS SCREW 6.5 MM | HEX SLOT FULLY THREADED, LENGTH 110MM | 16 | No | Yes |  | No | N. A. | No | N. A. | No | Yes | No | Yes | M. L.: MFG/MD/2021/000369 |  | 3 | SUSHRUT PRODUCTS\INTERNATIONAL IMPLANTS\LARGE FRAGMENT BONE SCREWS\CANCELLOUS SCREWS FULL THD., HEX SLOT | 0.016 | Initial issue | N | BONE SCREWS |  | 1 | No | Yes | Yes | Yes | N. A.
B0120 | B0110.025 | MALLEOLAR SCREW, S`RUT, DIA. 4.5MM, HEX. SLOT, LENGTH 25MM |  | B0120.00 | 02 | 2018-06-05 | N. A. | N. A. | N. A. | QPF/B0120 | 03 | 2017-01-03 | N. A. | N. A. | N. A. | PS/B0120 | 08 | 2018-11-10 | 2022-12-01 | 2019-12-01 | N. A. | B0120 | TMF-1 | IU/1 | Class C | FINISHED GOODS | SUSHRUT™ | MALLEOLAR SCREW, DIA. 4.5MM | HEX. SLOT, LENGTH 25MM | 16 | No | Yes |  | No | N. A. | No | N. A. | No | Yes | No | Yes | M. L.: MFG/MD/2021/000369 |  | 3 | SUSHRUT PRODUCTS\INTERNATIONAL IMPLANTS\LARGE FRAGMENT BONE SCREWS\MALLEOLAR SCREWS, HEX SLOT | 0.0036 | Initial issue | N | BONE SCREWS |  | 1 | No | Yes | Yes | Yes | N. A.
B0120 | B0110.030 | MALLEOLAR SCREW, S`RUT, DIA. 4.5MM, HEX. SLOT, LENGTH 30MM |  | B0120.00 | 02 | 2018-06-05 | N. A. | N. A. | N. A. | QPF/B0120 | 03 | 2017-01-03 | N. A. | N. A. | N. A. | PS/B0120 | 08 | 2018-11-10 | 2022-12-01 | 2019-12-01 | N. A. | B0120 | TMF-1 | IU/1 | Class C | FINISHED GOODS | SUSHRUT™ | MALLEOLAR SCREW, DIA. 4.5MM | HEX. SLOT, LENGTH 30MM | 16 | No | Yes |  | No | N. A. | No | N. A. | No | Yes | No | Yes | M. L.: MFG/MD/2021/000369 |  | 3 | SUSHRUT PRODUCTS\INTERNATIONAL IMPLANTS\LARGE FRAGMENT BONE SCREWS\MALLEOLAR SCREWS, HEX SLOT | 0.0039667 | Initial issue | N | BONE SCREWS |  | 1 | No | Yes | Yes | Yes | N. A.
B0120 | B0110.035 | MALLEOLAR SCREW, S`RUT, DIA. 4.5MM, HEX. SLOT, LENGTH 35MM |  | B0120.00 | 02 | 2018-06-05 | N. A. | N. A. | N. A. | QPF/B0120 | 03 | 2017-01-03 | N. A. | N. A. | N. A. | PS/B0120 | 08 | 2018-11-10 | 2022-12-01 | 2019-12-01 | N. A. | B0120 | TMF-1 | IU/1 | Class C | FINISHED GOODS | SUSHRUT™ | MALLEOLAR SCREW, DIA. 4.5MM | HEX. SLOT, LENGTH 35MM | 16 | No | Yes |  | No | N. A. | No | N. A. | No | Yes | No | Yes | M. L.: MFG/MD/2021/000369 |  | 3 | SUSHRUT PRODUCTS\INTERNATIONAL IMPLANTS\LARGE FRAGMENT BONE SCREWS\MALLEOLAR SCREWS, HEX SLOT | 0.0045333 | Initial issue | N | BONE SCREWS |  | 1 | No | Yes | Yes | Yes | N. A.
B0120 | B0110.040 | MALLEOLAR SCREW, S`RUT, DIA. 4.5MM, HEX. SLOT, LENGTH 40MM |  | B0120.00 | 02 | 2018-06-05 | N. A. | N. A. | N. A. | QPF/B0120 | 03 | 2017-01-03 | N. A. | N. A. | N. A. | PS/B0120 | 08 | 2018-11-10 | 2022-12-01 | 2019-12-01 | N. A. | B0120 | TMF-1 | IU/1 | Class C | FINISHED GOODS | SUSHRUT™ | MALLEOLAR SCREW, DIA. 4.5MM | HEX. SLOT, LENGTH 40MM | 16 | No | Yes |  | No | N. A. | No | N. A. | No | Yes | No | Yes | M. L.: MFG/MD/2021/000369 |  | 3 | SUSHRUT PRODUCTS\INTERNATIONAL IMPLANTS\LARGE FRAGMENT BONE SCREWS\MALLEOLAR SCREWS, HEX SLOT | 0 | Initial issue | N | BONE SCREWS |  | 1 | No | Yes | Yes | Yes | N. A.
B0120 | B0110.045 | MALLEOLAR SCREW, S`RUT, DIA. 4.5MM, HEX. SLOT, LENGTH 45MM |  | B0120.00 | 02 | 2018-06-05 | N. A. | N. A. | N. A. | QPF/B0120 | 03 | 2017-01-03 | N. A. | N. A. | N. A. | PS/B0120 | 08 | 2018-11-10 | 2022-12-01 | 2019-12-01 | N. A. | B0120 | TMF-1 | IU/1 | Class C | FINISHED GOODS | SUSHRUT™ | MALLEOLAR SCREW, DIA. 4.5MM | HEX. SLOT, LENGTH 45MM | 16 | No | Yes |  | No | N. A. | No | N. A. | No | Yes | No | Yes | M. L.: MFG/MD/2021/000369 |  | 3 | SUSHRUT PRODUCTS\INTERNATIONAL IMPLANTS\LARGE FRAGMENT BONE SCREWS\MALLEOLAR SCREWS, HEX SLOT | 0.0053 | Initial issue | N | BONE SCREWS |  | 1 | No | Yes | Yes | Yes | N. A.
B0120 | B0110.050 | MALLEOLAR SCREW, S`RUT, DIA. 4.5MM, HEX. SLOT, LENGTH 50MM |  | B0120.00 | 02 | 2018-06-05 | N. A. | N. A. | N. A. | QPF/B0120 | 03 | 2017-01-03 | N. A. | N. A. | N. A. | PS/B0120 | 08 | 2018-11-10 | 2022-12-01 | 2019-12-01 | N. A. | B0120 | TMF-1 | IU/1 | Class C | FINISHED GOODS | SUSHRUT™ | MALLEOLAR SCREW, DIA. 4.5MM | HEX. SLOT, LENGTH 50MM | 16 | No | Yes |  | No | N. A. | No | N. A. | No | Yes | No | Yes | M. L.: MFG/MD/2021/000369 |  | 3 | SUSHRUT PRODUCTS\INTERNATIONAL IMPLANTS\LARGE FRAGMENT BONE SCREWS\MALLEOLAR SCREWS, HEX SLOT | 0 | Initial issue | N | BONE SCREWS |  | 1 | No | Yes | Yes | Yes | N. A.
B0120 | B0110.055 | MALLEOLAR SCREW, S`RUT, DIA. 4.5MM, HEX. SLOT, LENGTH 55MM |  | B0120.00 | 02 | 2018-06-05 | N. A. | N. A. | N. A. | QPF/B0120 | 03 | 2017-01-03 | N. A. | N. A. | N. A. | PS/B0120 | 08 | 2018-11-10 | 2022-12-01 | 2019-12-01 | N. A. | B0120 | TMF-1 | IU/1 | Class C | FINISHED GOODS | SUSHRUT™ | MALLEOLAR SCREW, DIA. 4.5MM | HEX. SLOT, LENGTH 55MM | 16 | No | Yes |  | No | N. A. | No | N. A. | No | Yes | No | Yes | M. L.: MFG/MD/2021/000369 |  | 3 | SUSHRUT PRODUCTS\INTERNATIONAL IMPLANTS\LARGE FRAGMENT BONE SCREWS\MALLEOLAR SCREWS, HEX SLOT | 0.0063 | Initial issue | N | BONE SCREWS |  | 1 | No | Yes | Yes | Yes | N. A.
B0120 | B0110.060 | MALLEOLAR SCREW, S`RUT, DIA. 4.5MM, HEX. SLOT, LENGTH 60MM |  | B0120.00 | 02 | 2018-06-05 | N. A. | N. A. | N. A. | QPF/B0120 | 03 | 2017-01-03 | N. A. | N. A. | N. A. | PS/B0120 | 08 | 2018-11-10 | 2022-12-01 | 2019-12-01 | N. A. | B0120 | TMF-1 | IU/1 | Class C | FINISHED GOODS | SUSHRUT™ | MALLEOLAR SCREW, DIA. 4.5MM | HEX. SLOT, LENGTH 60MM | 16 | No | Yes |  | No | N. A. | No | N. A. | No | Yes | No | Yes | M. L.: MFG/MD/2021/000369 |  | 3 | SUSHRUT PRODUCTS\INTERNATIONAL IMPLANTS\LARGE FRAGMENT BONE SCREWS\MALLEOLAR SCREWS, HEX SLOT | 0.0067 | Initial issue | N | BONE SCREWS |  | 1 | No | Yes | Yes | Yes | N. A.
B0120 | B0110.065 | MALLEOLAR SCREW, S`RUT, DIA. 4.5MM, HEX. SLOT, LENGTH 65MM |  | B0120.00 | 02 | 2018-06-05 | N. A. | N. A. | N. A. | QPF/B0120 | 03 | 2017-01-03 | N. A. | N. A. | N. A. | PS/B0120 | 08 | 2018-11-10 | 2022-12-01 | 2019-12-01 | N. A. | B0120 | TMF-1 | IU/1 | Class C | FINISHED GOODS | SUSHRUT™ | MALLEOLAR SCREW, DIA. 4.5MM | HEX. SLOT, LENGTH 65MM | 16 | No | Yes |  | No | N. A. | No | N. A. | No | Yes | No | Yes | M. L.: MFG/MD/2021/000369 |  | 3 | SUSHRUT PRODUCTS\INTERNATIONAL IMPLANTS\LARGE FRAGMENT BONE SCREWS\MALLEOLAR SCREWS, HEX SLOT | 0.00655 | Initial issue | N | BONE SCREWS |  | 1 | No | Yes | Yes | Yes | N. A.
B0120 | B0110.070 | MALLEOLAR SCREW, S`RUT, DIA. 4.5MM, HEX. SLOT, LENGTH 70MM |  | B0120.00 | 02 | 2018-06-05 | N. A. | N. A. | N. A. | QPF/B0120 | 03 | 2017-01-03 | N. A. | N. A. | N. A. | PS/B0120 | 08 | 2018-11-10 | 2022-12-01 | 2019-12-01 | N. A. | B0120 | TMF-1 | IU/1 | Class C | FINISHED GOODS | SUSHRUT™ | MALLEOLAR SCREW, DIA. 4.5MM | HEX. SLOT, LENGTH 70MM | 16 | No | Yes |  | No | N. A. | No | N. A. | No | Yes | No | Yes | M. L.: MFG/MD/2021/000369 |  | 3 | SUSHRUT PRODUCTS\INTERNATIONAL IMPLANTS\LARGE FRAGMENT BONE SCREWS\MALLEOLAR SCREWS, HEX SLOT | 0.007 | Initial issue | N | BONE SCREWS |  | 1 | No | Yes | Yes | Yes | N. A.
B0120 | B0110.075 | MALLEOLAR SCREW, S`RUT, DIA. 4.5MM, HEX. SLOT, LENGTH 75MM |  | B0120.00 | 02 | 2018-06-05 | N. A. | N. A. | N. A. | QPF/B0120 | 03 | 2017-01-03 | N. A. | N. A. | N. A. | PS/B0120 | 08 | 2018-11-10 | 2022-12-01 | 2019-12-01 | N. A. | B0120 | TMF-1 | IU/1 | Class C | FINISHED GOODS | SUSHRUT™ | MALLEOLAR SCREW, DIA. 4.5MM | HEX. SLOT, LENGTH 75MM | 16 | No | Yes |  | No | N. A. | No | N. A. | No | Yes | No | Yes | M. L.: MFG/MD/2021/000369 |  | 3 | SUSHRUT PRODUCTS\INTERNATIONAL IMPLANTS\LARGE FRAGMENT BONE SCREWS\MALLEOLAR SCREWS, HEX SLOT | 0 | Initial issue | N | BONE SCREWS |  | 1 | No | Yes | Yes | Yes | N. A.
B0120 | B0110.080 | MALLEOLAR SCREW, S`RUT, DIA. 4.5MM, HEX. SLOT, LENGTH 80MM |  | B0120.00 | 02 | 2018-06-05 | N. A. | N. A. | N. A. | QPF/B0120 | 03 | 2017-01-03 | N. A. | N. A. | N. A. | PS/B0120 | 08 | 2018-11-10 | 2022-12-01 | 2019-12-01 | N. A. | B0120 | TMF-1 | IU/1 | Class C | FINISHED GOODS | SUSHRUT™ | MALLEOLAR SCREW, DIA. 4.5MM | HEX. SLOT, LENGTH 80MM | 16 | No | Yes |  | No | N. A. | No | N. A. | No | Yes | No | Yes | M. L.: MFG/MD/2021/000369 |  | 3 | SUSHRUT PRODUCTS\INTERNATIONAL IMPLANTS\LARGE FRAGMENT BONE SCREWS\MALLEOLAR SCREWS, HEX SLOT | 0.008 | Initial issue | N | BONE SCREWS |  | 1 | No | Yes | Yes | Yes | N. A.
B0120 | B0110.085 | MALLEOLAR SCREW, S`RUT, DIA. 4.5MM, HEX. SLOT, LENGTH 85MM |  | B0120.00 | 02 | 2018-06-05 | N. A. | N. A. | N. A. | QPF/B0120 | 03 | 2017-01-03 | N. A. | N. A. | N. A. | PS/B0120 | 08 | 2018-11-10 | 2022-12-01 | 2019-12-01 | N. A. | B0120 | TMF-1 | IU/1 | Class C | FINISHED GOODS | SUSHRUT™ | MALLEOLAR SCREW, DIA. 4.5MM | HEX. SLOT, LENGTH 85MM | 16 | No | Yes |  | No | N. A. | No | N. A. | No | Yes | No | Yes | M. L.: MFG/MD/2021/000369 |  | 3 | SUSHRUT PRODUCTS\INTERNATIONAL IMPLANTS\LARGE FRAGMENT BONE SCREWS\MALLEOLAR SCREWS, HEX SLOT | 0.01 | Initial issue | N | BONE SCREWS |  | 1 | No | Yes | Yes | Yes | N. A.
B0120 | B0110.090 | MALLEOLAR SCREW, S`RUT, DIA. 4.5MM, HEX. SLOT, LENGTH 90MM |  | B0120.00 | 02 | 2018-06-05 | N. A. | N. A. | N. A. | QPF/B0120 | 03 | 2017-01-03 | N. A. | N. A. | N. A. | PS/B0120 | 08 | 2018-11-10 | 2022-12-01 | 2019-12-01 | N. A. | B0120 | TMF-1 | IU/1 | Class C | FINISHED GOODS | SUSHRUT™ | MALLEOLAR SCREW, DIA. 4.5MM | HEX. SLOT, LENGTH 90MM | 16 | No | Yes |  | No | N. A. | No | N. A. | No | Yes | No | Yes | M. L.: MFG/MD/2021/000369 |  | 3 | SUSHRUT PRODUCTS\INTERNATIONAL IMPLANTS\LARGE FRAGMENT BONE SCREWS\MALLEOLAR SCREWS, HEX SLOT | 0.014033 | Initial issue | N | BONE SCREWS |  | 1 | No | Yes | Yes | Yes | N. A.
B0120 | B0110.095 | MALLEOLAR SCREW, S`RUT, DIA. 4.5MM, HEX. SLOT, LENGTH 95MM |  | B0120.00 | 02 | 2018-06-05 | N. A. | N. A. | N. A. | QPF/B0120 | 03 | 2017-01-03 | N. A. | N. A. | N. A. | PS/B0120 | 08 | 2018-11-10 | 2022-12-01 | 2019-12-01 | N. A. | B0120 | TMF-1 | IU/1 | Class C | FINISHED GOODS | SUSHRUT™ | MALLEOLAR SCREW, DIA. 4.5MM | HEX. SLOT, LENGTH 95MM | 16 | No | Yes |  | No | N. A. | No | N. A. | No | Yes | No | Yes | M. L.: MFG/MD/2021/000369 |  | 3 | SUSHRUT PRODUCTS\INTERNATIONAL IMPLANTS\LARGE FRAGMENT BONE SCREWS\MALLEOLAR SCREWS, HEX SLOT | 0.014 | Initial issue | N | BONE SCREWS |  | 1 | No | Yes | Yes | Yes | N. A.
B0120 | B0110.100 | MALLEOLAR SCREW, S`RUT, DIA. 4.5MM, HEX. SLOT, LENGTH 100MM |  | B0120.00 | 02 | 2018-06-05 | N. A. | N. A. | N. A. | QPF/B0120 | 03 | 2017-01-03 | N. A. | N. A. | N. A. | PS/B0120 | 08 | 2018-11-10 | 2022-12-01 | 2019-12-01 | N. A. | B0120 | TMF-1 | IU/1 | Class C | FINISHED GOODS | SUSHRUT™ | MALLEOLAR SCREW, DIA. 4.5MM | HEX. SLOT, LENGTH 100MM | 16 | No | Yes |  | No | N. A. | No | N. A. | No | Yes | No | Yes | M. L.: MFG/MD/2021/000369 |  | 3 | SUSHRUT PRODUCTS\INTERNATIONAL IMPLANTS\LARGE FRAGMENT BONE SCREWS\MALLEOLAR SCREWS, HEX SLOT | 0.014 | Initial issue | N | BONE SCREWS |  | 1 | No | Yes | Yes | Yes | N. A.
B0125 | B0111.028 | SHAFT SCREW, S`RUT, DIA. 4.5MM, HEX. SLOT, LENGTH 28MM |  | B0125.000 | #N/A | #N/A | N. A. | N. A. | N. A. | QPF/B0125 | #N/A | #N/A | #N/A | #N/A | #N/A | PS/B0125 | #N/A | #N/A | #N/A | #N/A | #N/A | B0125 | TMF-1 | IU/1 | Class C | FINISHED GOODS | SUSHRUT™ | SHAFT SCREW, DIA. 4.5MM | HEX. SLOT, LENGTH 28MM | 16 | No | Yes |  | No | N. A. | No | N. A. | No | Yes | No | Yes | M. L.: MFG/MD/2021/000369 |  | 3 | SUSHRUT PRODUCTS\INTERNATIONAL IMPLANTS\LARGE FRAGMENT BONE SCREWS\SHAFT SCREWS 4.5MM, HEX SLOT | 0 | Initial issue | Y | BONE SCREWS |  | 1 | No | Yes | Yes | Yes | N. A.
B0125 | B0111.030 | SHAFT SCREW, S`RUT, DIA. 4.5MM, HEX. SLOT, LENGTH 30MM |  | B0125.000 | #N/A | #N/A | N. A. | N. A. | N. A. | QPF/B0125 | #N/A | #N/A | #N/A | #N/A | #N/A | PS/B0125 | #N/A | #N/A | #N/A | #N/A | #N/A | B0125 | TMF-1 | IU/1 | Class C | FINISHED GOODS | SUSHRUT™ | SHAFT SCREW, DIA. 4.5MM | HEX. SLOT, LENGTH 30MM | 16 | No | Yes |  | No | N. A. | No | N. A. | No | Yes | No | Yes | M. L.: MFG/MD/2021/000369 |  | 3 | SUSHRUT PRODUCTS\INTERNATIONAL IMPLANTS\LARGE FRAGMENT BONE SCREWS\SHAFT SCREWS 4.5MM, HEX SLOT | 0 | Initial issue | Y | BONE SCREWS |  | 1 | No | Yes | Yes | Yes | N. A.
B0125 | B0111.036 | SHAFT SCREW, S`RUT, DIA. 4.5MM, HEX. SLOT, LENGTH 36MM |  | B0125.000 | #N/A | #N/A | N. A. | N. A. | N. A. | QPF/B0125 | #N/A | #N/A | #N/A | #N/A | #N/A | PS/B0125 | #N/A | #N/A | #N/A | #N/A | #N/A | B0125 | TMF-1 | IU/1 | Class C | FINISHED GOODS | SUSHRUT™ | SHAFT SCREW, DIA. 4.5MM | HEX. SLOT, LENGTH 36MM | 16 | No | Yes |  | No | N. A. | No | N. A. | No | Yes | No | Yes | M. L.: MFG/MD/2021/000369 |  | 3 | SUSHRUT PRODUCTS\INTERNATIONAL IMPLANTS\LARGE FRAGMENT BONE SCREWS\SHAFT SCREWS 4.5MM, HEX SLOT | 0 | Initial issue | Y | BONE SCREWS |  | 1 | No | Yes | Yes | Yes | N. A.
B0112 | B0112.010 | CORTEX SCREW, ADLER, DIA. 4.5MM, HEX. SLOT, LENGTH 10MM |  | B0112.00 | 02 | 2018-06-05 | N. A. | N. A. | N. A. | QPF/B0112 | 02 | 2014-12-13 | N. A. | N. A. | N. A. | PS/B0112 | 03 | 2018-11-10 | 2022-12-07 | 2019-12-08 | N. A. | B0112 | TMF-1 | IU/1 | Class C | FINISHED GOODS | ADLER™ | CORTEX SCREW, DIA. 4.5MM | HEX. SLOT, LENGTH 10MM | 16 | No | Yes |  | No | N. A. | No | N. A. | No | Yes | No | Yes | M. L.: MFG/MD/2021/000369 |  | 3 | ADLER PRODUCTS\LARGE BONE SCREWS, ADLER\CORTEX SCREWS, ADLER 4.5MM | 0 | Initial issue | Y | BONE SCREWS |  | 1 | No | Yes | Yes | Yes | N. A.
B0112 | B0112.012 | CORTEX SCREW, ADLER, DIA. 4.5MM, HEX. SLOT, LENGTH 12MM |  | B0112.00 | 02 | 2018-06-05 | N. A. | N. A. | N. A. | QPF/B0112 | 02 | 2014-12-13 | N. A. | N. A. | N. A. | PS/B0112 | 03 | 2018-11-10 | 2022-12-07 | 2019-12-08 | N. A. | B0112 | TMF-1 | IU/1 | Class C | FINISHED GOODS | ADLER™ | CORTEX SCREW, DIA. 4.5MM | HEX. SLOT, LENGTH 12MM | 16 | No | Yes |  | No | N. A. | No | N. A. | No | Yes | No | Yes | M. L.: MFG/MD/2021/000369 |  | 3 | ADLER PRODUCTS\LARGE BONE SCREWS, ADLER\CORTEX SCREWS, ADLER 4.5MM | 0 | Initial issue | N | BONE SCREWS |  | 1 | No | Yes | Yes | Yes | N. A.
B0112 | B0112.014 | CORTEX SCREW, ADLER, DIA. 4.5MM, HEX. SLOT, LENGTH 14MM |  | B0112.00 | 02 | 2018-06-05 | N. A. | N. A. | N. A. | QPF/B0112 | 02 | 2014-12-13 | N. A. | N. A. | N. A. | PS/B0112 | 03 | 2018-11-10 | 2022-12-07 | 2019-12-08 | N. A. | B0112 | TMF-1 | IU/1 | Class C | FINISHED GOODS | ADLER™ | CORTEX SCREW, DIA. 4.5MM | HEX. SLOT, LENGTH 14MM | 16 | No | Yes |  | No | N. A. | No | N. A. | No | Yes | No | Yes | M. L.: MFG/MD/2021/000369 |  | 3 | ADLER PRODUCTS\LARGE BONE SCREWS, ADLER\CORTEX SCREWS, ADLER 4.5MM | 0.0022 | Initial issue | N | BONE SCREWS |  | 1 | No | Yes | Yes | Yes | N. A.
B0112 | B0112.016 | CORTEX SCREW, ADLER, DIA. 4.5MM, HEX. SLOT, LENGTH 16MM |  | B0112.00 | 02 | 2018-06-05 | N. A. | N. A. | N. A. | QPF/B0112 | 02 | 2014-12-13 | N. A. | N. A. | N. A. | PS/B0112 | 03 | 2018-11-10 | 2022-12-07 | 2019-12-08 | N. A. | B0112 | TMF-1 | IU/1 | Class C | FINISHED GOODS | ADLER™ | CORTEX SCREW, DIA. 4.5MM | HEX. SLOT, LENGTH 16MM | 16 | No | Yes |  | No | N. A. | No | N. A. | No | Yes | No | Yes | M. L.: MFG/MD/2021/000369 |  | 3 | ADLER PRODUCTS\LARGE BONE SCREWS, ADLER\CORTEX SCREWS, ADLER 4.5MM | 0.0028 | Initial issue | N | BONE SCREWS |  | 1 | No | Yes | Yes | Yes | N. A.
B0112 | B0112.018 | CORTEX SCREW, ADLER, DIA. 4.5MM, HEX. SLOT, LENGTH 18MM |  | B0112.00 | 02 | 2018-06-05 | N. A. | N. A. | N. A. | QPF/B0112 | 02 | 2014-12-13 | N. A. | N. A. | N. A. | PS/B0112 | 03 | 2018-11-10 | 2022-12-07 | 2019-12-08 | N. A. | B0112 | TMF-1 | IU/1 | Class C | FINISHED GOODS | ADLER™ | CORTEX SCREW, DIA. 4.5MM | HEX. SLOT, LENGTH 18MM | 16 | No | Yes |  | No | N. A. | No | N. A. | No | Yes | No | Yes | M. L.: MFG/MD/2021/000369 |  | 3 | ADLER PRODUCTS\LARGE BONE SCREWS, ADLER\CORTEX SCREWS, ADLER 4.5MM | 0.0055 | Initial issue | N | BONE SCREWS |  | 1 | No | Yes | Yes | Yes | N. A.
B0112 | B0112.020 | CORTEX SCREW, ADLER, DIA. 4.5MM, HEX. SLOT, LENGTH 20MM |  | B0112.00 | 02 | 2018-06-05 | N. A. | N. A. | N. A. | QPF/B0112 | 02 | 2014-12-13 | N. A. | N. A. | N. A. | PS/B0112 | 03 | 2018-11-10 | 2022-12-07 | 2019-12-08 | N. A. | B0112 | TMF-1 | IU/1 | Class C | FINISHED GOODS | ADLER™ | CORTEX SCREW, DIA. 4.5MM | HEX. SLOT, LENGTH 20MM | 16 | No | Yes |  | No | N. A. | No | N. A. | No | Yes | No | Yes | M. L.: MFG/MD/2021/000369 |  | 3 | ADLER PRODUCTS\LARGE BONE SCREWS, ADLER\CORTEX SCREWS, ADLER 4.5MM | 0.0078 | Initial issue | N | BONE SCREWS |  | 1 | No | Yes | Yes | Yes | N. A.
B0112 | B0112.022 | CORTEX SCREW, ADLER, DIA. 4.5MM, HEX. SLOT, LENGTH 22MM |  | B0112.00 | 02 | 2018-06-05 | N. A. | N. A. | N. A. | QPF/B0112 | 02 | 2014-12-13 | N. A. | N. A. | N. A. | PS/B0112 | 03 | 2018-11-10 | 2022-12-07 | 2019-12-08 | N. A. | B0112 | TMF-1 | IU/1 | Class C | FINISHED GOODS | ADLER™ | CORTEX SCREW, DIA. 4.5MM | HEX. SLOT, LENGTH 22MM | 16 | No | Yes |  | No | N. A. | No | N. A. | No | Yes | No | Yes | M. L.: MFG/MD/2021/000369 |  | 3 | ADLER PRODUCTS\LARGE BONE SCREWS, ADLER\CORTEX SCREWS, ADLER 4.5MM | 0.0044 | Initial issue | N | BONE SCREWS |  | 1 | No | Yes | Yes | Yes | N. A.
B0112 | B0112.024 | CORTEX SCREW, ADLER, DIA. 4.5MM, HEX. SLOT, LENGTH 24MM |  | B0112.00 | 02 | 2018-06-05 | N. A. | N. A. | N. A. | QPF/B0112 | 02 | 2014-12-13 | N. A. | N. A. | N. A. | PS/B0112 | 03 | 2018-11-10 | 2022-12-07 | 2019-12-08 | N. A. | B0112 | TMF-1 | IU/1 | Class C | FINISHED GOODS | ADLER™ | CORTEX SCREW, DIA. 4.5MM | HEX. SLOT, LENGTH 24MM | 16 | No | Yes |  | No | N. A. | No | N. A. | No | Yes | No | Yes | M. L.: MFG/MD/2021/000369 |  | 3 | ADLER PRODUCTS\LARGE BONE SCREWS, ADLER\CORTEX SCREWS, ADLER 4.5MM | 0.006 | Initial issue | N | BONE SCREWS |  | 1 | No | Yes | Yes | Yes | N. A.
B0112 | B0112.026 | CORTEX SCREW, ADLER, DIA. 4.5MM, HEX. SLOT, LENGTH 26MM |  | B0112.00 | 02 | 2018-06-05 | N. A. | N. A. | N. A. | QPF/B0112 | 02 | 2014-12-13 | N. A. | N. A. | N. A. | PS/B0112 | 03 | 2018-11-10 | 2022-12-07 | 2019-12-08 | N. A. | B0112 | TMF-1 | IU/1 | Class C | FINISHED GOODS | ADLER™ | CORTEX SCREW, DIA. 4.5MM | HEX. SLOT, LENGTH 26MM | 16 | No | Yes |  | No | N. A. | No | N. A. | No | Yes | No | Yes | M. L.: MFG/MD/2021/000369 |  | 3 | ADLER PRODUCTS\LARGE BONE SCREWS, ADLER\CORTEX SCREWS, ADLER 4.5MM | 0.0030667 | Initial issue | N | BONE SCREWS |  | 1 | No | Yes | Yes | Yes | N. A.
B0112 | B0112.028 | CORTEX SCREW, ADLER, DIA. 4.5MM, HEX. SLOT, LENGTH 28MM |  | B0112.00 | 02 | 2018-06-05 | N. A. | N. A. | N. A. | QPF/B0112 | 02 | 2014-12-13 | N. A. | N. A. | N. A. | PS/B0112 | 03 | 2018-11-10 | 2022-12-07 | 2019-12-08 | N. A. | B0112 | TMF-1 | IU/1 | Class C | FINISHED GOODS | ADLER™ | CORTEX SCREW, DIA. 4.5MM | HEX. SLOT, LENGTH 28MM | 16 | No | Yes |  | No | N. A. | No | N. A. | No | Yes | No | Yes | M. L.: MFG/MD/2021/000369 |  | 3 | ADLER PRODUCTS\LARGE BONE SCREWS, ADLER\CORTEX SCREWS, ADLER 4.5MM | 0 | Initial issue | N | BONE SCREWS |  | 1 | No | Yes | Yes | Yes | N. A.
B0112 | B0112.030 | CORTEX SCREW, ADLER, DIA. 4.5MM, HEX. SLOT, LENGTH 30MM |  | B0112.00 | 02 | 2018-06-05 | N. A. | N. A. | N. A. | QPF/B0112 | 02 | 2014-12-13 | N. A. | N. A. | N. A. | PS/B0112 | 03 | 2018-11-10 | 2022-12-07 | 2019-12-08 | N. A. | B0112 | TMF-1 | IU/1 | Class C | FINISHED GOODS | ADLER™ | CORTEX SCREW, DIA. 4.5MM | HEX. SLOT, LENGTH 30MM | 16 | No | Yes |  | No | N. A. | No | N. A. | No | Yes | No | Yes | M. L.: MFG/MD/2021/000369 |  | 3 | ADLER PRODUCTS\LARGE BONE SCREWS, ADLER\CORTEX SCREWS, ADLER 4.5MM | 0.0068 | Initial issue | N | BONE SCREWS |  | 1 | No | Yes | Yes | Yes | N. A.
B0112 | B0112.032 | CORTEX SCREW, ADLER, DIA. 4.5MM, HEX. SLOT, LENGTH 32MM |  | B0112.00 | 02 | 2018-06-05 | N. A. | N. A. | N. A. | QPF/B0112 | 02 | 2014-12-13 | N. A. | N. A. | N. A. | PS/B0112 | 03 | 2018-11-10 | 2022-12-07 | 2019-12-08 | N. A. | B0112 | TMF-1 | IU/1 | Class C | FINISHED GOODS | ADLER™ | CORTEX SCREW, DIA. 4.5MM | HEX. SLOT, LENGTH 32MM | 16 | No | Yes |  | No | N. A. | No | N. A. | No | Yes | No | Yes | M. L.: MFG/MD/2021/000369 |  | 3 | ADLER PRODUCTS\LARGE BONE SCREWS, ADLER\CORTEX SCREWS, ADLER 4.5MM | 0.0035 | Initial issue | N | BONE SCREWS |  | 1 | No | Yes | Yes | Yes | N. A.
B0112 | B0112.034 | CORTEX SCREW, ADLER, DIA. 4.5MM, HEX. SLOT, LENGTH 34MM |  | B0112.00 | 02 | 2018-06-05 | N. A. | N. A. | N. A. | QPF/B0112 | 02 | 2014-12-13 | N. A. | N. A. | N. A. | PS/B0112 | 03 | 2018-11-10 | 2022-12-07 | 2019-12-08 | N. A. | B0112 | TMF-1 | IU/1 | Class C | FINISHED GOODS | ADLER™ | CORTEX SCREW, DIA. 4.5MM | HEX. SLOT, LENGTH 34MM | 16 | No | Yes |  | No | N. A. | No | N. A. | No | Yes | No | Yes | M. L.: MFG/MD/2021/000369 |  | 3 | ADLER PRODUCTS\LARGE BONE SCREWS, ADLER\CORTEX SCREWS, ADLER 4.5MM | 0.0037333 | Initial issue | N | BONE SCREWS |  | 1 | No | Yes | Yes | Yes | N. A.
B0112 | B0112.036 | CORTEX SCREW, ADLER, DIA. 4.5MM, HEX. SLOT, LENGTH 36MM |  | B0112.00 | 02 | 2018-06-05 | N. A. | N. A. | N. A. | QPF/B0112 | 02 | 2014-12-13 | N. A. | N. A. | N. A. | PS/B0112 | 03 | 2018-11-10 | 2022-12-07 | 2019-12-08 | N. A. | B0112 | TMF-1 | IU/1 | Class C | FINISHED GOODS | ADLER™ | CORTEX SCREW, DIA. 4.5MM | HEX. SLOT, LENGTH 36MM | 16 | No | Yes |  | No | N. A. | No | N. A. | No | Yes | No | Yes | M. L.: MFG/MD/2021/000369 |  | 3 | ADLER PRODUCTS\LARGE BONE SCREWS, ADLER\CORTEX SCREWS, ADLER 4.5MM | 0.0037667 | Initial issue | N | BONE SCREWS |  | 1 | No | Yes | Yes | Yes | N. A.
B0112 | B0112.038 | CORTEX SCREW, ADLER, DIA. 4.5MM, HEX. SLOT, LENGTH 38MM |  | B0112.00 | 02 | 2018-06-05 | N. A. | N. A. | N. A. | QPF/B0112 | 02 | 2014-12-13 | N. A. | N. A. | N. A. | PS/B0112 | 03 | 2018-11-10 | 2022-12-07 | 2019-12-08 | N. A. | B0112 | TMF-1 | IU/1 | Class C | FINISHED GOODS | ADLER™ | CORTEX SCREW, DIA. 4.5MM | HEX. SLOT, LENGTH 38MM | 16 | No | Yes |  | No | N. A. | No | N. A. | No | Yes | No | Yes | M. L.: MFG/MD/2021/000369 |  | 3 | ADLER PRODUCTS\LARGE BONE SCREWS, ADLER\CORTEX SCREWS, ADLER 4.5MM | 0.0038667 | Initial issue | N | BONE SCREWS |  | 1 | No | Yes | Yes | Yes | N. A.
B0112 | B0112.040 | CORTEX SCREW, ADLER, DIA. 4.5MM, HEX. SLOT, LENGTH 40MM |  | B0112.00 | 02 | 2018-06-05 | N. A. | N. A. | N. A. | QPF/B0112 | 02 | 2014-12-13 | N. A. | N. A. | N. A. | PS/B0112 | 03 | 2018-11-10 | 2022-12-07 | 2019-12-08 | N. A. | B0112 | TMF-1 | IU/1 | Class C | FINISHED GOODS | ADLER™ | CORTEX SCREW, DIA. 4.5MM | HEX. SLOT, LENGTH 40MM | 16 | No | Yes |  | No | N. A. | No | N. A. | No | Yes | No | Yes | M. L.: MFG/MD/2021/000369 |  | 3 | ADLER PRODUCTS\LARGE BONE SCREWS, ADLER\CORTEX SCREWS, ADLER 4.5MM | 0.0058 | Initial issue | N | BONE SCREWS |  | 1 | No | Yes | Yes | Yes | N. A.
B0112 | B0112.042 | CORTEX SCREW, ADLER, DIA. 4.5MM, HEX. SLOT, LENGTH 42MM |  | B0112.00 | 02 | 2018-06-05 | N. A. | N. A. | N. A. | QPF/B0112 | 02 | 2014-12-13 | N. A. | N. A. | N. A. | PS/B0112 | 03 | 2018-11-10 | 2022-12-07 | 2019-12-08 | N. A. | B0112 | TMF-1 | IU/1 | Class C | FINISHED GOODS | ADLER™ | CORTEX SCREW, DIA. 4.5MM | HEX. SLOT, LENGTH 42MM | 16 | No | Yes |  | No | N. A. | No | N. A. | No | Yes | No | Yes | M. L.: MFG/MD/2021/000369 |  | 3 | ADLER PRODUCTS\LARGE BONE SCREWS, ADLER\CORTEX SCREWS, ADLER 4.5MM | 0.0041667 | Initial issue | N | BONE SCREWS |  | 1 | No | Yes | Yes | Yes | N. A.
B0112 | B0112.044 | CORTEX SCREW, ADLER, DIA. 4.5MM, HEX. SLOT, LENGTH 44MM |  | B0112.00 | 02 | 2018-06-05 | N. A. | N. A. | N. A. | QPF/B0112 | 02 | 2014-12-13 | N. A. | N. A. | N. A. | PS/B0112 | 03 | 2018-11-10 | 2022-12-07 | 2019-12-08 | N. A. | B0112 | TMF-1 | IU/1 | Class C | FINISHED GOODS | ADLER™ | CORTEX SCREW, DIA. 4.5MM | HEX. SLOT, LENGTH 44MM | 16 | No | Yes |  | No | N. A. | No | N. A. | No | Yes | No | Yes | M. L.: MFG/MD/2021/000369 |  | 3 | ADLER PRODUCTS\LARGE BONE SCREWS, ADLER\CORTEX SCREWS, ADLER 4.5MM | 0.0046463 | Initial issue | N | BONE SCREWS |  | 1 | No | Yes | Yes | Yes | N. A.
B0112 | B0112.046 | CORTEX SCREW, ADLER, DIA. 4.5MM, HEX. SLOT, LENGTH 46MM |  | B0112.00 | 02 | 2018-06-05 | N. A. | N. A. | N. A. | QPF/B0112 | 02 | 2014-12-13 | N. A. | N. A. | N. A. | PS/B0112 | 03 | 2018-11-10 | 2022-12-07 | 2019-12-08 | N. A. | B0112 | TMF-1 | IU/1 | Class C | FINISHED GOODS | ADLER™ | CORTEX SCREW, DIA. 4.5MM | HEX. SLOT, LENGTH 46MM | 16 | No | Yes |  | No | N. A. | No | N. A. | No | Yes | No | Yes | M. L.: MFG/MD/2021/000369 |  | 3 | ADLER PRODUCTS\LARGE BONE SCREWS, ADLER\CORTEX SCREWS, ADLER 4.5MM | 0.0045667 | Initial issue | N | BONE SCREWS |  | 1 | No | Yes | Yes | Yes | N. A.
B0112 | B0112.048 | CORTEX SCREW, ADLER, DIA. 4.5MM, HEX. SLOT, LENGTH 48MM |  | B0112.00 | 02 | 2018-06-05 | N. A. | N. A. | N. A. | QPF/B0112 | 02 | 2014-12-13 | N. A. | N. A. | N. A. | PS/B0112 | 03 | 2018-11-10 | 2022-12-07 | 2019-12-08 | N. A. | B0112 | TMF-1 | IU/1 | Class C | FINISHED GOODS | ADLER™ | CORTEX SCREW, DIA. 4.5MM | HEX. SLOT, LENGTH 48MM | 16 | No | Yes |  | No | N. A. | No | N. A. | No | Yes | No | Yes | M. L.: MFG/MD/2021/000369 |  | 3 | ADLER PRODUCTS\LARGE BONE SCREWS, ADLER\CORTEX SCREWS, ADLER 4.5MM | 0.0033173 | Initial issue | N | BONE SCREWS |  | 1 | No | Yes | Yes | Yes | N. A.
B0112 | B0112.050 | CORTEX SCREW, ADLER, DIA. 4.5MM, HEX. SLOT, LENGTH 50MM |  | B0112.00 | 02 | 2018-06-05 | N. A. | N. A. | N. A. | QPF/B0112 | 02 | 2014-12-13 | N. A. | N. A. | N. A. | PS/B0112 | 03 | 2018-11-10 | 2022-12-07 | 2019-12-08 | N. A. | B0112 | TMF-1 | IU/1 | Class C | FINISHED GOODS | ADLER™ | CORTEX SCREW, DIA. 4.5MM | HEX. SLOT, LENGTH 50MM | 16 | No | Yes |  | No | N. A. | No | N. A. | No | Yes | No | Yes | M. L.: MFG/MD/2021/000369 |  | 3 | ADLER PRODUCTS\LARGE BONE SCREWS, ADLER\CORTEX SCREWS, ADLER 4.5MM | 0.0053357 | Initial issue | N | BONE SCREWS |  | 1 | No | Yes | Yes | Yes | N. A.
B0112 | B0112.052 | CORTEX SCREW, ADLER, DIA. 4.5MM, HEX. SLOT, LENGTH 52MM |  | B0112.00 | 02 | 2018-06-05 | N. A. | N. A. | N. A. | QPF/B0112 | 02 | 2014-12-13 | N. A. | N. A. | N. A. | PS/B0112 | 03 | 2018-11-10 | 2022-12-07 | 2019-12-08 | N. A. | B0112 | TMF-1 | IU/1 | Class C | FINISHED GOODS | ADLER™ | CORTEX SCREW, DIA. 4.5MM | HEX. SLOT, LENGTH 52MM | 16 | No | Yes |  | No | N. A. | No | N. A. | No | Yes | No | Yes | M. L.: MFG/MD/2021/000369 |  | 3 | ADLER PRODUCTS\LARGE BONE SCREWS, ADLER\CORTEX SCREWS, ADLER 4.5MM | 0.0025053 | Initial issue | N | BONE SCREWS |  | 1 | No | Yes | Yes | Yes | N. A.
B0112 | B0112.054 | CORTEX SCREW, ADLER, DIA. 4.5MM, HEX. SLOT, LENGTH 54MM |  | B0112.00 | 02 | 2018-06-05 | N. A. | N. A. | N. A. | QPF/B0112 | 02 | 2014-12-13 | N. A. | N. A. | N. A. | PS/B0112 | 03 | 2018-11-10 | 2022-12-07 | 2019-12-08 | N. A. | B0112 | TMF-1 | IU/1 | Class C | FINISHED GOODS | ADLER™ | CORTEX SCREW, DIA. 4.5MM | HEX. SLOT, LENGTH 54MM | 16 | No | Yes |  | No | N. A. | No | N. A. | No | Yes | No | Yes | M. L.: MFG/MD/2021/000369 |  | 3 | ADLER PRODUCTS\LARGE BONE SCREWS, ADLER\CORTEX SCREWS, ADLER 4.5MM | 0.0060333 | Initial issue | N | BONE SCREWS |  | 1 | No | Yes | Yes | Yes | N. A.
B0112 | B0112.056 | CORTEX SCREW, ADLER, DIA. 4.5MM, HEX. SLOT, LENGTH 56MM |  | B0112.00 | 02 | 2018-06-05 | N. A. | N. A. | N. A. | QPF/B0112 | 02 | 2014-12-13 | N. A. | N. A. | N. A. | PS/B0112 | 03 | 2018-11-10 | 2022-12-07 | 2019-12-08 | N. A. | B0112 | TMF-1 | IU/1 | Class C | FINISHED GOODS | ADLER™ | CORTEX SCREW, DIA. 4.5MM | HEX. SLOT, LENGTH 56MM | 16 | No | Yes |  | No | N. A. | No | N. A. | No | Yes | No | Yes | M. L.: MFG/MD/2021/000369 |  | 3 | ADLER PRODUCTS\LARGE BONE SCREWS, ADLER\CORTEX SCREWS, ADLER 4.5MM | 0.0031159 | Initial issue | N | BONE SCREWS |  | 1 | No | Yes | Yes | Yes | N. A.
B0112 | B0112.058 | CORTEX SCREW, ADLER, DIA. 4.5MM, HEX. SLOT, LENGTH 58MM |  | B0112.00 | 02 | 2018-06-05 | N. A. | N. A. | N. A. | QPF/B0112 | 02 | 2014-12-13 | N. A. | N. A. | N. A. | PS/B0112 | 03 | 2018-11-10 | 2022-12-07 | 2019-12-08 | N. A. | B0112 | TMF-1 | IU/1 | Class C | FINISHED GOODS | ADLER™ | CORTEX SCREW, DIA. 4.5MM | HEX. SLOT, LENGTH 58MM | 16 | No | Yes |  | No | N. A. | No | N. A. | No | Yes | No | Yes | M. L.: MFG/MD/2021/000369 |  | 3 | ADLER PRODUCTS\LARGE BONE SCREWS, ADLER\CORTEX SCREWS, ADLER 4.5MM | 0.0034657 | Initial issue | N | BONE SCREWS |  | 1 | No | Yes | Yes | Yes | N. A.
B0112 | B0112.060 | CORTEX SCREW, ADLER, DIA. 4.5MM, HEX. SLOT, LENGTH 60MM |  | B0112.00 | 02 | 2018-06-05 | N. A. | N. A. | N. A. | QPF/B0112 | 02 | 2014-12-13 | N. A. | N. A. | N. A. | PS/B0112 | 03 | 2018-11-10 | 2022-12-07 | 2019-12-08 | N. A. | B0112 | TMF-1 | IU/1 | Class C | FINISHED GOODS | ADLER™ | CORTEX SCREW, DIA. 4.5MM | HEX. SLOT, LENGTH 60MM | 16 | No | Yes |  | No | N. A. | No | N. A. | No | Yes | No | Yes | M. L.: MFG/MD/2021/000369 |  | 3 | ADLER PRODUCTS\LARGE BONE SCREWS, ADLER\CORTEX SCREWS, ADLER 4.5MM | 0.0030794 | Initial issue | N | BONE SCREWS |  | 1 | No | Yes | Yes | Yes | N. A.
B0112 | B0112.062 | CORTEX SCREW, ADLER, DIA. 4.5MM, HEX. SLOT, LENGTH 62MM |  | B0112.00 | 02 | 2018-06-05 | N. A. | N. A. | N. A. | QPF/B0112 | 02 | 2014-12-13 | N. A. | N. A. | N. A. | PS/B0112 | 03 | 2018-11-10 | 2022-12-07 | 2019-12-08 | N. A. | B0112 | TMF-1 | IU/1 | Class C | FINISHED GOODS | ADLER™ | CORTEX SCREW, DIA. 4.5MM | HEX. SLOT, LENGTH 62MM | 16 | No | Yes |  | No | N. A. | No | N. A. | No | Yes | No | Yes | M. L.: MFG/MD/2021/000369 |  | 3 | ADLER PRODUCTS\LARGE BONE SCREWS, ADLER\CORTEX SCREWS, ADLER 4.5MM | 0.0097 | Initial issue | N | BONE SCREWS |  | 1 | No | Yes | Yes | Yes | N. A.
B0112 | B0112.064 | CORTEX SCREW, ADLER, DIA. 4.5MM, HEX. SLOT, LENGTH 64MM |  | B0112.00 | 02 | 2018-06-05 | N. A. | N. A. | N. A. | QPF/B0112 | 02 | 2014-12-13 | N. A. | N. A. | N. A. | PS/B0112 | 03 | 2018-11-10 | 2022-12-07 | 2019-12-08 | N. A. | B0112 | TMF-1 | IU/1 | Class C | FINISHED GOODS | ADLER™ | CORTEX SCREW, DIA. 4.5MM | HEX. SLOT, LENGTH 64MM | 16 | No | Yes |  | No | N. A. | No | N. A. | No | Yes | No | Yes | M. L.: MFG/MD/2021/000369 |  | 3 | ADLER PRODUCTS\LARGE BONE SCREWS, ADLER\CORTEX SCREWS, ADLER 4.5MM | 0.0076 | Initial issue | N | BONE SCREWS |  | 1 | No | Yes | Yes | Yes | N. A.
B0112 | B0112.065 | CORTEX SCREW, ADLER, DIA. 4.5MM, HEX. SLOT, LENGTH 65MM |  | B0112.00 | 02 | 2018-06-05 | N. A. | N. A. | N. A. | QPF/B0112 | 02 | 2014-12-13 | N. A. | N. A. | N. A. | PS/B0112 | 03 | 2018-11-10 | 2022-12-07 | 2019-12-08 | N. A. | B0112 | TMF-1 | IU/1 | Class C | FINISHED GOODS | ADLER™ | CORTEX SCREW, DIA. 4.5MM | HEX. SLOT, LENGTH 65MM | 16 | No | Yes |  | No | N. A. | No | N. A. | No | Yes | No | Yes | M. L.: MFG/MD/2021/000369 |  | 3 | ADLER PRODUCTS\LARGE BONE SCREWS, ADLER\CORTEX SCREWS, ADLER 4.5MM | 0 | Initial issue | N | BONE SCREWS |  | 1 | No | Yes | Yes | Yes | N. A.
B0112 | B0112.066 | CORTEX SCREW, ADLER, DIA. 4.5MM, HEX. SLOT, LENGTH 66MM |  | B0112.00 | 02 | 2018-06-05 | N. A. | N. A. | N. A. | QPF/B0112 | 02 | 2014-12-13 | N. A. | N. A. | N. A. | PS/B0112 | 03 | 2018-11-10 | 2022-12-07 | 2019-12-08 | N. A. | B0112 | TMF-1 | IU/1 | Class C | FINISHED GOODS | ADLER™ | CORTEX SCREW, DIA. 4.5MM | HEX. SLOT, LENGTH 66MM | 16 | No | Yes |  | No | N. A. | No | N. A. | No | Yes | No | Yes | M. L.: MFG/MD/2021/000369 |  | 3 | ADLER PRODUCTS\LARGE BONE SCREWS, ADLER\CORTEX SCREWS, ADLER 4.5MM | 0.0063 | Initial issue | N | BONE SCREWS |  | 1 | No | Yes | Yes | Yes | N. A.
B0112 | B0112.068 | CORTEX SCREW, ADLER, DIA. 4.5MM, HEX. SLOT, LENGTH 68MM |  | B0112.00 | 02 | 2018-06-05 | N. A. | N. A. | N. A. | QPF/B0112 | 02 | 2014-12-13 | N. A. | N. A. | N. A. | PS/B0112 | 03 | 2018-11-10 | 2022-12-07 | 2019-12-08 | N. A. | B0112 | TMF-1 | IU/1 | Class C | FINISHED GOODS | ADLER™ | CORTEX SCREW, DIA. 4.5MM | HEX. SLOT, LENGTH 68MM | 16 | No | Yes |  | No | N. A. | No | N. A. | No | Yes | No | Yes | M. L.: MFG/MD/2021/000369 |  | 3 | ADLER PRODUCTS\LARGE BONE SCREWS, ADLER\CORTEX SCREWS, ADLER 4.5MM | 0.0092 | Initial issue | N | BONE SCREWS |  | 1 | No | Yes | Yes | Yes | N. A.
B0112 | B0112.070 | CORTEX SCREW, ADLER, DIA. 4.5MM, HEX. SLOT, LENGTH 70MM |  | B0112.00 | 02 | 2018-06-05 | N. A. | N. A. | N. A. | QPF/B0112 | 02 | 2014-12-13 | N. A. | N. A. | N. A. | PS/B0112 | 03 | 2018-11-10 | 2022-12-07 | 2019-12-08 | N. A. | B0112 | TMF-1 | IU/1 | Class C | FINISHED GOODS | ADLER™ | CORTEX SCREW, DIA. 4.5MM | HEX. SLOT, LENGTH 70MM | 16 | No | Yes |  | No | N. A. | No | N. A. | No | Yes | No | Yes | M. L.: MFG/MD/2021/000369 |  | 3 | ADLER PRODUCTS\LARGE BONE SCREWS, ADLER\CORTEX SCREWS, ADLER 4.5MM | 0.00855 | Initial issue | N | BONE SCREWS |  | 1 | No | Yes | Yes | Yes | N. A.
B0112 | B0112.072 | CORTEX SCREW, ADLER, DIA. 4.5MM, HEX. SLOT, LENGTH 72MM |  | B0112.00 | 02 | 2018-06-05 | N. A. | N. A. | N. A. | QPF/B0112 | 02 | 2014-12-13 | N. A. | N. A. | N. A. | PS/B0112 | 03 | 2018-11-10 | 2022-12-07 | 2019-12-08 | N. A. | B0112 | TMF-1 | IU/1 | Class C | FINISHED GOODS | ADLER™ | CORTEX SCREW, DIA. 4.5MM | HEX. SLOT, LENGTH 72MM | 16 | No | Yes |  | No | N. A. | No | N. A. | No | Yes | No | Yes | M. L.: MFG/MD/2021/000369 |  | 3 | ADLER PRODUCTS\LARGE BONE SCREWS, ADLER\CORTEX SCREWS, ADLER 4.5MM | 0 | Initial issue | N | BONE SCREWS |  | 1 | No | Yes | Yes | Yes | N. A.
B0112 | B0112.075 | CORTEX SCREW, ADLER, DIA. 4.5MM, HEX. SLOT, LENGTH 75MM |  | B0112.00 | 02 | 2018-06-05 | N. A. | N. A. | N. A. | QPF/B0112 | 02 | 2014-12-13 | N. A. | N. A. | N. A. | PS/B0112 | 03 | 2018-11-10 | 2022-12-07 | 2019-12-08 | N. A. | B0112 | TMF-1 | IU/1 | Class C | FINISHED GOODS | ADLER™ | CORTEX SCREW, DIA. 4.5MM | HEX. SLOT, LENGTH 75MM | 16 | No | Yes |  | No | N. A. | No | N. A. | No | Yes | No | Yes | M. L.: MFG/MD/2021/000369 |  | 3 | ADLER PRODUCTS\LARGE BONE SCREWS, ADLER\CORTEX SCREWS, ADLER 4.5MM | 0 | Initial issue | N | BONE SCREWS |  | 1 | No | Yes | Yes | Yes | N. A.
B0112 | B0112.076 | CORTEX SCREW, ADLER, DIA. 4.5MM, HEX. SLOT, LENGTH 76MM |  | B0112.00 | 02 | 2018-06-05 | N. A. | N. A. | N. A. | QPF/B0112 | 02 | 2014-12-13 | N. A. | N. A. | N. A. | PS/B0112 | 03 | 2018-11-10 | 2022-12-07 | 2019-12-08 | N. A. | B0112 | TMF-1 | IU/1 | Class C | FINISHED GOODS | ADLER™ | CORTEX SCREW, DIA. 4.5MM | HEX. SLOT, LENGTH 76MM | 16 | No | Yes |  | No | N. A. | No | N. A. | No | Yes | No | Yes | M. L.: MFG/MD/2021/000369 |  | 3 | ADLER PRODUCTS\LARGE BONE SCREWS, ADLER\CORTEX SCREWS, ADLER 4.5MM | 0 | Initial issue | N | BONE SCREWS |  | 1 | No | Yes | Yes | Yes | N. A.
B0112 | B0112.080 | CORTEX SCREW, ADLER, DIA. 4.5MM, HEX. SLOT, LENGTH 80MM |  | B0112.00 | 02 | 2018-06-05 | N. A. | N. A. | N. A. | QPF/B0112 | 02 | 2014-12-13 | N. A. | N. A. | N. A. | PS/B0112 | 03 | 2018-11-10 | 2022-12-07 | 2019-12-08 | N. A. | B0112 | TMF-1 | IU/1 | Class C | FINISHED GOODS | ADLER™ | CORTEX SCREW, DIA. 4.5MM | HEX. SLOT, LENGTH 80MM | 16 | No | Yes |  | No | N. A. | No | N. A. | No | Yes | No | Yes | M. L.: MFG/MD/2021/000369 |  | 3 | ADLER PRODUCTS\LARGE BONE SCREWS, ADLER\CORTEX SCREWS, ADLER 4.5MM | 0 | Initial issue | N | BONE SCREWS |  | 1 | No | Yes | Yes | Yes | N. A.
B0112 | B0112.085 | CORTEX SCREW, ADLER, DIA. 4.5MM, HEX. SLOT, LENGTH 85MM |  | B0112.00 | 02 | 2018-06-05 | N. A. | N. A. | N. A. | QPF/B0112 | 02 | 2014-12-13 | N. A. | N. A. | N. A. | PS/B0112 | 03 | 2018-11-10 | 2022-12-07 | 2019-12-08 | N. A. | B0112 | TMF-1 | IU/1 | Class C | FINISHED GOODS | ADLER™ | CORTEX SCREW, DIA. 4.5MM | HEX. SLOT, LENGTH 85MM | 16 | No | Yes |  | No | N. A. | No | N. A. | No | Yes | No | Yes | M. L.: MFG/MD/2021/000369 |  | 3 | ADLER PRODUCTS\LARGE BONE SCREWS, ADLER\CORTEX SCREWS, ADLER 4.5MM | 0 | Initial issue | N | BONE SCREWS |  | 1 | No | Yes | Yes | Yes | N. A.
B0112 | B0112.090 | CORTEX SCREW, ADLER, DIA. 4.5MM, HEX. SLOT, LENGTH 90MM |  | B0112.00 | 02 | 2018-06-05 | N. A. | N. A. | N. A. | QPF/B0112 | 02 | 2014-12-13 | N. A. | N. A. | N. A. | PS/B0112 | 03 | 2018-11-10 | 2022-12-07 | 2019-12-08 | N. A. | B0112 | TMF-1 | IU/1 | Class C | FINISHED GOODS | ADLER™ | CORTEX SCREW, DIA. 4.5MM | HEX. SLOT, LENGTH 90MM | 16 | No | Yes |  | No | N. A. | No | N. A. | No | Yes | No | Yes | M. L.: MFG/MD/2021/000369 |  | 3 | ADLER PRODUCTS\LARGE BONE SCREWS, ADLER\CORTEX SCREWS, ADLER 4.5MM | 0 | Initial issue | N | BONE SCREWS |  | 1 | No | Yes | Yes | Yes | N. A.
B0112 | B0112.095 | CORTEX SCREW, ADLER, DIA. 4.5MM, HEX. SLOT, LENGTH 95MM |  | B0112.00 | 02 | 2018-06-05 | N. A. | N. A. | N. A. | QPF/B0112 | 02 | 2014-12-13 | N. A. | N. A. | N. A. | PS/B0112 | 03 | 2018-11-10 | 2022-12-07 | 2019-12-08 | N. A. | B0112 | TMF-1 | IU/1 | Class C | FINISHED GOODS | ADLER™ | CORTEX SCREW, DIA. 4.5MM | HEX. SLOT, LENGTH 95MM | 16 | No | Yes |  | No | N. A. | No | N. A. | No | Yes | No | Yes | M. L.: MFG/MD/2021/000369 |  | 3 | ADLER PRODUCTS\LARGE BONE SCREWS, ADLER\CORTEX SCREWS, ADLER 4.5MM | 0 | Initial issue | N | BONE SCREWS |  | 1 | No | Yes | Yes | Yes | N. A.
B0112 | B0112.100 | CORTEX SCREW, ADLER, DIA. 4.5MM, HEX. SLOT, LENGTH 100MM |  | B0112.00 | 02 | 2018-06-05 | N. A. | N. A. | N. A. | QPF/B0112 | 02 | 2014-12-13 | N. A. | N. A. | N. A. | PS/B0112 | 03 | 2018-11-10 | 2022-12-07 | 2019-12-08 | N. A. | B0112 | TMF-1 | IU/1 | Class C | FINISHED GOODS | ADLER™ | CORTEX SCREW, DIA. 4.5MM | HEX. SLOT, LENGTH 100MM | 16 | No | Yes |  | No | N. A. | No | N. A. | No | Yes | No | Yes | M. L.: MFG/MD/2021/000369 |  | 3 | ADLER PRODUCTS\LARGE BONE SCREWS, ADLER\CORTEX SCREWS, ADLER 4.5MM | 0 | Initial issue | N | BONE SCREWS |  | 1 | No | Yes | Yes | Yes | N. A.
B0112 | B0112.105 | CORTEX SCREW, ADLER, DIA. 4.5MM, HEX. SLOT, LENGTH 105MM |  | B0112.00 | 02 | 2018-06-05 | N. A. | N. A. | N. A. | QPF/B0112 | 02 | 2014-12-13 | N. A. | N. A. | N. A. | PS/B0112 | 03 | 2018-11-10 | 2022-12-07 | 2019-12-08 | N. A. | B0112 | TMF-1 | IU/1 | Class C | FINISHED GOODS | ADLER™ | CORTEX SCREW, DIA. 4.5MM | HEX. SLOT, LENGTH 105MM | 16 | No | Yes |  | No | N. A. | No | N. A. | No | Yes | No | Yes | M. L.: MFG/MD/2021/000369 |  | 3 | ADLER PRODUCTS\LARGE BONE SCREWS, ADLER\CORTEX SCREWS, ADLER 4.5MM | 0 | Initial issue | N | BONE SCREWS |  | 1 | No | Yes | Yes | Yes | N. A.
B0112 | B0112.110 | CORTEX SCREW, ADLER, DIA. 4.5MM, HEX. SLOT, LENGTH 110MM |  | B0112.00 | 02 | 2018-06-05 | N. A. | N. A. | N. A. | QPF/B0112 | 02 | 2014-12-13 | N. A. | N. A. | N. A. | PS/B0112 | 03 | 2018-11-10 | 2022-12-07 | 2019-12-08 | N. A. | B0112 | TMF-1 | IU/1 | Class C | FINISHED GOODS | ADLER™ | CORTEX SCREW, DIA. 4.5MM | HEX. SLOT, LENGTH 110MM | 16 | No | Yes |  | No | N. A. | No | N. A. | No | Yes | No | Yes | M. L.: MFG/MD/2021/000369 |  | 3 | ADLER PRODUCTS\LARGE BONE SCREWS, ADLER\CORTEX SCREWS, ADLER 4.5MM | 0 | Initial issue | N | BONE SCREWS |  | 1 | No | Yes | Yes | Yes | N. A.
B0112 | B0112.115 | CORTEX SCREW, ADLER, DIA. 4.5MM, HEX. SLOT, LENGTH 115MM |  | B0112.00 | 02 | 2018-06-05 | N. A. | N. A. | N. A. | QPF/B0112 | 02 | 2014-12-13 | N. A. | N. A. | N. A. | PS/B0112 | 03 | 2018-11-10 | 2022-12-07 | 2019-12-08 | N. A. | B0112 | TMF-1 | IU/1 | Class C | FINISHED GOODS | ADLER™ | CORTEX SCREW, DIA. 4.5MM | HEX. SLOT, LENGTH 115MM | 16 | No | Yes |  | No | N. A. | No | N. A. | No | Yes | No | Yes | M. L.: MFG/MD/2021/000369 |  | 3 | ADLER PRODUCTS\LARGE BONE SCREWS, ADLER\CORTEX SCREWS, ADLER 4.5MM | 0 | Initial issue | N | BONE SCREWS |  | 1 | No | Yes | Yes | Yes | N. A.
B0112 | B0112.120 | CORTEX SCREW, ADLER, DIA. 4.5MM, HEX. SLOT, LENGTH 120MM |  | B0112.00 | 02 | 2018-06-05 | N. A. | N. A. | N. A. | QPF/B0112 | 02 | 2014-12-13 | N. A. | N. A. | N. A. | PS/B0112 | 03 | 2018-11-10 | 2022-12-07 | 2019-12-08 | N. A. | B0112 | TMF-1 | IU/1 | Class C | FINISHED GOODS | ADLER™ | CORTEX SCREW, DIA. 4.5MM | HEX. SLOT, LENGTH 120MM | 16 | No | Yes |  | No | N. A. | No | N. A. | No | Yes | No | Yes | M. L.: MFG/MD/2021/000369 |  | 3 | ADLER PRODUCTS\LARGE BONE SCREWS, ADLER\CORTEX SCREWS, ADLER 4.5MM | 0 | Initial issue | N | BONE SCREWS |  | 1 | No | Yes | Yes | Yes | N. A.
B0112 | B0112.125 | CORTEX SCREW, ADLER, DIA. 4.5MM, HEX. SLOT, LENGTH 125MM |  | B0112.00 | 02 | 2018-06-05 | N. A. | N. A. | N. A. | QPF/B0112 | 02 | 2014-12-13 | N. A. | N. A. | N. A. | PS/B0112 | 03 | 2018-11-10 | 2022-12-07 | 2019-12-08 | N. A. | B0112 | TMF-1 | IU/1 | Class C | FINISHED GOODS | ADLER™ | CORTEX SCREW, DIA. 4.5MM | HEX. SLOT, LENGTH 125MM | 16 | No | Yes |  | No | N. A. | No | N. A. | No | Yes | No | Yes | M. L.: MFG/MD/2021/000369 |  | 3 | ADLER PRODUCTS\LARGE BONE SCREWS, ADLER\CORTEX SCREWS, ADLER 4.5MM | 0 | Initial issue | N | BONE SCREWS |  | 1 | No | Yes | Yes | Yes | N. A.
B0112 | B0112.130 | CORTEX SCREW, ADLER, DIA. 4.5MM, HEX. SLOT, LENGTH 130MM |  | B0112.00 | 02 | 2018-06-05 | N. A. | N. A. | N. A. | QPF/B0112 | 02 | 2014-12-13 | N. A. | N. A. | N. A. | PS/B0112 | 03 | 2018-11-10 | 2022-12-07 | 2019-12-08 | N. A. | B0112 | TMF-1 | IU/1 | Class C | FINISHED GOODS | ADLER™ | CORTEX SCREW, DIA. 4.5MM | HEX. SLOT, LENGTH 130MM | 16 | No | Yes |  | No | N. A. | No | N. A. | No | Yes | No | Yes | M. L.: MFG/MD/2021/000369 |  | 3 | ADLER PRODUCTS\LARGE BONE SCREWS, ADLER\CORTEX SCREWS, ADLER 4.5MM | 0 | Initial issue | N | BONE SCREWS |  | 1 | No | Yes | Yes | Yes | N. A.
B0112 | B0112.135 | CORTEX SCREW, ADLER, DIA. 4.5MM, HEX. SLOT, LENGTH 135MM |  | B0112.00 | 02 | 2018-06-05 | N. A. | N. A. | N. A. | QPF/B0112 | 02 | 2014-12-13 | N. A. | N. A. | N. A. | PS/B0112 | 03 | 2018-11-10 | 2022-12-07 | 2019-12-08 | N. A. | B0112 | TMF-1 | IU/1 | Class C | FINISHED GOODS | ADLER™ | CORTEX SCREW, DIA. 4.5MM | HEX. SLOT, LENGTH 135MM | 16 | No | Yes |  | No | N. A. | No | N. A. | No | Yes | No | Yes | M. L.: MFG/MD/2021/000369 |  | 3 | ADLER PRODUCTS\LARGE BONE SCREWS, ADLER\CORTEX SCREWS, ADLER 4.5MM | 0 | Initial issue | N | BONE SCREWS |  | 1 | No | Yes | Yes | Yes | N. A.
B0112 | B0112.140 | CORTEX SCREW, ADLER, DIA. 4.5MM, HEX. SLOT, LENGTH 140MM |  | B0112.00 | 02 | 2018-06-05 | N. A. | N. A. | N. A. | QPF/B0112 | 02 | 2014-12-13 | N. A. | N. A. | N. A. | PS/B0112 | 03 | 2018-11-10 | 2022-12-07 | 2019-12-08 | N. A. | B0112 | TMF-1 | IU/1 | Class C | FINISHED GOODS | ADLER™ | CORTEX SCREW, DIA. 4.5MM | HEX. SLOT, LENGTH 140MM | 16 | No | Yes |  | No | N. A. | No | N. A. | No | Yes | No | Yes | M. L.: MFG/MD/2021/000369 |  | 3 | ADLER PRODUCTS\LARGE BONE SCREWS, ADLER\CORTEX SCREWS, ADLER 4.5MM | 0 | Initial issue | N | BONE SCREWS |  | 1 | No | Yes | Yes | Yes | N. A.
B0114 | B0114.025 | CANCELLOUS SCREW, ADLER, DIA. 6.5MM, HEX. SLOT, THREAD LENGTH 16MM, TOTAL LENGTH 25MM |  | B0114.000 | 07 | 2018-06-20 | N. A. | N. A. | N. A. | QPF/B0114 | 03 | 2017-07-22 | N. A. | N. A. | N. A. | PS/B0114 | 03 | 2018-01-16 | 2022-12-01 | 2019-12-01 | N. A. | B0114 | TMF-1 | IU/1 | Class C | FINISHED GOODS | ADLER™ | CANCELLOUS SCREW, DIA. 6.5MM | THREAD LENGTH 16MM, TOTAL LENGTH 25MM | 16 | No | Yes |  | No | N. A. | No | N. A. | No | Yes | No | Yes | M. L.: MFG/MD/2021/000369 |  | 3 | ADLER PRODUCTS\LARGE BONE SCREWS, ADLER\CANC SCREWS, ADLER 6.5MM X 16MM THD | 0.0051 | Initial issue | N | BONE SCREWS |  | 1 | No | Yes | Yes | Yes | N. A.
B0114 | B0114.030 | CANCELLOUS SCREW, ADLER, DIA. 6.5MM, HEX. SLOT, THREAD LENGTH 16MM, TOTAL LENGTH 30MM |  | B0114.000 | 07 | 2018-06-20 | N. A. | N. A. | N. A. | QPF/B0114 | 03 | 2017-07-22 | N. A. | N. A. | N. A. | PS/B0114 | 03 | 2018-01-16 | 2022-12-01 | 2019-12-01 | N. A. | B0114 | TMF-1 | IU/1 | Class C | FINISHED GOODS | ADLER™ | CANCELLOUS SCREW, DIA. 6.5MM | THREAD LENGTH 16MM, TOTAL LENGTH 30MM | 16 | No | Yes |  | No | N. A. | No | N. A. | No | Yes | No | Yes | M. L.: MFG/MD/2021/000369 |  | 3 | ADLER PRODUCTS\LARGE BONE SCREWS, ADLER\CANC SCREWS, ADLER 6.5MM X 16MM THD | 0.0041667 | Initial issue | N | BONE SCREWS |  | 1 | No | Yes | Yes | Yes | N. A.
B0114 | B0114.035 | CANCELLOUS SCREW, ADLER, DIA. 6.5MM, HEX. SLOT, THREAD LENGTH 16MM, TOTAL LENGTH 35MM |  | B0114.000 | 07 | 2018-06-20 | N. A. | N. A. | N. A. | QPF/B0114 | 03 | 2017-07-22 | N. A. | N. A. | N. A. | PS/B0114 | 03 | 2018-01-16 | 2022-12-01 | 2019-12-01 | N. A. | B0114 | TMF-1 | IU/1 | Class C | FINISHED GOODS | ADLER™ | CANCELLOUS SCREW, DIA. 6.5MM | THREAD LENGTH 16MM, TOTAL LENGTH 35MM | 16 | No | Yes |  | No | N. A. | No | N. A. | No | Yes | No | Yes | M. L.: MFG/MD/2021/000369 |  | 3 | ADLER PRODUCTS\LARGE BONE SCREWS, ADLER\CANC SCREWS, ADLER 6.5MM X 16MM THD | 0.0047333 | Initial issue | N | BONE SCREWS |  | 1 | No | Yes | Yes | Yes | N. A.
B0114 | B0114.040 | CANCELLOUS SCREW, ADLER, DIA. 6.5MM, HEX. SLOT, THREAD LENGTH 16MM, TOTAL LENGTH 40MM |  | B0114.000 | 07 | 2018-06-20 | N. A. | N. A. | N. A. | QPF/B0114 | 03 | 2017-07-22 | N. A. | N. A. | N. A. | PS/B0114 | 03 | 2018-01-16 | 2022-12-01 | 2019-12-01 | N. A. | B0114 | TMF-1 | IU/1 | Class C | FINISHED GOODS | ADLER™ | CANCELLOUS SCREW, DIA. 6.5MM | THREAD LENGTH 16MM, TOTAL LENGTH 40MM | 16 | No | Yes |  | No | N. A. | No | N. A. | No | Yes | No | Yes | M. L.: MFG/MD/2021/000369 |  | 3 | ADLER PRODUCTS\LARGE BONE SCREWS, ADLER\CANC SCREWS, ADLER 6.5MM X 16MM THD | 0.0054 | Initial issue | N | BONE SCREWS |  | 1 | No | Yes | Yes | Yes | N. A.
B0114 | B0114.045 | CANCELLOUS SCREW, ADLER, DIA. 6.5MM, HEX. SLOT, THREAD LENGTH 16MM, TOTAL LENGTH 45MM |  | B0114.000 | 07 | 2018-06-20 | N. A. | N. A. | N. A. | QPF/B0114 | 03 | 2017-07-22 | N. A. | N. A. | N. A. | PS/B0114 | 03 | 2018-01-16 | 2022-12-01 | 2019-12-01 | N. A. | B0114 | TMF-1 | IU/1 | Class C | FINISHED GOODS | ADLER™ | CANCELLOUS SCREW, DIA. 6.5MM | THREAD LENGTH 16MM, TOTAL LENGTH 45MM | 16 | No | Yes |  | No | N. A. | No | N. A. | No | Yes | No | Yes | M. L.: MFG/MD/2021/000369 |  | 3 | ADLER PRODUCTS\LARGE BONE SCREWS, ADLER\CANC SCREWS, ADLER 6.5MM X 16MM THD | 0.007 | Initial issue | N | BONE SCREWS |  | 1 | No | Yes | Yes | Yes | N. A.
B0114 | B0114.050 | CANCELLOUS SCREW, ADLER, DIA. 6.5MM, HEX. SLOT, THREAD LENGTH 16MM, TOTAL LENGTH 50MM |  | B0114.000 | 07 | 2018-06-20 | N. A. | N. A. | N. A. | QPF/B0114 | 03 | 2017-07-22 | N. A. | N. A. | N. A. | PS/B0114 | 03 | 2018-01-16 | 2022-12-01 | 2019-12-01 | N. A. | B0114 | TMF-1 | IU/1 | Class C | FINISHED GOODS | ADLER™ | CANCELLOUS SCREW, DIA. 6.5MM | THREAD LENGTH 16MM, TOTAL LENGTH 50MM | 16 | No | Yes |  | No | N. A. | No | N. A. | No | Yes | No | Yes | M. L.: MFG/MD/2021/000369 |  | 3 | ADLER PRODUCTS\LARGE BONE SCREWS, ADLER\CANC SCREWS, ADLER 6.5MM X 16MM THD | 0.0065 | Initial issue | N | BONE SCREWS |  | 1 | No | Yes | Yes | Yes | N. A.
B0114 | B0114.055 | CANCELLOUS SCREW, ADLER, DIA. 6.5MM, HEX. SLOT, THREAD LENGTH 16MM, TOTAL LENGTH 55MM |  | B0114.000 | 07 | 2018-06-20 | N. A. | N. A. | N. A. | QPF/B0114 | 03 | 2017-07-22 | N. A. | N. A. | N. A. | PS/B0114 | 03 | 2018-01-16 | 2022-12-01 | 2019-12-01 | N. A. | B0114 | TMF-1 | IU/1 | Class C | FINISHED GOODS | ADLER™ | CANCELLOUS SCREW, DIA. 6.5MM | THREAD LENGTH 16MM, TOTAL LENGTH 55MM | 16 | No | Yes |  | No | N. A. | No | N. A. | No | Yes | No | Yes | M. L.: MFG/MD/2021/000369 |  | 3 | ADLER PRODUCTS\LARGE BONE SCREWS, ADLER\CANC SCREWS, ADLER 6.5MM X 16MM THD | 0.0077 | Initial issue | N | BONE SCREWS |  | 1 | No | Yes | Yes | Yes | N. A.
B0114 | B0114.060 | CANCELLOUS SCREW, ADLER, DIA. 6.5MM, HEX. SLOT, THREAD LENGTH 16MM, TOTAL LENGTH 60MM |  | B0114.000 | 07 | 2018-06-20 | N. A. | N. A. | N. A. | QPF/B0114 | 03 | 2017-07-22 | N. A. | N. A. | N. A. | PS/B0114 | 03 | 2018-01-16 | 2022-12-01 | 2019-12-01 | N. A. | B0114 | TMF-1 | IU/1 | Class C | FINISHED GOODS | ADLER™ | CANCELLOUS SCREW, DIA. 6.5MM | THREAD LENGTH 16MM, TOTAL LENGTH 60MM | 16 | No | Yes |  | No | N. A. | No | N. A. | No | Yes | No | Yes | M. L.: MFG/MD/2021/000369 |  | 3 | ADLER PRODUCTS\LARGE BONE SCREWS, ADLER\CANC SCREWS, ADLER 6.5MM X 16MM THD | 0.008 | Initial issue | N | BONE SCREWS |  | 1 | No | Yes | Yes | Yes | N. A.
B0114 | B0114.065 | CANCELLOUS SCREW, ADLER, DIA. 6.5MM, HEX. SLOT, THREAD LENGTH 16MM, TOTAL LENGTH 65MM |  | B0114.000 | 07 | 2018-06-20 | N. A. | N. A. | N. A. | QPF/B0114 | 03 | 2017-07-22 | N. A. | N. A. | N. A. | PS/B0114 | 03 | 2018-01-16 | 2022-12-01 | 2019-12-01 | N. A. | B0114 | TMF-1 | IU/1 | Class C | FINISHED GOODS | ADLER™ | CANCELLOUS SCREW, DIA. 6.5MM | THREAD LENGTH 16MM, TOTAL LENGTH 65MM | 16 | No | Yes |  | No | N. A. | No | N. A. | No | Yes | No | Yes | M. L.: MFG/MD/2021/000369 |  | 3 | ADLER PRODUCTS\LARGE BONE SCREWS, ADLER\CANC SCREWS, ADLER 6.5MM X 16MM THD | 0.0085 | Initial issue | N | BONE SCREWS |  | 1 | No | Yes | Yes | Yes | N. A.
B0114 | B0114.070 | CANCELLOUS SCREW, ADLER, DIA. 6.5MM, HEX. SLOT, THREAD LENGTH 16MM, TOTAL LENGTH 70MM |  | B0114.000 | 07 | 2018-06-20 | N. A. | N. A. | N. A. | QPF/B0114 | 03 | 2017-07-22 | N. A. | N. A. | N. A. | PS/B0114 | 03 | 2018-01-16 | 2022-12-01 | 2019-12-01 | N. A. | B0114 | TMF-1 | IU/1 | Class C | FINISHED GOODS | ADLER™ | CANCELLOUS SCREW, DIA. 6.5MM | THREAD LENGTH 16MM, TOTAL LENGTH 70MM | 16 | No | Yes |  | No | N. A. | No | N. A. | No | Yes | No | Yes | M. L.: MFG/MD/2021/000369 |  | 3 | ADLER PRODUCTS\LARGE BONE SCREWS, ADLER\CANC SCREWS, ADLER 6.5MM X 16MM THD | 0.01095 | Initial issue | N | BONE SCREWS |  | 1 | No | Yes | Yes | Yes | N. A.
B0114 | B0114.075 | CANCELLOUS SCREW, ADLER, DIA. 6.5MM, HEX. SLOT, THREAD LENGTH 16MM, TOTAL LENGTH 75MM |  | B0114.000 | 07 | 2018-06-20 | N. A. | N. A. | N. A. | QPF/B0114 | 03 | 2017-07-22 | N. A. | N. A. | N. A. | PS/B0114 | 03 | 2018-01-16 | 2022-12-01 | 2019-12-01 | N. A. | B0114 | TMF-1 | IU/1 | Class C | FINISHED GOODS | ADLER™ | CANCELLOUS SCREW, DIA. 6.5MM | THREAD LENGTH 16MM, TOTAL LENGTH 75MM | 16 | No | Yes |  | No | N. A. | No | N. A. | No | Yes | No | Yes | M. L.: MFG/MD/2021/000369 |  | 3 | ADLER PRODUCTS\LARGE BONE SCREWS, ADLER\CANC SCREWS, ADLER 6.5MM X 16MM THD | 0.013 | Initial issue | N | BONE SCREWS |  | 1 | No | Yes | Yes | Yes | N. A.
B0114 | B0114.080 | CANCELLOUS SCREW, ADLER, DIA. 6.5MM, HEX. SLOT, THREAD LENGTH 16MM, TOTAL LENGTH 80MM |  | B0114.000 | 07 | 2018-06-20 | N. A. | N. A. | N. A. | QPF/B0114 | 03 | 2017-07-22 | N. A. | N. A. | N. A. | PS/B0114 | 03 | 2018-01-16 | 2022-12-01 | 2019-12-01 | N. A. | B0114 | TMF-1 | IU/1 | Class C | FINISHED GOODS | ADLER™ | CANCELLOUS SCREW, DIA. 6.5MM | THREAD LENGTH 16MM, TOTAL LENGTH 80MM | 16 | No | Yes |  | No | N. A. | No | N. A. | No | Yes | No | Yes | M. L.: MFG/MD/2021/000369 |  | 3 | ADLER PRODUCTS\LARGE BONE SCREWS, ADLER\CANC SCREWS, ADLER 6.5MM X 16MM THD | 0.0132 | Initial issue | N | BONE SCREWS |  | 1 | No | Yes | Yes | Yes | N. A.
B0114 | B0114.085 | CANCELLOUS SCREW, ADLER, DIA. 6.5MM, HEX. SLOT, THREAD LENGTH 16MM, TOTAL LENGTH 85MM |  | B0114.000 | 07 | 2018-06-20 | N. A. | N. A. | N. A. | QPF/B0114 | 03 | 2017-07-22 | N. A. | N. A. | N. A. | PS/B0114 | 03 | 2018-01-16 | 2022-12-01 | 2019-12-01 | N. A. | B0114 | TMF-1 | IU/1 | Class C | FINISHED GOODS | ADLER™ | CANCELLOUS SCREW, DIA. 6.5MM | THREAD LENGTH 16MM, TOTAL LENGTH 85MM | 16 | No | Yes |  | No | N. A. | No | N. A. | No | Yes | No | Yes | M. L.: MFG/MD/2021/000369 |  | 3 | ADLER PRODUCTS\LARGE BONE SCREWS, ADLER\CANC SCREWS, ADLER 6.5MM X 16MM THD | 0.012 | Initial issue | N | BONE SCREWS |  | 1 | No | Yes | Yes | Yes | N. A.
B0114 | B0114.090 | CANCELLOUS SCREW, ADLER, DIA. 6.5MM, HEX. SLOT, THREAD LENGTH 16MM, TOTAL LENGTH 90MM |  | B0114.000 | 07 | 2018-06-20 | N. A. | N. A. | N. A. | QPF/B0114 | 03 | 2017-07-22 | N. A. | N. A. | N. A. | PS/B0114 | 03 | 2018-01-16 | 2022-12-01 | 2019-12-01 | N. A. | B0114 | TMF-1 | IU/1 | Class C | FINISHED GOODS | ADLER™ | CANCELLOUS SCREW, DIA. 6.5MM | THREAD LENGTH 16MM, TOTAL LENGTH 90MM | 16 | No | Yes |  | No | N. A. | No | N. A. | No | Yes | No | Yes | M. L.: MFG/MD/2021/000369 |  | 3 | ADLER PRODUCTS\LARGE BONE SCREWS, ADLER\CANC SCREWS, ADLER 6.5MM X 16MM THD | 0.0115 | Initial issue | N | BONE SCREWS |  | 1 | No | Yes | Yes | Yes | N. A.
B0114 | B0114.095 | CANCELLOUS SCREW, ADLER, DIA. 6.5MM, HEX. SLOT, THREAD LENGTH 16MM, TOTAL LENGTH 95MM |  | B0114.000 | 07 | 2018-06-20 | N. A. | N. A. | N. A. | QPF/B0114 | 03 | 2017-07-22 | N. A. | N. A. | N. A. | PS/B0114 | 03 | 2018-01-16 | 2022-12-01 | 2019-12-01 | N. A. | B0114 | TMF-1 | IU/1 | Class C | FINISHED GOODS | ADLER™ | CANCELLOUS SCREW, DIA. 6.5MM | THREAD LENGTH 16MM, TOTAL LENGTH 95MM | 16 | No | Yes |  | No | N. A. | No | N. A. | No | Yes | No | Yes | M. L.: MFG/MD/2021/000369 |  | 3 | ADLER PRODUCTS\LARGE BONE SCREWS, ADLER\CANC SCREWS, ADLER 6.5MM X 16MM THD | 0.012167 | Initial issue | N | BONE SCREWS |  | 1 | No | Yes | Yes | Yes | N. A.
B0114 | B0114.100 | CANCELLOUS SCREW, ADLER, DIA. 6.5MM, HEX. SLOT, THREAD LENGTH 16MM, TOTAL LENGTH 100MM |  | B0114.000 | 07 | 2018-06-20 | N. A. | N. A. | N. A. | QPF/B0114 | 03 | 2017-07-22 | N. A. | N. A. | N. A. | PS/B0114 | 03 | 2018-01-16 | 2022-12-01 | 2019-12-01 | N. A. | B0114 | TMF-1 | IU/1 | Class C | FINISHED GOODS | ADLER™ | CANCELLOUS SCREW, DIA. 6.5MM | THREAD LENGTH 16MM, TOTAL LENGTH 100MM | 16 | No | Yes |  | No | N. A. | No | N. A. | No | Yes | No | Yes | M. L.: MFG/MD/2021/000369 |  | 3 | ADLER PRODUCTS\LARGE BONE SCREWS, ADLER\CANC SCREWS, ADLER 6.5MM X 16MM THD | 0.0163 | Initial issue | N | BONE SCREWS |  | 1 | No | Yes | Yes | Yes | N. A.
B0114 | B0114.105 | CANCELLOUS SCREW, ADLER, DIA. 6.5MM, HEX. SLOT, THREAD LENGTH 16MM, TOTAL LENGTH 105MM |  | B0114.000 | 07 | 2018-06-20 | N. A. | N. A. | N. A. | QPF/B0114 | 03 | 2017-07-22 | N. A. | N. A. | N. A. | PS/B0114 | 03 | 2018-01-16 | 2022-12-01 | 2019-12-01 | N. A. | B0114 | TMF-1 | IU/1 | Class C | FINISHED GOODS | ADLER™ | CANCELLOUS SCREW, DIA. 6.5MM | THREAD LENGTH 16MM, TOTAL LENGTH 105MM | 16 | No | Yes |  | No | N. A. | No | N. A. | No | Yes | No | Yes | M. L.: MFG/MD/2021/000369 |  | 3 | ADLER PRODUCTS\LARGE BONE SCREWS, ADLER\CANC SCREWS, ADLER 6.5MM X 16MM THD | 0.013267 | Initial issue | N | BONE SCREWS |  | 1 | No | Yes | Yes | Yes | N. A.
B0114 | B0114.110 | CANCELLOUS SCREW, ADLER, DIA. 6.5MM, HEX. SLOT, THREAD LENGTH 16MM, TOTAL LENGTH 110MM |  | B0114.000 | 07 | 2018-06-20 | N. A. | N. A. | N. A. | QPF/B0114 | 03 | 2017-07-22 | N. A. | N. A. | N. A. | PS/B0114 | 03 | 2018-01-16 | 2022-12-01 | 2019-12-01 | N. A. | B0114 | TMF-1 | IU/1 | Class C | FINISHED GOODS | ADLER™ | CANCELLOUS SCREW, DIA. 6.5MM | THREAD LENGTH 16MM, TOTAL LENGTH 110MM | 16 | No | Yes |  | No | N. A. | No | N. A. | No | Yes | No | Yes | M. L.: MFG/MD/2021/000369 |  | 3 | ADLER PRODUCTS\LARGE BONE SCREWS, ADLER\CANC SCREWS, ADLER 6.5MM X 16MM THD | 0.0152 | Initial issue | N | BONE SCREWS |  | 1 | No | Yes | Yes | Yes | N. A.
B0114 | B0114.115 | CANCELLOUS SCREW, ADLER, DIA. 6.5MM, HEX. SLOT, THREAD LENGTH 16MM, TOTAL LENGTH 115MM |  | B0114.000 | 07 | 2018-06-20 | N. A. | N. A. | N. A. | QPF/B0114 | 03 | 2017-07-22 | N. A. | N. A. | N. A. | PS/B0114 | 03 | 2018-01-16 | 2022-12-01 | 2019-12-01 | N. A. | B0114 | TMF-1 | IU/1 | Class C | FINISHED GOODS | ADLER™ | CANCELLOUS SCREW, DIA. 6.5MM | THREAD LENGTH 16MM, TOTAL LENGTH 115MM | 16 | No | Yes |  | No | N. A. | No | N. A. | No | Yes | No | Yes | M. L.: MFG/MD/2021/000369 |  | 3 | ADLER PRODUCTS\LARGE BONE SCREWS, ADLER\CANC SCREWS, ADLER 6.5MM X 16MM THD | 0.0181 | Initial issue | N | BONE SCREWS |  | 1 | No | Yes | Yes | Yes | N. A.
B0114 | B0114.120 | CANCELLOUS SCREW, ADLER, DIA. 6.5MM, HEX. SLOT, THREAD LENGTH 16MM, TOTAL LENGTH 120MM |  | B0114.000 | 07 | 2018-06-20 | N. A. | N. A. | N. A. | QPF/B0114 | 03 | 2017-07-22 | N. A. | N. A. | N. A. | PS/B0114 | 03 | 2018-01-16 | 2022-12-01 | 2019-12-01 | N. A. | B0114 | TMF-1 | IU/1 | Class C | FINISHED GOODS | ADLER™ | CANCELLOUS SCREW, DIA. 6.5MM | THREAD LENGTH 16MM, TOTAL LENGTH 120MM | 16 | No | Yes |  | No | N. A. | No | N. A. | No | Yes | No | Yes | M. L.: MFG/MD/2021/000369 |  | 3 | ADLER PRODUCTS\LARGE BONE SCREWS, ADLER\CANC SCREWS, ADLER 6.5MM X 16MM THD | 0.018 | Initial issue | N | BONE SCREWS |  | 1 | No | Yes | Yes | Yes | N. A.
#N/A | B0116.035 | CANCELLOUS SCREW, ADLER, DIA. 6.5MM, HEX. SLOT, THREAD LENGTH 32MM, TOTAL LENGTH 35MM |  | B0116.000 | N. A. | N. A. | N. A. | N. A. | N. A. | QPF/B0116 | 03 | 2017-07-22 | N. A. | N. A. | N. A. | PS/B0116 | N. A. | N. A. | N. A. | N. A. | N. A. | B0116 | TMF-1 | IU/1 | Class C | FINISHED GOODS | ADLER™ | CANCELLOUS SCREW, DIA. 6.5MM | THREAD LENGTH 32MM, TOTAL LENGTH 35MM | 16 | No | Yes |  | No | N. A. | No | N. A. | No | Yes | No | Yes | M. L.: MFG/MD/2021/000369 |  | 3 | ADLER PRODUCTS\LARGE BONE SCREWS, ADLER\CANC SCREWS, ADLER 6.5MM X 32MM THD | 0.0077 | Initial issue | N | BONE SCREWS |  | 1 | No | Yes | Yes | Yes | N. A.
#N/A | B0116.040 | CANCELLOUS SCREW, ADLER, DIA. 6.5MM, HEX. SLOT, THREAD LENGTH 32MM, TOTAL LENGTH 40MM |  | B0114.000 | 07 | 2018-06-20 | N. A. | N. A. | N. A. | QPF/B0114 | 03 | 2017-07-22 | N. A. | N. A. | N. A. | PS/B0114 | 03 | 2018-01-16 | 2022-12-01 | 2019-12-01 | N. A. | B0114 | TMF-1 | IU/1 | Class C | FINISHED GOODS | ADLER™ | CANCELLOUS SCREW, DIA. 6.5MM | THREAD LENGTH 32MM, TOTAL LENGTH 40MM | 16 | No | Yes |  | No | N. A. | No | N. A. | No | Yes | No | Yes | M. L.: MFG/MD/2021/000369 |  | 3 | ADLER PRODUCTS\LARGE BONE SCREWS, ADLER\CANC SCREWS, ADLER 6.5MM X 32MM THD | 0.005 | Initial issue | N | BONE SCREWS |  | 1 | No | Yes | Yes | Yes | N. A.
B0114 | B0116.045 | CANCELLOUS SCREW, ADLER, DIA. 6.5MM, HEX. SLOT, THREAD LENGTH 32MM, TOTAL LENGTH 45MM |  | B0114.000 | 07 | 2018-06-20 | N. A. | N. A. | N. A. | QPF/B0114 | 03 | 2017-07-22 | N. A. | N. A. | N. A. | PS/B0114 | 03 | 2018-01-16 | 2022-12-01 | 2019-12-01 | N. A. | B0114 | TMF-1 | IU/1 | Class C | FINISHED GOODS | ADLER™ | CANCELLOUS SCREW, DIA. 6.5MM | THREAD LENGTH 32MM, TOTAL LENGTH 45MM | 16 | No | Yes |  | No | N. A. | No | N. A. | No | Yes | No | Yes | M. L.: MFG/MD/2021/000369 |  | 3 | ADLER PRODUCTS\LARGE BONE SCREWS, ADLER\CANC SCREWS, ADLER 6.5MM X 32MM THD | 0.0068 | Initial issue | N | BONE SCREWS |  | 1 | No | Yes | Yes | Yes | N. A.
B0114 | B0116.050 | CANCELLOUS SCREW, ADLER, DIA. 6.5MM, HEX. SLOT, THREAD LENGTH 32MM, TOTAL LENGTH 50MM |  | B0114.000 | 07 | 2018-06-20 | N. A. | N. A. | N. A. | QPF/B0114 | 03 | 2017-07-22 | N. A. | N. A. | N. A. | PS/B0114 | 03 | 2018-01-16 | 2022-12-01 | 2019-12-01 | N. A. | B0114 | TMF-1 | IU/1 | Class C | FINISHED GOODS | ADLER™ | CANCELLOUS SCREW, DIA. 6.5MM | THREAD LENGTH 32MM, TOTAL LENGTH 50MM | 16 | No | Yes |  | No | N. A. | No | N. A. | No | Yes | No | Yes | M. L.: MFG/MD/2021/000369 |  | 3 | ADLER PRODUCTS\LARGE BONE SCREWS, ADLER\CANC SCREWS, ADLER 6.5MM X 32MM THD | 0.0095 | Initial issue | N | BONE SCREWS |  | 1 | No | Yes | Yes | Yes | N. A.
B0114 | B0116.055 | CANCELLOUS SCREW, ADLER, DIA. 6.5MM, HEX. SLOT, THREAD LENGTH 32MM, TOTAL LENGTH 55MM |  | B0114.000 | 07 | 2018-06-20 | N. A. | N. A. | N. A. | QPF/B0114 | 03 | 2017-07-22 | N. A. | N. A. | N. A. | PS/B0114 | 03 | 2018-01-16 | 2022-12-01 | 2019-12-01 | N. A. | B0114 | TMF-1 | IU/1 | Class C | FINISHED GOODS | ADLER™ | CANCELLOUS SCREW, DIA. 6.5MM | THREAD LENGTH 32MM, TOTAL LENGTH 55MM | 16 | No | Yes |  | No | N. A. | No | N. A. | No | Yes | No | Yes | M. L.: MFG/MD/2021/000369 |  | 3 | ADLER PRODUCTS\LARGE BONE SCREWS, ADLER\CANC SCREWS, ADLER 6.5MM X 32MM THD | 0.0111 | Initial issue | N | BONE SCREWS |  | 1 | No | Yes | Yes | Yes | N. A.
B0114 | B0116.060 | CANCELLOUS SCREW, ADLER, DIA. 6.5MM, HEX. SLOT, THREAD LENGTH 32MM, TOTAL LENGTH 60MM |  | B0114.000 | 07 | 2018-06-20 | N. A. | N. A. | N. A. | QPF/B0114 | 03 | 2017-07-22 | N. A. | N. A. | N. A. | PS/B0114 | 03 | 2018-01-16 | 2022-12-01 | 2019-12-01 | N. A. | B0114 | TMF-1 | IU/1 | Class C | FINISHED GOODS | ADLER™ | CANCELLOUS SCREW, DIA. 6.5MM | THREAD LENGTH 32MM, TOTAL LENGTH 60MM | 16 | No | Yes |  | No | N. A. | No | N. A. | No | Yes | No | Yes | M. L.: MFG/MD/2021/000369 |  | 3 | ADLER PRODUCTS\LARGE BONE SCREWS, ADLER\CANC SCREWS, ADLER 6.5MM X 32MM THD | 0.014 | Initial issue | N | BONE SCREWS |  | 1 | No | Yes | Yes | Yes | N. A.
B0114 | B0116.065 | CANCELLOUS SCREW, ADLER, DIA. 6.5MM, HEX. SLOT, THREAD LENGTH 32MM, TOTAL LENGTH 65MM |  | B0114.000 | 07 | 2018-06-20 | N. A. | N. A. | N. A. | QPF/B0114 | 03 | 2017-07-22 | N. A. | N. A. | N. A. | PS/B0114 | 03 | 2018-01-16 | 2022-12-01 | 2019-12-01 | N. A. | B0114 | TMF-1 | IU/1 | Class C | FINISHED GOODS | ADLER™ | CANCELLOUS SCREW, DIA. 6.5MM | THREAD LENGTH 32MM, TOTAL LENGTH 65MM | 16 | No | Yes |  | No | N. A. | No | N. A. | No | Yes | No | Yes | M. L.: MFG/MD/2021/000369 |  | 3 | ADLER PRODUCTS\LARGE BONE SCREWS, ADLER\CANC SCREWS, ADLER 6.5MM X 32MM THD | 0.0113 | Initial issue | N | BONE SCREWS |  | 1 | No | Yes | Yes | Yes | N. A.
B0114 | B0116.070 | CANCELLOUS SCREW, ADLER, DIA. 6.5MM, HEX. SLOT, THREAD LENGTH 32MM, TOTAL LENGTH 70MM |  | B0114.000 | 07 | 2018-06-20 | N. A. | N. A. | N. A. | QPF/B0114 | 03 | 2017-07-22 | N. A. | N. A. | N. A. | PS/B0114 | 03 | 2018-01-16 | 2022-12-01 | 2019-12-01 | N. A. | B0114 | TMF-1 | IU/1 | Class C | FINISHED GOODS | ADLER™ | CANCELLOUS SCREW, DIA. 6.5MM | THREAD LENGTH 32MM, TOTAL LENGTH 70MM | 16 | No | Yes |  | No | N. A. | No | N. A. | No | Yes | No | Yes | M. L.: MFG/MD/2021/000369 |  | 3 | ADLER PRODUCTS\LARGE BONE SCREWS, ADLER\CANC SCREWS, ADLER 6.5MM X 32MM THD | 0.0112 | Initial issue | N | BONE SCREWS |  | 1 | No | Yes | Yes | Yes | N. A.
B0114 | B0116.075 | CANCELLOUS SCREW, ADLER, DIA. 6.5MM, HEX. SLOT, THREAD LENGTH 32MM, TOTAL LENGTH 75MM |  | B0114.000 | 07 | 2018-06-20 | N. A. | N. A. | N. A. | QPF/B0114 | 03 | 2017-07-22 | N. A. | N. A. | N. A. | PS/B0114 | 03 | 2018-01-16 | 2022-12-01 | 2019-12-01 | N. A. | B0114 | TMF-1 | IU/1 | Class C | FINISHED GOODS | ADLER™ | CANCELLOUS SCREW, DIA. 6.5MM | THREAD LENGTH 32MM, TOTAL LENGTH 75MM | 16 | No | Yes |  | No | N. A. | No | N. A. | No | Yes | No | Yes | M. L.: MFG/MD/2021/000369 |  | 3 | ADLER PRODUCTS\LARGE BONE SCREWS, ADLER\CANC SCREWS, ADLER 6.5MM X 32MM THD | 0.0104 | Initial issue | N | BONE SCREWS |  | 1 | No | Yes | Yes | Yes | N. A.
B0114 | B0116.080 | CANCELLOUS SCREW, ADLER, DIA. 6.5MM, HEX. SLOT, THREAD LENGTH 32MM, TOTAL LENGTH 80MM |  | B0114.000 | 07 | 2018-06-20 | N. A. | N. A. | N. A. | QPF/B0114 | 03 | 2017-07-22 | N. A. | N. A. | N. A. | PS/B0114 | 03 | 2018-01-16 | 2022-12-01 | 2019-12-01 | N. A. | B0114 | TMF-1 | IU/1 | Class C | FINISHED GOODS | ADLER™ | CANCELLOUS SCREW, DIA. 6.5MM | THREAD LENGTH 32MM, TOTAL LENGTH 80MM | 16 | No | Yes |  | No | N. A. | No | N. A. | No | Yes | No | Yes | M. L.: MFG/MD/2021/000369 |  | 3 | ADLER PRODUCTS\LARGE BONE SCREWS, ADLER\CANC SCREWS, ADLER 6.5MM X 32MM THD | 0.010133 | Initial issue | N | BONE SCREWS |  | 1 | No | Yes | Yes | Yes | N. A.
B0114 | B0116.085 | CANCELLOUS SCREW, ADLER, DIA. 6.5MM, HEX. SLOT, THREAD LENGTH 32MM, TOTAL LENGTH 85MM |  | B0114.000 | 07 | 2018-06-20 | N. A. | N. A. | N. A. | QPF/B0114 | 03 | 2017-07-22 | N. A. | N. A. | N. A. | PS/B0114 | 03 | 2018-01-16 | 2022-12-01 | 2019-12-01 | N. A. | B0114 | TMF-1 | IU/1 | Class C | FINISHED GOODS | ADLER™ | CANCELLOUS SCREW, DIA. 6.5MM | THREAD LENGTH 32MM, TOTAL LENGTH 85MM | 16 | No | Yes |  | No | N. A. | No | N. A. | No | Yes | No | Yes | M. L.: MFG/MD/2021/000369 |  | 3 | ADLER PRODUCTS\LARGE BONE SCREWS, ADLER\CANC SCREWS, ADLER 6.5MM X 32MM THD | 0.010667 | Initial issue | N | BONE SCREWS |  | 1 | No | Yes | Yes | Yes | N. A.
B0114 | B0116.090 | CANCELLOUS SCREW, ADLER, DIA. 6.5MM, HEX. SLOT, THREAD LENGTH 32MM, TOTAL LENGTH 90MM |  | B0114.000 | 07 | 2018-06-20 | N. A. | N. A. | N. A. | QPF/B0114 | 03 | 2017-07-22 | N. A. | N. A. | N. A. | PS/B0114 | 03 | 2018-01-16 | 2022-12-01 | 2019-12-01 | N. A. | B0114 | TMF-1 | IU/1 | Class C | FINISHED GOODS | ADLER™ | CANCELLOUS SCREW, DIA. 6.5MM | THREAD LENGTH 32MM, TOTAL LENGTH 90MM | 16 | No | Yes |  | No | N. A. | No | N. A. | No | Yes | No | Yes | M. L.: MFG/MD/2021/000369 |  | 3 | ADLER PRODUCTS\LARGE BONE SCREWS, ADLER\CANC SCREWS, ADLER 6.5MM X 32MM THD | 0.011367 | Initial issue | N | BONE SCREWS |  | 1 | No | Yes | Yes | Yes | N. A.
B0114 | B0116.095 | CANCELLOUS SCREW, ADLER, DIA. 6.5MM, HEX. SLOT, THREAD LENGTH 32MM, TOTAL LENGTH 95MM |  | B0114.000 | 07 | 2018-06-20 | N. A. | N. A. | N. A. | QPF/B0114 | 03 | 2017-07-22 | N. A. | N. A. | N. A. | PS/B0114 | 03 | 2018-01-16 | 2022-12-01 | 2019-12-01 | N. A. | B0114 | TMF-1 | IU/1 | Class C | FINISHED GOODS | ADLER™ | CANCELLOUS SCREW, DIA. 6.5MM | THREAD LENGTH 32MM, TOTAL LENGTH 95MM | 16 | No | Yes |  | No | N. A. | No | N. A. | No | Yes | No | Yes | M. L.: MFG/MD/2021/000369 |  | 3 | ADLER PRODUCTS\LARGE BONE SCREWS, ADLER\CANC SCREWS, ADLER 6.5MM X 32MM THD | 0.0135 | Initial issue | N | BONE SCREWS |  | 1 | No | Yes | Yes | Yes | N. A.
B0114 | B0116.100 | CANCELLOUS SCREW, ADLER, DIA. 6.5MM, HEX. SLOT, THREAD LENGTH 32MM, TOTAL LENGTH 100MM |  | B0114.000 | 07 | 2018-06-20 | N. A. | N. A. | N. A. | QPF/B0114 | 03 | 2017-07-22 | N. A. | N. A. | N. A. | PS/B0114 | 03 | 2018-01-16 | 2022-12-01 | 2019-12-01 | N. A. | B0114 | TMF-1 | IU/1 | Class C | FINISHED GOODS | ADLER™ | CANCELLOUS SCREW, DIA. 6.5MM | THREAD LENGTH 32MM, TOTAL LENGTH 100MM | 16 | No | Yes |  | No | N. A. | No | N. A. | No | Yes | No | Yes | M. L.: MFG/MD/2021/000369 |  | 3 | ADLER PRODUCTS\LARGE BONE SCREWS, ADLER\CANC SCREWS, ADLER 6.5MM X 32MM THD | 0.014 | Initial issue | N | BONE SCREWS |  | 1 | No | Yes | Yes | Yes | N. A.
B0114 | B0116.105 | CANCELLOUS SCREW, ADLER, DIA. 6.5MM, HEX. SLOT, THREAD LENGTH 32MM, TOTAL LENGTH 105MM |  | B0114.000 | 07 | 2018-06-20 | N. A. | N. A. | N. A. | QPF/B0114 | 03 | 2017-07-22 | N. A. | N. A. | N. A. | PS/B0114 | 03 | 2018-01-16 | 2022-12-01 | 2019-12-01 | N. A. | B0114 | TMF-1 | IU/1 | Class C | FINISHED GOODS | ADLER™ | CANCELLOUS SCREW, DIA. 6.5MM | THREAD LENGTH 32MM, TOTAL LENGTH 105MM | 16 | No | Yes |  | No | N. A. | No | N. A. | No | Yes | No | Yes | M. L.: MFG/MD/2021/000369 |  | 3 | ADLER PRODUCTS\LARGE BONE SCREWS, ADLER\CANC SCREWS, ADLER 6.5MM X 32MM THD | 0.01505 | Initial issue | Y | BONE SCREWS |  | 1 | No | Yes | Yes | Yes | N. A.
B0114 | B0116.110 | CANCELLOUS SCREW, ADLER, DIA. 6.5MM, HEX. SLOT, THREAD LENGTH 32MM, TOTAL LENGTH 110MM |  | B0114.000 | 07 | 2018-06-20 | N. A. | N. A. | N. A. | QPF/B0114 | 03 | 2017-07-22 | N. A. | N. A. | N. A. | PS/B0114 | 03 | 2018-01-16 | 2022-12-01 | 2019-12-01 | N. A. | B0114 | TMF-1 | IU/1 | Class C | FINISHED GOODS | ADLER™ | CANCELLOUS SCREW, DIA. 6.5MM | THREAD LENGTH 32MM, TOTAL LENGTH 110MM | 16 | No | Yes |  | No | N. A. | No | N. A. | No | Yes | No | Yes | M. L.: MFG/MD/2021/000369 |  | 3 | ADLER PRODUCTS\LARGE BONE SCREWS, ADLER\CANC SCREWS, ADLER 6.5MM X 32MM THD | 0.0178 | Initial issue | Y | BONE SCREWS |  | 1 | No | Yes | Yes | Yes | N. A.
B0114 | B0116.115 | CANCELLOUS SCREW, ADLER, DIA. 6.5MM, HEX. SLOT, THREAD LENGTH 32MM, TOTAL LENGTH 115MM |  | B0114.000 | 07 | 2018-06-20 | N. A. | N. A. | N. A. | QPF/B0114 | 03 | 2017-07-22 | N. A. | N. A. | N. A. | PS/B0114 | 03 | 2018-01-16 | 2022-12-01 | 2019-12-01 | N. A. | B0114 | TMF-1 | IU/1 | Class C | FINISHED GOODS | ADLER™ | CANCELLOUS SCREW, DIA. 6.5MM | THREAD LENGTH 32MM, TOTAL LENGTH 115MM | 16 | No | Yes |  | No | N. A. | No | N. A. | No | Yes | No | Yes | M. L.: MFG/MD/2021/000369 |  | 3 | ADLER PRODUCTS\LARGE BONE SCREWS, ADLER\CANC SCREWS, ADLER 6.5MM X 32MM THD | 0.014467 | Initial issue | Y | BONE SCREWS |  | 1 | No | Yes | Yes | Yes | N. A.
B0114 | B0116.120 | CANCELLOUS SCREW, ADLER, DIA. 6.5MM, HEX. SLOT, THREAD LENGTH 32MM, TOTAL LENGTH 120MM |  | B0114.000 | 07 | 2018-06-20 | N. A. | N. A. | N. A. | QPF/B0114 | 03 | 2017-07-22 | N. A. | N. A. | N. A. | PS/B0114 | 03 | 2018-01-16 | 2022-12-01 | 2019-12-01 | N. A. | B0114 | TMF-1 | IU/1 | Class C | FINISHED GOODS | ADLER™ | CANCELLOUS SCREW, DIA. 6.5MM | THREAD LENGTH 32MM, TOTAL LENGTH 120MM | 16 | No | Yes |  | No | N. A. | No | N. A. | No | Yes | No | Yes | M. L.: MFG/MD/2021/000369 |  | 3 | ADLER PRODUCTS\LARGE BONE SCREWS, ADLER\CANC SCREWS, ADLER 6.5MM X 32MM THD | 0.014 | Initial issue | Y | BONE SCREWS |  | 1 | No | Yes | Yes | Yes | N. A.
B0114 | B0118.020 | CANCELLOUS SCREW, ADLER, DIA. 6.5MM, HEX. SLOT, FULLY THREADED, LENGTH 20MM |  | B0114.000 | 07 | 2018-06-20 | N. A. | N. A. | N. A. | QPF/B0114 | 03 | 2017-07-22 | N. A. | N. A. | N. A. | PS/B0114 | 03 | 2018-01-16 | 2022-12-01 | 2019-12-01 | N. A. | B0114 | TMF-1 | IU/1 | Class C | FINISHED GOODS | ADLER™ | CANCELLOUS SCREW, DIA. 6.5MM | FULLY THREADED, LENGTH 20MM | 16 | No | Yes |  | No | N. A. | No | N. A. | No | Yes | No | Yes | M. L.: MFG/MD/2021/000369 |  | 3 | ADLER PRODUCTS\LARGE BONE SCREWS, ADLER\CANC SCREWS, ADLER 6.5MM X FULL THD | 0 | Initial issue | N | BONE SCREWS |  | 1 | No | Yes | Yes | Yes | N. A.
B0114 | B0118.025 | CANCELLOUS SCREW, ADLER, DIA. 6.5MM, HEX. SLOT, FULLY THREADED, LENGTH 25MM |  | B0114.000 | 07 | 2018-06-20 | N. A. | N. A. | N. A. | QPF/B0114 | 03 | 2017-07-22 | N. A. | N. A. | N. A. | PS/B0114 | 03 | 2018-01-16 | 2022-12-01 | 2019-12-01 | N. A. | B0114 | TMF-1 | IU/1 | Class C | FINISHED GOODS | ADLER™ | CANCELLOUS SCREW, DIA. 6.5MM | FULLY THREADED, LENGTH 25MM | 16 | No | Yes |  | No | N. A. | No | N. A. | No | Yes | No | Yes | M. L.: MFG/MD/2021/000369 |  | 3 | ADLER PRODUCTS\LARGE BONE SCREWS, ADLER\CANC SCREWS, ADLER 6.5MM X FULL THD | 0.0078 | Initial issue | N | BONE SCREWS |  | 1 | No | Yes | Yes | Yes | N. A.
B0114 | B0118.030 | CANCELLOUS SCREW, ADLER, DIA. 6.5MM, HEX. SLOT, FULLY THREADED, LENGTH 30MM |  | B0114.000 | 07 | 2018-06-20 | N. A. | N. A. | N. A. | QPF/B0114 | 03 | 2017-07-22 | N. A. | N. A. | N. A. | PS/B0114 | 03 | 2018-01-16 | 2022-12-01 | 2019-12-01 | N. A. | B0114 | TMF-1 | IU/1 | Class C | FINISHED GOODS | ADLER™ | CANCELLOUS SCREW, DIA. 6.5MM | FULLY THREADED, LENGTH 30MM | 16 | No | Yes |  | No | N. A. | No | N. A. | No | Yes | No | Yes | M. L.: MFG/MD/2021/000369 |  | 3 | ADLER PRODUCTS\LARGE BONE SCREWS, ADLER\CANC SCREWS, ADLER 6.5MM X FULL THD | 0.008 | Initial issue | N | BONE SCREWS |  | 1 | No | Yes | Yes | Yes | N. A.
B0114 | B0118.035 | CANCELLOUS SCREW, ADLER, DIA. 6.5MM, HEX. SLOT, FULLY THREADED, LENGTH 35MM |  | B0114.000 | 07 | 2018-06-20 | N. A. | N. A. | N. A. | QPF/B0114 | 03 | 2017-07-22 | N. A. | N. A. | N. A. | PS/B0114 | 03 | 2018-01-16 | 2022-12-01 | 2019-12-01 | N. A. | B0114 | TMF-1 | IU/1 | Class C | FINISHED GOODS | ADLER™ | CANCELLOUS SCREW, DIA. 6.5MM | FULLY THREADED, LENGTH 35MM | 16 | No | Yes |  | No | N. A. | No | N. A. | No | Yes | No | Yes | M. L.: MFG/MD/2021/000369 |  | 3 | ADLER PRODUCTS\LARGE BONE SCREWS, ADLER\CANC SCREWS, ADLER 6.5MM X FULL THD | 0.008 | Initial issue | N | BONE SCREWS |  | 1 | No | Yes | Yes | Yes | N. A.
B0114 | B0118.040 | CANCELLOUS SCREW, ADLER, DIA. 6.5MM, HEX. SLOT, FULLY THREADED, LENGTH 40MM |  | B0114.000 | 07 | 2018-06-20 | N. A. | N. A. | N. A. | QPF/B0114 | 03 | 2017-07-22 | N. A. | N. A. | N. A. | PS/B0114 | 03 | 2018-01-16 | 2022-12-01 | 2019-12-01 | N. A. | B0114 | TMF-1 | IU/1 | Class C | FINISHED GOODS | ADLER™ | CANCELLOUS SCREW, DIA. 6.5MM | FULLY THREADED, LENGTH 40MM | 16 | No | Yes |  | No | N. A. | No | N. A. | No | Yes | No | Yes | M. L.: MFG/MD/2021/000369 |  | 3 | ADLER PRODUCTS\LARGE BONE SCREWS, ADLER\CANC SCREWS, ADLER 6.5MM X FULL THD | 0.0087 | Initial issue | N | BONE SCREWS |  | 1 | No | Yes | Yes | Yes | N. A.
B0114 | B0118.045 | CANCELLOUS SCREW, ADLER, DIA. 6.5MM, HEX. SLOT, FULLY THREADED, LENGTH 45MM |  | B0114.000 | 07 | 2018-06-20 | N. A. | N. A. | N. A. | QPF/B0114 | 03 | 2017-07-22 | N. A. | N. A. | N. A. | PS/B0114 | 03 | 2018-01-16 | 2022-12-01 | 2019-12-01 | N. A. | B0114 | TMF-1 | IU/1 | Class C | FINISHED GOODS | ADLER™ | CANCELLOUS SCREW, DIA. 6.5MM | FULLY THREADED, LENGTH 45MM | 16 | No | Yes |  | No | N. A. | No | N. A. | No | Yes | No | Yes | M. L.: MFG/MD/2021/000369 |  | 3 | ADLER PRODUCTS\LARGE BONE SCREWS, ADLER\CANC SCREWS, ADLER 6.5MM X FULL THD | 0.009 | Initial issue | N | BONE SCREWS |  | 1 | No | Yes | Yes | Yes | N. A.
B0114 | B0118.050 | CANCELLOUS SCREW, ADLER, DIA. 6.5MM, HEX. SLOT, FULLY THREADED, LENGTH 50MM |  | B0114.000 | 07 | 2018-06-20 | N. A. | N. A. | N. A. | QPF/B0114 | 03 | 2017-07-22 | N. A. | N. A. | N. A. | PS/B0114 | 03 | 2018-01-16 | 2022-12-01 | 2019-12-01 | N. A. | B0114 | TMF-1 | IU/1 | Class C | FINISHED GOODS | ADLER™ | CANCELLOUS SCREW, DIA. 6.5MM | FULLY THREADED, LENGTH 50MM | 16 | No | Yes |  | No | N. A. | No | N. A. | No | Yes | No | Yes | M. L.: MFG/MD/2021/000369 |  | 3 | ADLER PRODUCTS\LARGE BONE SCREWS, ADLER\CANC SCREWS, ADLER 6.5MM X FULL THD | 0.009 | Initial issue | N | BONE SCREWS |  | 1 | No | Yes | Yes | Yes | N. A.
B0114 | B0118.055 | CANCELLOUS SCREW, ADLER, DIA. 6.5MM, HEX. SLOT, FULLY THREADED, LENGTH 55MM |  | B0114.000 | 07 | 2018-06-20 | N. A. | N. A. | N. A. | QPF/B0114 | 03 | 2017-07-22 | N. A. | N. A. | N. A. | PS/B0114 | 03 | 2018-01-16 | 2022-12-01 | 2019-12-01 | N. A. | B0114 | TMF-1 | IU/1 | Class C | FINISHED GOODS | ADLER™ | CANCELLOUS SCREW, DIA. 6.5MM | FULLY THREADED, LENGTH 55MM | 16 | No | Yes |  | No | N. A. | No | N. A. | No | Yes | No | Yes | M. L.: MFG/MD/2021/000369 |  | 3 | ADLER PRODUCTS\LARGE BONE SCREWS, ADLER\CANC SCREWS, ADLER 6.5MM X FULL THD | 0.009 | Initial issue | N | BONE SCREWS |  | 1 | No | Yes | Yes | Yes | N. A.
B0114 | B0118.060 | CANCELLOUS SCREW, ADLER, DIA. 6.5MM, HEX. SLOT, FULLY THREADED, LENGTH 60MM |  | B0114.000 | 07 | 2018-06-20 | N. A. | N. A. | N. A. | QPF/B0114 | 03 | 2017-07-22 | N. A. | N. A. | N. A. | PS/B0114 | 03 | 2018-01-16 | 2022-12-01 | 2019-12-01 | N. A. | B0114 | TMF-1 | IU/1 | Class C | FINISHED GOODS | ADLER™ | CANCELLOUS SCREW, DIA. 6.5MM | FULLY THREADED, LENGTH 60MM | 16 | No | Yes |  | No | N. A. | No | N. A. | No | Yes | No | Yes | M. L.: MFG/MD/2021/000369 |  | 3 | ADLER PRODUCTS\LARGE BONE SCREWS, ADLER\CANC SCREWS, ADLER 6.5MM X FULL THD | 0.01 | Initial issue | N | BONE SCREWS |  | 1 | No | Yes | Yes | Yes | N. A.
B0114 | B0118.065 | CANCELLOUS SCREW, ADLER, DIA. 6.5MM, HEX. SLOT, FULLY THREADED, LENGTH 65MM |  | B0114.000 | 07 | 2018-06-20 | N. A. | N. A. | N. A. | QPF/B0114 | 03 | 2017-07-22 | N. A. | N. A. | N. A. | PS/B0114 | 03 | 2018-01-16 | 2022-12-01 | 2019-12-01 | N. A. | B0114 | TMF-1 | IU/1 | Class C | FINISHED GOODS | ADLER™ | CANCELLOUS SCREW, DIA. 6.5MM | FULLY THREADED, LENGTH 65MM | 16 | No | Yes |  | No | N. A. | No | N. A. | No | Yes | No | Yes | M. L.: MFG/MD/2021/000369 |  | 3 | ADLER PRODUCTS\LARGE BONE SCREWS, ADLER\CANC SCREWS, ADLER 6.5MM X FULL THD | 0.01 | Initial issue | N | BONE SCREWS |  | 1 | No | Yes | Yes | Yes | N. A.
B0114 | B0118.070 | CANCELLOUS SCREW, ADLER, DIA. 6.5MM, HEX. SLOT, FULLY THREADED, LENGTH 70MM |  | B0114.000 | 07 | 2018-06-20 | N. A. | N. A. | N. A. | QPF/B0114 | 03 | 2017-07-22 | N. A. | N. A. | N. A. | PS/B0114 | 03 | 2018-01-16 | 2022-12-01 | 2019-12-01 | N. A. | B0114 | TMF-1 | IU/1 | Class C | FINISHED GOODS | ADLER™ | CANCELLOUS SCREW, DIA. 6.5MM | FULLY THREADED, LENGTH 70MM | 16 | No | Yes |  | No | N. A. | No | N. A. | No | Yes | No | Yes | M. L.: MFG/MD/2021/000369 |  | 3 | ADLER PRODUCTS\LARGE BONE SCREWS, ADLER\CANC SCREWS, ADLER 6.5MM X FULL THD | 0.01 | Initial issue | N | BONE SCREWS |  | 1 | No | Yes | Yes | Yes | N. A.
B0114 | B0118.075 | CANCELLOUS SCREW, ADLER, DIA. 6.5MM, HEX. SLOT, FULLY THREADED, LENGTH 75MM |  | B0114.000 | 07 | 2018-06-20 | N. A. | N. A. | N. A. | QPF/B0114 | 03 | 2017-07-22 | N. A. | N. A. | N. A. | PS/B0114 | 03 | 2018-01-16 | 2022-12-01 | 2019-12-01 | N. A. | B0114 | TMF-1 | IU/1 | Class C | FINISHED GOODS | ADLER™ | CANCELLOUS SCREW, DIA. 6.5MM | FULLY THREADED, LENGTH 75MM | 16 | No | Yes |  | No | N. A. | No | N. A. | No | Yes | No | Yes | M. L.: MFG/MD/2021/000369 |  | 3 | ADLER PRODUCTS\LARGE BONE SCREWS, ADLER\CANC SCREWS, ADLER 6.5MM X FULL THD | 0.012 | Initial issue | N | BONE SCREWS |  | 1 | No | Yes | Yes | Yes | N. A.
B0114 | B0118.080 | CANCELLOUS SCREW, ADLER, DIA. 6.5MM, HEX. SLOT, FULLY THREADED, LENGTH 80MM |  | B0114.000 | 07 | 2018-06-20 | N. A. | N. A. | N. A. | QPF/B0114 | 03 | 2017-07-22 | N. A. | N. A. | N. A. | PS/B0114 | 03 | 2018-01-16 | 2022-12-01 | 2019-12-01 | N. A. | B0114 | TMF-1 | IU/1 | Class C | FINISHED GOODS | ADLER™ | CANCELLOUS SCREW, DIA. 6.5MM | FULLY THREADED, LENGTH 80MM | 16 | No | Yes |  | No | N. A. | No | N. A. | No | Yes | No | Yes | M. L.: MFG/MD/2021/000369 |  | 3 | ADLER PRODUCTS\LARGE BONE SCREWS, ADLER\CANC SCREWS, ADLER 6.5MM X FULL THD | 0.012 | Initial issue | N | BONE SCREWS |  | 1 | No | Yes | Yes | Yes | N. A.
B0114 | B0118.085 | CANCELLOUS SCREW, ADLER, DIA. 6.5MM, HEX. SLOT, FULLY THREADED, LENGTH 85MM |  | B0114.000 | 07 | 2018-06-20 | N. A. | N. A. | N. A. | QPF/B0114 | 03 | 2017-07-22 | N. A. | N. A. | N. A. | PS/B0114 | 03 | 2018-01-16 | 2022-12-01 | 2019-12-01 | N. A. | B0114 | TMF-1 | IU/1 | Class C | FINISHED GOODS | ADLER™ | CANCELLOUS SCREW, DIA. 6.5MM | FULLY THREADED, LENGTH 85MM | 16 | No | Yes |  | No | N. A. | No | N. A. | No | Yes | No | Yes | M. L.: MFG/MD/2021/000369 |  | 3 | ADLER PRODUCTS\LARGE BONE SCREWS, ADLER\CANC SCREWS, ADLER 6.5MM X FULL THD | 0.012 | Initial issue | N | BONE SCREWS |  | 1 | No | Yes | Yes | Yes | N. A.
B0114 | B0118.090 | CANCELLOUS SCREW, ADLER, DIA. 6.5MM, HEX. SLOT, FULLY THREADED, LENGTH 90MM |  | B0114.000 | 07 | 2018-06-20 | N. A. | N. A. | N. A. | QPF/B0114 | 03 | 2017-07-22 | N. A. | N. A. | N. A. | PS/B0114 | 03 | 2018-01-16 | 2022-12-01 | 2019-12-01 | N. A. | B0114 | TMF-1 | IU/1 | Class C | FINISHED GOODS | ADLER™ | CANCELLOUS SCREW, DIA. 6.5MM | FULLY THREADED, LENGTH 90MM | 16 | No | Yes |  | No | N. A. | No | N. A. | No | Yes | No | Yes | M. L.: MFG/MD/2021/000369 |  | 3 | ADLER PRODUCTS\LARGE BONE SCREWS, ADLER\CANC SCREWS, ADLER 6.5MM X FULL THD | 0.012 | Initial issue | N | BONE SCREWS |  | 1 | No | Yes | Yes | Yes | N. A.
B0114 | B0118.095 | CANCELLOUS SCREW, ADLER, DIA. 6.5MM, HEX. SLOT, FULLY THREADED, LENGTH 95MM |  | B0114.000 | 07 | 2018-06-20 | N. A. | N. A. | N. A. | QPF/B0114 | 03 | 2017-07-22 | N. A. | N. A. | N. A. | PS/B0114 | 03 | 2018-01-16 | 2022-12-01 | 2019-12-01 | N. A. | B0114 | TMF-1 | IU/1 | Class C | FINISHED GOODS | ADLER™ | CANCELLOUS SCREW, DIA. 6.5MM | FULLY THREADED, LENGTH 95MM | 16 | No | Yes |  | No | N. A. | No | N. A. | No | Yes | No | Yes | M. L.: MFG/MD/2021/000369 |  | 3 | ADLER PRODUCTS\LARGE BONE SCREWS, ADLER\CANC SCREWS, ADLER 6.5MM X FULL THD | 0.01315 | Initial issue | N | BONE SCREWS |  | 1 | No | Yes | Yes | Yes | N. A.
B0114 | B0118.100 | CANCELLOUS SCREW, ADLER, DIA. 6.5MM, HEX. SLOT, FULLY THREADED, LENGTH 100MM |  | B0114.000 | 07 | 2018-06-20 | N. A. | N. A. | N. A. | QPF/B0114 | 03 | 2017-07-22 | N. A. | N. A. | N. A. | PS/B0114 | 03 | 2018-01-16 | 2022-12-01 | 2019-12-01 | N. A. | B0114 | TMF-1 | IU/1 | Class C | FINISHED GOODS | ADLER™ | CANCELLOUS SCREW, DIA. 6.5MM | FULLY THREADED, LENGTH 100MM | 16 | No | Yes |  | No | N. A. | No | N. A. | No | Yes | No | Yes | M. L.: MFG/MD/2021/000369 |  | 3 | ADLER PRODUCTS\LARGE BONE SCREWS, ADLER\CANC SCREWS, ADLER 6.5MM X FULL THD | 0.013 | Initial issue | N | BONE SCREWS |  | 1 | No | Yes | Yes | Yes | N. A.
B0114 | B0118.105 | CANCELLOUS SCREW, ADLER, DIA. 6.5MM, HEX. SLOT, FULLY THREADED, LENGTH 105MM |  | B0114.000 | 07 | 2018-06-20 | N. A. | N. A. | N. A. | QPF/B0114 | 03 | 2017-07-22 | N. A. | N. A. | N. A. | PS/B0114 | 03 | 2018-01-16 | 2022-12-01 | 2019-12-01 | N. A. | B0114 | TMF-1 | IU/1 | Class C | FINISHED GOODS | ADLER™ | CANCELLOUS SCREW, DIA. 6.5MM | FULLY THREADED, LENGTH 105MM | 16 | No | Yes |  | No | N. A. | No | N. A. | No | Yes | No | Yes | M. L.: MFG/MD/2021/000369 |  | 3 | ADLER PRODUCTS\LARGE BONE SCREWS, ADLER\CANC SCREWS, ADLER 6.5MM X FULL THD | 0.013 | Initial issue | N | BONE SCREWS |  | 1 | No | Yes | Yes | Yes | N. A.
B0114 | B0118.110 | CANCELLOUS SCREW, ADLER, DIA. 6.5MM, HEX. SLOT, FULLY THREADED, LENGTH 110MM |  | B0114.000 | 07 | 2018-06-20 | N. A. | N. A. | N. A. | QPF/B0114 | 03 | 2017-07-22 | N. A. | N. A. | N. A. | PS/B0114 | 03 | 2018-01-16 | 2022-12-01 | 2019-12-01 | N. A. | B0114 | TMF-1 | IU/1 | Class C | FINISHED GOODS | ADLER™ | CANCELLOUS SCREW, DIA. 6.5MM | FULLY THREADED, LENGTH 110MM | 16 | No | Yes |  | No | N. A. | No | N. A. | No | Yes | No | Yes | M. L.: MFG/MD/2021/000369 |  | 3 | ADLER PRODUCTS\LARGE BONE SCREWS, ADLER\CANC SCREWS, ADLER 6.5MM X FULL THD | 0.013 | Initial issue | N | BONE SCREWS |  | 1 | No | Yes | Yes | Yes | N. A.
B0114 | B0118.115 | CANCELLOUS SCREW, ADLER, DIA. 6.5MM, HEX. SLOT, FULLY THREADED, LENGTH 115MM |  | B0114.000 | 07 | 2018-06-20 | N. A. | N. A. | N. A. | QPF/B0114 | 03 | 2017-07-22 | N. A. | N. A. | N. A. | PS/B0114 | 03 | 2018-01-16 | 2022-12-01 | 2019-12-01 | N. A. | B0114 | TMF-1 | IU/1 | Class C | FINISHED GOODS | ADLER™ | CANCELLOUS SCREW, DIA. 6.5MM | FULLY THREADED, LENGTH 115MM | 16 | No | Yes |  | No | N. A. | No | N. A. | No | Yes | No | Yes | M. L.: MFG/MD/2021/000369 |  | 3 | ADLER PRODUCTS\LARGE BONE SCREWS, ADLER\CANC SCREWS, ADLER 6.5MM X FULL THD | 0 | Initial issue | Y | BONE SCREWS |  | 1 | No | Yes | Yes | Yes | N. A.
B0114 | B0118.120 | CANCELLOUS SCREW, ADLER, DIA. 6.5MM, HEX. SLOT, FULLY THREADED, LENGTH 120MM |  | B0114.000 | 07 | 2018-06-20 | N. A. | N. A. | N. A. | QPF/B0114 | 03 | 2017-07-22 | N. A. | N. A. | N. A. | PS/B0114 | 03 | 2018-01-16 | 2022-12-01 | 2019-12-01 | N. A. | B0114 | TMF-1 | IU/1 | Class C | FINISHED GOODS | ADLER™ | CANCELLOUS SCREW, DIA. 6.5MM | FULLY THREADED, LENGTH 120MM | 16 | No | Yes |  | No | N. A. | No | N. A. | No | Yes | No | Yes | M. L.: MFG/MD/2021/000369 |  | 3 | ADLER PRODUCTS\LARGE BONE SCREWS, ADLER\CANC SCREWS, ADLER 6.5MM X FULL THD | 0 | Initial issue | Y | BONE SCREWS |  | 1 | No | Yes | Yes | Yes | N. A.
B0114 | B0118.135 | CANCELLOUS SCREW, ADLER, DIA. 6.5MM, HEX. SLOT, FULLY THREADED, LENGTH 135MM |  | B0114.000 | 07 | 2018-06-20 | N. A. | N. A. | N. A. | QPF/B0114 | 03 | 2017-07-22 | N. A. | N. A. | N. A. | PS/B0114 | 03 | 2018-01-16 | 2022-12-01 | 2019-12-01 | N. A. | B0114 | TMF-1 | IU/1 | Class C | FINISHED GOODS | ADLER™ | CANCELLOUS SCREW, DIA. 6.5MM | FULLY THREADED, LENGTH 135MM | 16 | No | Yes |  | No | N. A. | No | N. A. | No | Yes | No | Yes | M. L.: MFG/MD/2021/000369 |  | 3 | ADLER PRODUCTS\LARGE BONE SCREWS, ADLER\CANC SCREWS, ADLER 6.5MM X FULL THD | 0 | Initial issue | N | BONE SCREWS |  | 1 | No | Yes | Yes | Yes | N. A.
B0114 | B0118.140 | CANCELLOUS SCREW, ADLER, DIA. 6.5MM, HEX. SLOT, FULLY THREADED, LENGTH 140MM |  | B0114.000 | 07 | 2018-06-20 | N. A. | N. A. | N. A. | QPF/B0114 | 03 | 2017-07-22 | N. A. | N. A. | N. A. | PS/B0114 | 03 | 2018-01-16 | 2022-12-01 | 2019-12-01 | N. A. | B0114 | TMF-1 | IU/1 | Class C | FINISHED GOODS | ADLER™ | CANCELLOUS SCREW, DIA. 6.5MM | FULLY THREADED, LENGTH 140MM | 16 | No | Yes |  | No | N. A. | No | N. A. | No | Yes | No | Yes | M. L.: MFG/MD/2021/000369 |  | 3 | ADLER PRODUCTS\LARGE BONE SCREWS, ADLER\CANC SCREWS, ADLER 6.5MM X FULL THD | 0 | Initial issue | N | BONE SCREWS |  | 1 | No | Yes | Yes | Yes | N. A.
B0120 | B0120.020 | MALLEOLAR SCREW, ADLER, DIA. 4.5MM, HEX. SLOT, LENGTH 20MM |  | B0120.000 | 02 | 2018-06-05 | N. A. | N. A. | N. A. | QPF/B0120 | 03 | 2018-01-03 | N. A. | N. A. | N. A. | PS/B0120 | 08 | 2018-11-10 | 2022-12-01 | 2019-12-01 | N. A. | B0120 | TMF-1 | IU/1 | Class C | FINISHED GOODS | ADLER™ | MALLEOLAR SCREW | DIA. 4.5MM, HEX. SLOT, LENGTH 20MM | 16 | No | Yes |  | No | N. A. | No | N. A. | No | Yes | No | Yes | M. L.: MFG/MD/2021/000369 |  | 3 | ADLER PRODUCTS\LARGE BONE SCREWS, ADLER\MALLEOLAR SCREWS, ADLER 4.5MM | 0.003 | Initial issue | N | BONE SCREWS |  | 1 | No | Yes | Yes | Yes | N. A.
B0120 | B0120.025 | MALLEOLAR SCREW, ADLER, DIA. 4.5MM, HEX. SLOT, LENGTH 25MM |  | B0120.00 | N. A. | N. A. | N. A. | N. A. | N. A. | QPF/B0120 | 03 | 2018-01-03 | N. A. | N. A. | N. A. | PS/B0120 | 08 | 2018-11-10 | 2022-12-01 | 2019-12-01 | N. A. | B0120 | TMF-1 | IU/1 | Class C | FINISHED GOODS | ADLER™ | MALLEOLAR SCREW | DIA. 4.5MM, HEX. SLOT, LENGTH 25MM | 16 | No | Yes |  | No | N. A. | No | N. A. | No | Yes | No | Yes | M. L.: MFG/MD/2021/000369 |  | 3 | ADLER PRODUCTS\LARGE BONE SCREWS, ADLER\MALLEOLAR SCREWS, ADLER 4.5MM | 0.0028333 | Initial issue | N | BONE SCREWS |  | 1 | No | Yes | Yes | Yes | N. A.
B0120 | B0120.030 | MALLEOLAR SCREW, ADLER, DIA. 4.5MM, HEX. SLOT, LENGTH 30MM |  | B0120.00 | N. A. | N. A. | N. A. | N. A. | N. A. | QPF/B0120 | 03 | 2018-01-03 | N. A. | N. A. | N. A. | PS/B0120 | 08 | 2018-11-10 | 2022-12-01 | 2019-12-01 | N. A. | B0120 | TMF-1 | IU/1 | Class C | FINISHED GOODS | ADLER™ | MALLEOLAR SCREW | DIA. 4.5MM, HEX. SLOT, LENGTH 30MM | 16 | No | Yes |  | No | N. A. | No | N. A. | No | Yes | No | Yes | M. L.: MFG/MD/2021/000369 |  | 3 | ADLER PRODUCTS\LARGE BONE SCREWS, ADLER\MALLEOLAR SCREWS, ADLER 4.5MM | 0.0036 | Initial issue | N | BONE SCREWS |  | 1 | No | Yes | Yes | Yes | N. A.
B0120 | B0120.035 | MALLEOLAR SCREW, ADLER, DIA. 4.5MM, HEX. SLOT, LENGTH 35MM |  | B0120.00 | N. A. | N. A. | N. A. | N. A. | N. A. | QPF/B0120 | 03 | 2018-01-03 | N. A. | N. A. | N. A. | PS/B0120 | 08 | 2018-11-10 | 2022-12-01 | 2019-12-01 | N. A. | B0120 | TMF-1 | IU/1 | Class C | FINISHED GOODS | ADLER™ | MALLEOLAR SCREW | DIA. 4.5MM, HEX. SLOT, LENGTH 35MM | 16 | No | Yes |  | No | N. A. | No | N. A. | No | Yes | No | Yes | M. L.: MFG/MD/2021/000369 |  | 3 | ADLER PRODUCTS\LARGE BONE SCREWS, ADLER\MALLEOLAR SCREWS, ADLER 4.5MM | 0.0072 | Initial issue | Y | BONE SCREWS |  | 1 | No | Yes | Yes | Yes | N. A.
B0120 | B0120.040 | MALLEOLAR SCREW, ADLER, DIA. 4.5MM, HEX. SLOT, LENGTH 40MM |  | B0120.00 | N. A. | N. A. | N. A. | N. A. | N. A. | QPF/B0120 | 03 | 2018-01-03 | N. A. | N. A. | N. A. | PS/B0120 | 08 | 2018-11-10 | 2022-12-01 | 2019-12-01 | N. A. | B0120 | TMF-1 | IU/1 | Class C | FINISHED GOODS | ADLER™ | MALLEOLAR SCREW | DIA. 4.5MM, HEX. SLOT, LENGTH 40MM | 16 | No | Yes |  | No | N. A. | No | N. A. | No | Yes | No | Yes | M. L.: MFG/MD/2021/000369 |  | 3 | ADLER PRODUCTS\LARGE BONE SCREWS, ADLER\MALLEOLAR SCREWS, ADLER 4.5MM | 0.0057 | Initial issue | Y | BONE SCREWS |  | 1 | No | Yes | Yes | Yes | N. A.
B0120 | B0120.045 | MALLEOLAR SCREW, ADLER, DIA. 4.5MM, HEX. SLOT, LENGTH 45MM |  | B0120.00 | N. A. | N. A. | N. A. | N. A. | N. A. | QPF/B0120 | 03 | 2018-01-03 | N. A. | N. A. | N. A. | PS/B0120 | 08 | 2018-11-10 | 2022-12-01 | 2019-12-01 | N. A. | B0120 | TMF-1 | IU/1 | Class C | FINISHED GOODS | ADLER™ | MALLEOLAR SCREW | DIA. 4.5MM, HEX. SLOT, LENGTH 45MM | 16 | No | Yes |  | No | N. A. | No | N. A. | No | Yes | No | Yes | M. L.: MFG/MD/2021/000369 |  | 3 | ADLER PRODUCTS\LARGE BONE SCREWS, ADLER\MALLEOLAR SCREWS, ADLER 4.5MM | 0.0041667 | Initial issue | Y | BONE SCREWS |  | 1 | No | Yes | Yes | Yes | N. A.
B0120 | B0120.050 | MALLEOLAR SCREW, ADLER, DIA. 4.5MM, HEX. SLOT, LENGTH 50MM |  | B0120.00 | N. A. | N. A. | N. A. | N. A. | N. A. | QPF/B0120 | 03 | 2018-01-03 | N. A. | N. A. | N. A. | PS/B0120 | 08 | 2018-11-10 | 2022-12-01 | 2019-12-01 | N. A. | B0120 | TMF-1 | IU/1 | Class C | FINISHED GOODS | ADLER™ | MALLEOLAR SCREW | DIA. 4.5MM, HEX. SLOT, LENGTH 50MM | 16 | No | Yes |  | No | N. A. | No | N. A. | No | Yes | No | Yes | M. L.: MFG/MD/2021/000369 |  | 3 | ADLER PRODUCTS\LARGE BONE SCREWS, ADLER\MALLEOLAR SCREWS, ADLER 4.5MM | 0.0081 | Initial issue | Y | BONE SCREWS |  | 1 | No | Yes | Yes | Yes | N. A.
B0120 | B0120.055 | MALLEOLAR SCREW, ADLER, DIA. 4.5MM, HEX. SLOT, LENGTH 55MM |  | B0120.00 | N. A. | N. A. | N. A. | N. A. | N. A. | QPF/B0120 | 03 | 2018-01-03 | N. A. | N. A. | N. A. | PS/B0120 | 08 | 2018-11-10 | 2022-12-01 | 2019-12-01 | N. A. | B0120 | TMF-1 | IU/1 | Class C | FINISHED GOODS | ADLER™ | MALLEOLAR SCREW | DIA. 4.5MM, HEX. SLOT, LENGTH 55MM | 16 | No | Yes |  | No | N. A. | No | N. A. | No | Yes | No | Yes | M. L.: MFG/MD/2021/000369 |  | 3 | ADLER PRODUCTS\LARGE BONE SCREWS, ADLER\MALLEOLAR SCREWS, ADLER 4.5MM | 0.0050667 | Initial issue | N | BONE SCREWS |  | 1 | No | Yes | Yes | Yes | N. A.
B0120 | B0120.060 | MALLEOLAR SCREW, ADLER, DIA. 4.5MM, HEX. SLOT, LENGTH 60MM |  | B0120.00 | N. A. | N. A. | N. A. | N. A. | N. A. | QPF/B0120 | 03 | 2018-01-03 | N. A. | N. A. | N. A. | PS/B0120 | 08 | 2018-11-10 | 2022-12-01 | 2019-12-01 | N. A. | B0120 | TMF-1 | IU/1 | Class C | FINISHED GOODS | ADLER™ | MALLEOLAR SCREW | DIA. 4.5MM, HEX. SLOT, LENGTH 60MM | 16 | No | Yes |  | No | N. A. | No | N. A. | No | Yes | No | Yes | M. L.: MFG/MD/2021/000369 |  | 3 | ADLER PRODUCTS\LARGE BONE SCREWS, ADLER\MALLEOLAR SCREWS, ADLER 4.5MM | 0 | Initial issue | N | BONE SCREWS |  | 1 | No | Yes | Yes | Yes | N. A.
B0120 | B0120.065 | MALLEOLAR SCREW, ADLER, DIA. 4.5MM, HEX. SLOT, LENGTH 65MM |  | B0120.00 | N. A. | N. A. | N. A. | N. A. | N. A. | QPF/B0120 | 03 | 2018-01-03 | N. A. | N. A. | N. A. | PS/B0120 | 08 | 2018-11-10 | 2022-12-01 | 2019-12-01 | N. A. | B0120 | TMF-1 | IU/1 | Class C | FINISHED GOODS | ADLER™ | MALLEOLAR SCREW | DIA. 4.5MM, HEX. SLOT, LENGTH 65MM | 16 | No | Yes |  | No | N. A. | No | N. A. | No | Yes | No | Yes | M. L.: MFG/MD/2021/000369 |  | 3 | ADLER PRODUCTS\LARGE BONE SCREWS, ADLER\MALLEOLAR SCREWS, ADLER 4.5MM | 0.0067 | Initial issue | Y | BONE SCREWS |  | 1 | No | Yes | Yes | Yes | N. A.
B0120 | B0120.070 | MALLEOLAR SCREW, ADLER, DIA. 4.5MM, HEX. SLOT, LENGTH 70MM |  | B0120.00 | N. A. | N. A. | N. A. | N. A. | N. A. | QPF/B0120 | 03 | 2018-01-03 | N. A. | N. A. | N. A. | PS/B0120 | 08 | 2018-11-10 | 2022-12-01 | 2019-12-01 | N. A. | B0120 | TMF-1 | IU/1 | Class C | FINISHED GOODS | ADLER™ | MALLEOLAR SCREW | DIA. 4.5MM, HEX. SLOT, LENGTH 70MM | 16 | No | Yes |  | No | N. A. | No | N. A. | No | Yes | No | Yes | M. L.: MFG/MD/2021/000369 |  | 3 | ADLER PRODUCTS\LARGE BONE SCREWS, ADLER\MALLEOLAR SCREWS, ADLER 4.5MM | 0.007 | Initial issue | N | BONE SCREWS |  | 1 | No | Yes | Yes | Yes | N. A.
B0120 | B0120.075 | MALLEOLAR SCREW, ADLER, DIA. 4.5MM, HEX. SLOT, LENGTH 75MM |  | B0120.00 | N. A. | N. A. | N. A. | N. A. | N. A. | QPF/B0120 | 03 | 2018-01-03 | N. A. | N. A. | N. A. | PS/B0120 | 08 | 2018-11-10 | 2022-12-01 | 2019-12-01 | N. A. | B0120 | TMF-1 | IU/1 | Class C | FINISHED GOODS | ADLER™ | MALLEOLAR SCREW | DIA. 4.5MM, HEX. SLOT, LENGTH 75MM | 16 | No | Yes |  | No | N. A. | No | N. A. | No | Yes | No | Yes | M. L.: MFG/MD/2021/000369 |  | 3 | ADLER PRODUCTS\LARGE BONE SCREWS, ADLER\MALLEOLAR SCREWS, ADLER 4.5MM | 0.008 | Initial issue | Y | BONE SCREWS |  | 1 | No | Yes | Yes | Yes | N. A.
B0120 | B0120.080 | MALLEOLAR SCREW, ADLER, DIA. 4.5MM, HEX. SLOT, LENGTH 80MM |  | B0120.00 | N. A. | N. A. | N. A. | N. A. | N. A. | QPF/B0120 | 03 | 2018-01-03 | N. A. | N. A. | N. A. | PS/B0120 | 08 | 2018-11-10 | 2022-12-01 | 2019-12-01 | N. A. | B0120 | TMF-1 | IU/1 | Class C | FINISHED GOODS | ADLER™ | MALLEOLAR SCREW | DIA. 4.5MM, HEX. SLOT, LENGTH 80MM | 16 | No | Yes |  | No | N. A. | No | N. A. | No | Yes | No | Yes | M. L.: MFG/MD/2021/000369 |  | 3 | ADLER PRODUCTS\LARGE BONE SCREWS, ADLER\MALLEOLAR SCREWS, ADLER 4.5MM | 0.009 | Initial issue | N | BONE SCREWS |  | 1 | No | Yes | Yes | Yes | N. A.
B0120 | B0120.085 | MALLEOLAR SCREW, ADLER, DIA. 4.5MM, HEX. SLOT, LENGTH 85MM |  | B0120.00 | N. A. | N. A. | N. A. | N. A. | N. A. | QPF/B0120 | 03 | 2018-01-03 | N. A. | N. A. | N. A. | PS/B0120 | 08 | 2018-11-10 | 2022-12-01 | 2019-12-01 | N. A. | B0120 | TMF-1 | IU/1 | Class C | FINISHED GOODS | ADLER™ | MALLEOLAR SCREW | DIA. 4.5MM, HEX. SLOT, LENGTH 85MM | 16 | No | Yes |  | No | N. A. | No | N. A. | No | Yes | No | Yes | M. L.: MFG/MD/2021/000369 |  | 3 | ADLER PRODUCTS\LARGE BONE SCREWS, ADLER\MALLEOLAR SCREWS, ADLER 4.5MM | 0 | Initial issue | N | BONE SCREWS |  | 1 | No | Yes | Yes | Yes | N. A.
B0120 | B0120.090 | MALLEOLAR SCREW, ADLER, DIA. 4.5MM, HEX. SLOT, LENGTH 90MM |  | B0120.00 | N. A. | N. A. | N. A. | N. A. | N. A. | QPF/B0120 | 03 | 2018-01-03 | N. A. | N. A. | N. A. | PS/B0120 | 08 | 2018-11-10 | 2022-12-01 | 2019-12-01 | N. A. | B0120 | TMF-1 | IU/1 | Class C | FINISHED GOODS | ADLER™ | MALLEOLAR SCREW | DIA. 4.5MM, HEX. SLOT, LENGTH 90MM | 16 | No | Yes |  | No | N. A. | No | N. A. | No | Yes | No | Yes | M. L.: MFG/MD/2021/000369 |  | 3 | ADLER PRODUCTS\LARGE BONE SCREWS, ADLER\MALLEOLAR SCREWS, ADLER 4.5MM | 0 | Initial issue | N | BONE SCREWS |  | 1 | No | Yes | Yes | Yes | N. A.
B0120 | B0120.095 | MALLEOLAR SCREW, ADLER, DIA. 4.5MM, HEX. SLOT, LENGTH 95MM |  | B0120.00 | N. A. | N. A. | N. A. | N. A. | N. A. | QPF/B0120 | 03 | 2018-01-03 | N. A. | N. A. | N. A. | PS/B0120 | 08 | 2018-11-10 | 2022-12-01 | 2019-12-01 | N. A. | B0120 | TMF-1 | IU/1 | Class C | FINISHED GOODS | ADLER™ | MALLEOLAR SCREW | DIA. 4.5MM, HEX. SLOT, LENGTH 95MM | 16 | No | Yes |  | No | N. A. | No | N. A. | No | Yes | No | Yes | M. L.: MFG/MD/2021/000369 |  | 3 | ADLER PRODUCTS\LARGE BONE SCREWS, ADLER\MALLEOLAR SCREWS, ADLER 4.5MM | 0 | Initial issue | N | BONE SCREWS |  | 1 | No | Yes | Yes | Yes | N. A.
B0120 | B0120.100 | MALLEOLAR SCREW, ADLER, DIA. 4.5MM, HEX. SLOT, LENGTH 100MM |  | B0120.00 | N. A. | N. A. | N. A. | N. A. | N. A. | QPF/B0120 | 03 | 2018-01-03 | N. A. | N. A. | N. A. | PS/B0120 | 08 | 2018-11-10 | 2022-12-01 | 2019-12-01 | N. A. | B0120 | TMF-1 | IU/1 | Class C | FINISHED GOODS | ADLER™ | MALLEOLAR SCREW | DIA. 4.5MM, HEX. SLOT, LENGTH 100MM | 16 | No | Yes |  | No | N. A. | No | N. A. | No | Yes | No | Yes | M. L.: MFG/MD/2021/000369 |  | 3 | ADLER PRODUCTS\LARGE BONE SCREWS, ADLER\MALLEOLAR SCREWS, ADLER 4.5MM | 0 | Initial issue | N | BONE SCREWS |  | 1 | No | Yes | Yes | Yes | N. A.
B0122 | B0122.025 | CANNULATED CANCELLOUS SCREW, ADLER, DIA. 7.0MM, 16MM THREAD, HEX. SLOT, LENGTH 25MM |  | B0122.000 | 01 | 2008-12-04 | N. A. | N. A. | N. A. | QPF/B0122 | 03 | 2014-11-08 | N. A. | N. A. | N. A. | PS/B0122 | 05 | 2018-03-25 | 2022-12-01 | 2019-12-01 | N. A. | B0122 | TMF-1 | IU/1 | Class C | FINISHED GOODS | ADLER™ | CANNULATED CANCELLOUS SCREW, DIA. 7.0MM | 16MM THREAD, HEX. SLOT, LENGTH 25MM | 16 | No | Yes |  | No | N. A. | No | N. A. | No | Yes | No | Yes | M. L.: MFG/MD/2021/000369 |  | 1 | ADLER PRODUCTS\LARGE CANNULATED SCREWS, ADLER\CANNULATED SCREWS, ADLER 7MM X 16MM THD | 0.0044233 | Activated on 18APR2024 | N | BONE SCREWS |  | 1 | No | Yes | Yes | Yes | N. A.
B0122 | B0122.030 | CANNULATED CANCELLOUS SCREW, ADLER, DIA. 7.0MM, 16MM THREAD, HEX. SLOT, LENGTH 30MM |  | B0122.000 | 01 | 2008-12-04 | N. A. | N. A. | N. A. | QPF/B0122 | 03 | 2014-11-08 | N. A. | N. A. | N. A. | PS/B0122 | 05 | 2018-03-25 | 2022-12-01 | 2019-12-01 | N. A. | B0122 | TMF-1 | IU/1 | Class C | FINISHED GOODS | ADLER™ | CANNULATED CANCELLOUS SCREW, DIA. 7.0MM | 16MM THREAD, HEX. SLOT, LENGTH 30MM | 16 | No | Yes |  | No | N. A. | No | N. A. | No | Yes | No | Yes | M. L.: MFG/MD/2021/000369 |  | 1 | ADLER PRODUCTS\LARGE CANNULATED SCREWS, ADLER\CANNULATED SCREWS, ADLER 7MM X 16MM THD | 0 | Initial issue | N | BONE SCREWS |  | 1 | No | Yes | Yes | Yes | N. A.
B0122 | B0122.035 | CANNULATED CANCELLOUS SCREW, ADLER, DIA. 7.0MM, 16MM THREAD, HEX. SLOT, LENGTH 35MM |  | B0122.000 | 01 | 2008-12-04 | N. A. | N. A. | N. A. | QPF/B0122 | 03 | 2014-11-08 | N. A. | N. A. | N. A. | PS/B0122 | 05 | 2018-03-25 | 2022-12-01 | 2019-12-01 | N. A. | B0122 | TMF-1 | IU/1 | Class C | FINISHED GOODS | ADLER™ | CANNULATED CANCELLOUS SCREW, DIA. 7.0MM | 16MM THREAD, HEX. SLOT, LENGTH 35MM | 16 | No | Yes |  | No | N. A. | No | N. A. | No | Yes | No | Yes | M. L.: MFG/MD/2021/000369 |  | 1 | ADLER PRODUCTS\LARGE CANNULATED SCREWS, ADLER\CANNULATED SCREWS, ADLER 7MM X 16MM THD | 0.0057 | Initial issue | N | BONE SCREWS |  | 1 | No | Yes | Yes | Yes | N. A.
B0122 | B0122.040 | CANNULATED CANCELLOUS SCREW, ADLER, DIA. 7.0MM, 16MM THREAD, HEX. SLOT, LENGTH 40MM |  | B0122.000 | 01 | 2008-12-04 | N. A. | N. A. | N. A. | QPF/B0122 | 03 | 2014-11-08 | N. A. | N. A. | N. A. | PS/B0122 | 05 | 2018-03-25 | 2022-12-01 | 2019-12-01 | N. A. | B0122 | TMF-1 | IU/1 | Class C | FINISHED GOODS | ADLER™ | CANNULATED CANCELLOUS SCREW, DIA. 7.0MM | 16MM THREAD, HEX. SLOT, LENGTH 40MM | 16 | No | Yes |  | No | N. A. | No | N. A. | No | Yes | No | Yes | M. L.: MFG/MD/2021/000369 |  | 1 | ADLER PRODUCTS\LARGE CANNULATED SCREWS, ADLER\CANNULATED SCREWS, ADLER 7MM X 16MM THD | 0.006 | Initial issue | N | BONE SCREWS |  | 1 | No | Yes | Yes | Yes | N. A.
B0122 | B0122.045 | CANNULATED CANCELLOUS SCREW, ADLER, DIA. 7.0MM, 16MM THREAD, HEX. SLOT, LENGTH 45MM |  | B0122.000 | 01 | 2008-12-04 | N. A. | N. A. | N. A. | QPF/B0122 | 03 | 2014-11-08 | N. A. | N. A. | N. A. | PS/B0122 | 05 | 2018-03-25 | 2022-12-01 | 2019-12-01 | N. A. | B0122 | TMF-1 | IU/1 | Class C | FINISHED GOODS | ADLER™ | CANNULATED CANCELLOUS SCREW, DIA. 7.0MM | 16MM THREAD, HEX. SLOT, LENGTH 45MM | 16 | No | Yes |  | No | N. A. | No | N. A. | No | Yes | No | Yes | M. L.: MFG/MD/2021/000369 |  | 1 | ADLER PRODUCTS\LARGE CANNULATED SCREWS, ADLER\CANNULATED SCREWS, ADLER 7MM X 16MM THD | 0.0066 | Initial issue | N | BONE SCREWS |  | 1 | No | Yes | Yes | Yes | N. A.
B0122 | B0122.050 | CANNULATED CANCELLOUS SCREW, ADLER, DIA. 7.0MM, 16MM THREAD, HEX. SLOT, LENGTH 50MM |  | B0122.000 | 01 | 2008-12-04 | N. A. | N. A. | N. A. | QPF/B0122 | 03 | 2014-11-08 | N. A. | N. A. | N. A. | PS/B0122 | 05 | 2018-03-25 | 2022-12-01 | 2019-12-01 | N. A. | B0122 | TMF-1 | IU/1 | Class C | FINISHED GOODS | ADLER™ | CANNULATED CANCELLOUS SCREW, DIA. 7.0MM | 16MM THREAD, HEX. SLOT, LENGTH 50MM | 16 | No | Yes |  | No | N. A. | No | N. A. | No | Yes | No | Yes | M. L.: MFG/MD/2021/000369 |  | 1 | ADLER PRODUCTS\LARGE CANNULATED SCREWS, ADLER\CANNULATED SCREWS, ADLER 7MM X 16MM THD | 0.0071 | Initial issue | N | BONE SCREWS |  | 1 | No | Yes | Yes | Yes | N. A.
B0122 | B0122.055 | CANNULATED CANCELLOUS SCREW, ADLER, DIA. 7.0MM, 16MM THREAD, HEX. SLOT, LENGTH 55MM |  | B0122.000 | 01 | 2008-12-04 | N. A. | N. A. | N. A. | QPF/B0122 | 03 | 2014-11-08 | N. A. | N. A. | N. A. | PS/B0122 | 05 | 2018-03-25 | 2022-12-01 | 2019-12-01 | N. A. | B0122 | TMF-1 | IU/1 | Class C | FINISHED GOODS | ADLER™ | CANNULATED CANCELLOUS SCREW, DIA. 7.0MM | 16MM THREAD, HEX. SLOT, LENGTH 55MM | 16 | No | Yes |  | No | N. A. | No | N. A. | No | Yes | No | Yes | M. L.: MFG/MD/2021/000369 |  | 1 | ADLER PRODUCTS\LARGE CANNULATED SCREWS, ADLER\CANNULATED SCREWS, ADLER 7MM X 16MM THD | 0.007 | Initial issue | N | BONE SCREWS |  | 1 | No | Yes | Yes | Yes | N. A.
B0122 | B0122.060 | CANNULATED CANCELLOUS SCREW, ADLER, DIA. 7.0MM, 16MM THREAD, HEX. SLOT, LENGTH 60MM |  | B0122.000 | 01 | 2008-12-04 | N. A. | N. A. | N. A. | QPF/B0122 | 03 | 2014-11-08 | N. A. | N. A. | N. A. | PS/B0122 | 05 | 2018-03-25 | 2022-12-01 | 2019-12-01 | N. A. | B0122 | TMF-1 | IU/1 | Class C | FINISHED GOODS | ADLER™ | CANNULATED CANCELLOUS SCREW, DIA. 7.0MM | 16MM THREAD, HEX. SLOT, LENGTH 60MM | 16 | No | Yes |  | No | N. A. | No | N. A. | No | Yes | No | Yes | M. L.: MFG/MD/2021/000369 |  | 1 | ADLER PRODUCTS\LARGE CANNULATED SCREWS, ADLER\CANNULATED SCREWS, ADLER 7MM X 16MM THD | 0.0081 | Initial issue | N | BONE SCREWS |  | 1 | No | Yes | Yes | Yes | N. A.
B0122 | B0122.065 | CANNULATED CANCELLOUS SCREW, ADLER, DIA. 7.0MM, 16MM THREAD, HEX. SLOT, LENGTH 65MM |  | B0122.000 | 01 | 2008-12-04 | N. A. | N. A. | N. A. | QPF/B0122 | 03 | 2014-11-08 | N. A. | N. A. | N. A. | PS/B0122 | 05 | 2018-03-25 | 2022-12-01 | 2019-12-01 | N. A. | B0122 | TMF-1 | IU/1 | Class C | FINISHED GOODS | ADLER™ | CANNULATED CANCELLOUS SCREW, DIA. 7.0MM | 16MM THREAD, HEX. SLOT, LENGTH 65MM | 16 | No | Yes |  | No | N. A. | No | N. A. | No | Yes | No | Yes | M. L.: MFG/MD/2021/000369 |  | 1 | ADLER PRODUCTS\LARGE CANNULATED SCREWS, ADLER\CANNULATED SCREWS, ADLER 7MM X 16MM THD | 0.01 | Initial issue | N | BONE SCREWS |  | 1 | No | Yes | Yes | Yes | N. A.
B0122 | B0122.070 | CANNULATED CANCELLOUS SCREW, ADLER, DIA. 7.0MM, 16MM THREAD, HEX. SLOT, LENGTH 70MM |  | B0122.000 | 01 | 2008-12-04 | N. A. | N. A. | N. A. | QPF/B0122 | 03 | 2014-11-08 | N. A. | N. A. | N. A. | PS/B0122 | 05 | 2018-03-25 | 2022-12-01 | 2019-12-01 | N. A. | B0122 | TMF-1 | IU/1 | Class C | FINISHED GOODS | ADLER™ | CANNULATED CANCELLOUS SCREW, DIA. 7.0MM | 16MM THREAD, HEX. SLOT, LENGTH 70MM | 16 | No | Yes |  | No | N. A. | No | N. A. | No | Yes | No | Yes | M. L.: MFG/MD/2021/000369 |  | 1 | ADLER PRODUCTS\LARGE CANNULATED SCREWS, ADLER\CANNULATED SCREWS, ADLER 7MM X 16MM THD | 0.0094 | Initial issue | N | BONE SCREWS |  | 1 | No | Yes | Yes | Yes | N. A.
B0122 | B0122.075 | CANNULATED CANCELLOUS SCREW, ADLER, DIA. 7.0MM, 16MM THREAD, HEX. SLOT, LENGTH 75MM |  | B0122.000 | 01 | 2008-12-04 | N. A. | N. A. | N. A. | QPF/B0122 | 03 | 2014-11-08 | N. A. | N. A. | N. A. | PS/B0122 | 05 | 2018-03-25 | 2022-12-01 | 2019-12-01 | N. A. | B0122 | TMF-1 | IU/1 | Class C | FINISHED GOODS | ADLER™ | CANNULATED CANCELLOUS SCREW, DIA. 7.0MM | 16MM THREAD, HEX. SLOT, LENGTH 75MM | 16 | No | Yes |  | No | N. A. | No | N. A. | No | Yes | No | Yes | M. L.: MFG/MD/2021/000369 |  | 1 | ADLER PRODUCTS\LARGE CANNULATED SCREWS, ADLER\CANNULATED SCREWS, ADLER 7MM X 16MM THD | 0.010364 | Initial issue | N | BONE SCREWS |  | 1 | No | Yes | Yes | Yes | N. A.
B0122 | B0122.080 | CANNULATED CANCELLOUS SCREW, ADLER, DIA. 7.0MM, 16MM THREAD, HEX. SLOT, LENGTH 80MM |  | B0122.000 | 01 | 2008-12-04 | N. A. | N. A. | N. A. | QPF/B0122 | 03 | 2014-11-08 | N. A. | N. A. | N. A. | PS/B0122 | 05 | 2018-03-25 | 2022-12-01 | 2019-12-01 | N. A. | B0122 | TMF-1 | IU/1 | Class C | FINISHED GOODS | ADLER™ | CANNULATED CANCELLOUS SCREW, DIA. 7.0MM | 16MM THREAD, HEX. SLOT, LENGTH 80MM | 16 | No | Yes |  | No | N. A. | No | N. A. | No | Yes | No | Yes | M. L.: MFG/MD/2021/000369 |  | 1 | ADLER PRODUCTS\LARGE CANNULATED SCREWS, ADLER\CANNULATED SCREWS, ADLER 7MM X 16MM THD | 0.01075 | Initial issue | N | BONE SCREWS |  | 1 | No | Yes | Yes | Yes | N. A.
B0122 | B0122.085 | CANNULATED CANCELLOUS SCREW, ADLER, DIA. 7.0MM, 16MM THREAD, HEX. SLOT, LENGTH 85MM |  | B0122.000 | 01 | 2008-12-04 | N. A. | N. A. | N. A. | QPF/B0122 | 03 | 2014-11-08 | N. A. | N. A. | N. A. | PS/B0122 | 05 | 2018-03-25 | 2022-12-01 | 2019-12-01 | N. A. | B0122 | TMF-1 | IU/1 | Class C | FINISHED GOODS | ADLER™ | CANNULATED CANCELLOUS SCREW, DIA. 7.0MM | 16MM THREAD, HEX. SLOT, LENGTH 85MM | 16 | No | Yes |  | No | N. A. | No | N. A. | No | Yes | No | Yes | M. L.: MFG/MD/2021/000369 |  | 1 | ADLER PRODUCTS\LARGE CANNULATED SCREWS, ADLER\CANNULATED SCREWS, ADLER 7MM X 16MM THD | 0.0109 | Initial issue | N | BONE SCREWS |  | 1 | No | Yes | Yes | Yes | N. A.
B0122 | B0122.090 | CANNULATED CANCELLOUS SCREW, ADLER, DIA. 7.0MM, 16MM THREAD, HEX. SLOT, LENGTH 90MM |  | B0122.000 | 01 | 2008-12-04 | N. A. | N. A. | N. A. | QPF/B0122 | 03 | 2014-11-08 | N. A. | N. A. | N. A. | PS/B0122 | 05 | 2018-03-25 | 2022-12-01 | 2019-12-01 | N. A. | B0122 | TMF-1 | IU/1 | Class C | FINISHED GOODS | ADLER™ | CANNULATED CANCELLOUS SCREW, DIA. 7.0MM | 16MM THREAD, HEX. SLOT, LENGTH 90MM | 16 | No | Yes |  | No | N. A. | No | N. A. | No | Yes | No | Yes | M. L.: MFG/MD/2021/000369 |  | 1 | ADLER PRODUCTS\LARGE CANNULATED SCREWS, ADLER\CANNULATED SCREWS, ADLER 7MM X 16MM THD | 0.011 | Initial issue | N | BONE SCREWS |  | 1 | No | Yes | Yes | Yes | N. A.
B0122 | B0122.095 | CANNULATED CANCELLOUS SCREW, ADLER, DIA. 7.0MM, 16MM THREAD, HEX. SLOT, LENGTH 95MM |  | B0122.000 | 01 | 2008-12-04 | N. A. | N. A. | N. A. | QPF/B0122 | 03 | 2014-11-08 | N. A. | N. A. | N. A. | PS/B0122 | 05 | 2018-03-25 | 2022-12-01 | 2019-12-01 | N. A. | B0122 | TMF-1 | IU/1 | Class C | FINISHED GOODS | ADLER™ | CANNULATED CANCELLOUS SCREW, DIA. 7.0MM | 16MM THREAD, HEX. SLOT, LENGTH 95MM | 16 | No | Yes |  | No | N. A. | No | N. A. | No | Yes | No | Yes | M. L.: MFG/MD/2021/000369 |  | 1 | ADLER PRODUCTS\LARGE CANNULATED SCREWS, ADLER\CANNULATED SCREWS, ADLER 7MM X 16MM THD | 0.0117 | Initial issue | N | BONE SCREWS |  | 1 | No | Yes | Yes | Yes | N. A.
B0122 | B0122.100 | CANNULATED CANCELLOUS SCREW, ADLER, DIA. 7.0MM, 16MM THREAD, HEX. SLOT, LENGTH 100MM |  | B0122.000 | 01 | 2008-12-04 | N. A. | N. A. | N. A. | QPF/B0122 | 03 | 2014-11-08 | N. A. | N. A. | N. A. | PS/B0122 | 05 | 2018-03-25 | 2022-12-01 | 2019-12-01 | N. A. | B0122 | TMF-1 | IU/1 | Class C | FINISHED GOODS | ADLER™ | CANNULATED CANCELLOUS SCREW, DIA. 7.0MM | 16MM THREAD, HEX. SLOT, LENGTH 100MM | 16 | No | Yes |  | No | N. A. | No | N. A. | No | Yes | No | Yes | M. L.: MFG/MD/2021/000369 |  | 1 | ADLER PRODUCTS\LARGE CANNULATED SCREWS, ADLER\CANNULATED SCREWS, ADLER 7MM X 16MM THD | 0.0117 | Initial issue | N | BONE SCREWS |  | 1 | No | Yes | Yes | Yes | N. A.
B0122 | B0122.105 | CANNULATED CANCELLOUS SCREW, ADLER, DIA. 7.0MM, 16MM THREAD, HEX. SLOT, LENGTH 105MM |  | B0122.000 | 01 | 2008-12-04 | N. A. | N. A. | N. A. | QPF/B0122 | 03 | 2014-11-08 | N. A. | N. A. | N. A. | PS/B0122 | 05 | 2018-03-25 | 2022-12-01 | 2019-12-01 | N. A. | B0122 | TMF-1 | IU/1 | Class C | FINISHED GOODS | ADLER™ | CANNULATED CANCELLOUS SCREW, DIA. 7.0MM | 16MM THREAD, HEX. SLOT, LENGTH 105MM | 16 | No | Yes |  | No | N. A. | No | N. A. | No | Yes | No | Yes | M. L.: MFG/MD/2021/000369 |  | 1 | ADLER PRODUCTS\LARGE CANNULATED SCREWS, ADLER\CANNULATED SCREWS, ADLER 7MM X 16MM THD | 0 | Initial issue | N | BONE SCREWS |  | 1 | No | Yes | Yes | Yes | N. A.
B0122 | B0122.110 | CANNULATED CANCELLOUS SCREW, ADLER, DIA. 7.0MM, 16MM THREAD, HEX. SLOT, LENGTH 110MM |  | B0122.000 | 01 | 2008-12-04 | N. A. | N. A. | N. A. | QPF/B0122 | 03 | 2014-11-08 | N. A. | N. A. | N. A. | PS/B0122 | 05 | 2018-03-25 | 2022-12-01 | 2019-12-01 | N. A. | B0122 | TMF-1 | IU/1 | Class C | FINISHED GOODS | ADLER™ | CANNULATED CANCELLOUS SCREW, DIA. 7.0MM | 16MM THREAD, HEX. SLOT, LENGTH 110MM | 16 | No | Yes |  | No | N. A. | No | N. A. | No | Yes | No | Yes | M. L.: MFG/MD/2021/000369 |  | 1 | ADLER PRODUCTS\LARGE CANNULATED SCREWS, ADLER\CANNULATED SCREWS, ADLER 7MM X 16MM THD | 0.0127 | Initial issue | N | BONE SCREWS |  | 1 | No | Yes | Yes | Yes | N. A.
B0122 | B0122.115 | CANNULATED CANCELLOUS SCREW, ADLER, DIA. 7.0MM, 16MM THREAD, HEX. SLOT, LENGTH 115MM |  | B0122.000 | 01 | 2008-12-04 | N. A. | N. A. | N. A. | QPF/B0122 | 03 | 2014-11-08 | N. A. | N. A. | N. A. | PS/B0122 | 05 | 2018-03-25 | 2022-12-01 | 2019-12-01 | N. A. | B0122 | TMF-1 | IU/1 | Class C | FINISHED GOODS | ADLER™ | CANNULATED CANCELLOUS SCREW, DIA. 7.0MM | 16MM THREAD, HEX. SLOT, LENGTH 115MM | 16 | No | Yes |  | No | N. A. | No | N. A. | No | Yes | No | Yes | M. L.: MFG/MD/2021/000369 |  | 1 | ADLER PRODUCTS\LARGE CANNULATED SCREWS, ADLER\CANNULATED SCREWS, ADLER 7MM X 16MM THD | 0.015 | Initial issue | N | BONE SCREWS |  | 1 | No | Yes | Yes | Yes | N. A.
B0122 | B0122.120 | CANNULATED CANCELLOUS SCREW, ADLER, DIA. 7.0MM, 16MM THREAD, HEX. SLOT, LENGTH 120MM |  | B0122.000 | 01 | 2008-12-04 | N. A. | N. A. | N. A. | QPF/B0122 | 03 | 2014-11-08 | N. A. | N. A. | N. A. | PS/B0122 | 05 | 2018-03-25 | 2022-12-01 | 2019-12-01 | N. A. | B0122 | TMF-1 | IU/1 | Class C | FINISHED GOODS | ADLER™ | CANNULATED CANCELLOUS SCREW, DIA. 7.0MM | 16MM THREAD, HEX. SLOT, LENGTH 120MM | 16 | No | Yes |  | No | N. A. | No | N. A. | No | Yes | No | Yes | M. L.: MFG/MD/2021/000369 |  | 1 | ADLER PRODUCTS\LARGE CANNULATED SCREWS, ADLER\CANNULATED SCREWS, ADLER 7MM X 16MM THD | 0.016 | Initial issue | N | BONE SCREWS |  | 1 | No | Yes | Yes | Yes | N. A.
B0122 | B0122.125 | CANNULATED CANCELLOUS SCREW, ADLER, DIA. 7.0MM, 16MM THREAD, HEX. SLOT, LENGTH 125MM |  | B0122.000 | 01 | 2008-12-04 | N. A. | N. A. | N. A. | QPF/B0122 | 03 | 2014-11-08 | N. A. | N. A. | N. A. | PS/B0122 | 05 | 2018-03-25 | 2022-12-01 | 2019-12-01 | N. A. | B0122 | TMF-1 | IU/1 | Class C | FINISHED GOODS | ADLER™ | CANNULATED CANCELLOUS SCREW, DIA. 7.0MM | 16MM THREAD, HEX. SLOT, LENGTH 125MM | 16 | No | Yes |  | No | N. A. | No | N. A. | No | Yes | No | Yes | M. L.: MFG/MD/2021/000369 |  | 1 | ADLER PRODUCTS\LARGE CANNULATED SCREWS, ADLER\CANNULATED SCREWS, ADLER 7MM X 16MM THD | 0 | Initial issue | N | BONE SCREWS |  | 1 | No | Yes | Yes | Yes | N. A.
B0122 | B0122.130 | CANNULATED CANCELLOUS SCREW, ADLER, DIA. 7.0MM, 16MM THREAD, HEX. SLOT, LENGTH 130MM |  | B0122.000 | 01 | 2008-12-04 | N. A. | N. A. | N. A. | QPF/B0122 | 03 | 2014-11-08 | N. A. | N. A. | N. A. | PS/B0122 | 05 | 2018-03-25 | 2022-12-01 | 2019-12-01 | N. A. | B0122 | TMF-1 | IU/1 | Class C | FINISHED GOODS | ADLER™ | CANNULATED CANCELLOUS SCREW, DIA. 7.0MM | 16MM THREAD, HEX. SLOT, LENGTH 130MM | 16 | No | Yes |  | No | N. A. | No | N. A. | No | Yes | No | Yes | M. L.: MFG/MD/2021/000369 |  | 1 | ADLER PRODUCTS\LARGE CANNULATED SCREWS, ADLER\CANNULATED SCREWS, ADLER 7MM X 16MM THD | 0 | Initial issue | N | BONE SCREWS |  | 1 | No | Yes | Yes | Yes | N. A.
B0122 | B0124.040 | CANNULATED CANCELLOUS SCREW, ADLER, DIA. 7.0MM, 32MM THREAD, HEX. SLOT, LENGTH 40MM |  | B0122.000 | 01 | 2008-12-04 | N. A. | N. A. | N. A. | QPF/B0122 | 03 | 2014-11-08 | N. A. | N. A. | N. A. | PS/B0122 | 05 | 2018-03-25 | 2022-12-01 | 2019-12-01 | N. A. | B0122 | TMF-1 | IU/1 | Class C | FINISHED GOODS | ADLER™ | CANNULATED CANCELLOUS SCREW, DIA. 7.0MM | 32MM THREAD, HEX. SLOT, LENGTH 40MM | 16 | No | Yes |  | No | N. A. | No | N. A. | No | Yes | No | Yes | M. L.: MFG/MD/2021/000369 |  | 1 | ADLER PRODUCTS\LARGE CANNULATED SCREWS, ADLER\CANNULATED SCREWS, ADLER 7MM X 32MM THD | 0.0058333 | Initial issue | N | BONE SCREWS |  | 1 | No | Yes | Yes | Yes | N. A.
B0122 | B0124.045 | CANNULATED CANCELLOUS SCREW, ADLER, DIA. 7.0MM, 32MM THREAD, HEX. SLOT, LENGTH 45MM |  | B0122.000 | 01 | 2008-12-04 | N. A. | N. A. | N. A. | QPF/B0122 | 03 | 2014-11-08 | N. A. | N. A. | N. A. | PS/B0122 | 05 | 2018-03-25 | 2022-12-01 | 2019-12-01 | N. A. | B0122 | TMF-1 | IU/1 | Class C | FINISHED GOODS | ADLER™ | CANNULATED CANCELLOUS SCREW, DIA. 7.0MM | 32MM THREAD, HEX. SLOT, LENGTH 45MM | 16 | No | Yes |  | No | N. A. | No | N. A. | No | Yes | No | Yes | M. L.: MFG/MD/2021/000369 |  | 1 | ADLER PRODUCTS\LARGE CANNULATED SCREWS, ADLER\CANNULATED SCREWS, ADLER 7MM X 32MM THD | 0.0069 | Initial issue | N | BONE SCREWS |  | 1 | No | Yes | Yes | Yes | N. A.
B0122 | B0124.050 | CANNULATED CANCELLOUS SCREW, ADLER, DIA. 7.0MM, 32MM THREAD, HEX. SLOT, LENGTH 50MM |  | B0122.000 | 01 | 2008-12-04 | N. A. | N. A. | N. A. | QPF/B0122 | 03 | 2014-11-08 | N. A. | N. A. | N. A. | PS/B0122 | 05 | 2018-03-25 | 2022-12-01 | 2019-12-01 | N. A. | B0122 | TMF-1 | IU/1 | Class C | FINISHED GOODS | ADLER™ | CANNULATED CANCELLOUS SCREW, DIA. 7.0MM | 32MM THREAD, HEX. SLOT, LENGTH 50MM | 16 | No | Yes |  | No | N. A. | No | N. A. | No | Yes | No | Yes | M. L.: MFG/MD/2021/000369 |  | 1 | ADLER PRODUCTS\LARGE CANNULATED SCREWS, ADLER\CANNULATED SCREWS, ADLER 7MM X 32MM THD | 0.0075 | Initial issue | N | BONE SCREWS |  | 1 | No | Yes | Yes | Yes | N. A.
B0122 | B0124.055 | CANNULATED CANCELLOUS SCREW, ADLER, DIA. 7.0MM, 32MM THREAD, HEX. SLOT, LENGTH 55MM |  | B0122.000 | 01 | 2008-12-04 | N. A. | N. A. | N. A. | QPF/B0122 | 03 | 2014-11-08 | N. A. | N. A. | N. A. | PS/B0122 | 05 | 2018-03-25 | 2022-12-01 | 2019-12-01 | N. A. | B0122 | TMF-1 | IU/1 | Class C | FINISHED GOODS | ADLER™ | CANNULATED CANCELLOUS SCREW, DIA. 7.0MM | 32MM THREAD, HEX. SLOT, LENGTH 55MM | 16 | No | Yes |  | No | N. A. | No | N. A. | No | Yes | No | Yes | M. L.: MFG/MD/2021/000369 |  | 1 | ADLER PRODUCTS\LARGE CANNULATED SCREWS, ADLER\CANNULATED SCREWS, ADLER 7MM X 32MM THD | 0.011 | Initial issue | N | BONE SCREWS |  | 1 | No | Yes | Yes | Yes | N. A.
B0122 | B0124.060 | CANNULATED CANCELLOUS SCREW, ADLER, DIA. 7.0MM, 32MM THREAD, HEX. SLOT, LENGTH 60MM |  | B0122.000 | 01 | 2008-12-04 | N. A. | N. A. | N. A. | QPF/B0122 | 03 | 2014-11-08 | N. A. | N. A. | N. A. | PS/B0122 | 05 | 2018-03-25 | 2022-12-01 | 2019-12-01 | N. A. | B0122 | TMF-1 | IU/1 | Class C | FINISHED GOODS | ADLER™ | CANNULATED CANCELLOUS SCREW, DIA. 7.0MM | 32MM THREAD, HEX. SLOT, LENGTH 60MM | 16 | No | Yes |  | No | N. A. | No | N. A. | No | Yes | No | Yes | M. L.: MFG/MD/2021/000369 |  | 1 | ADLER PRODUCTS\LARGE CANNULATED SCREWS, ADLER\CANNULATED SCREWS, ADLER 7MM X 32MM THD | 0.0087 | Initial issue | N | BONE SCREWS |  | 1 | No | Yes | Yes | Yes | N. A.
B0122 | B0124.065 | CANNULATED CANCELLOUS SCREW, ADLER, DIA. 7.0MM, 32MM THREAD, HEX. SLOT, LENGTH 65MM |  | B0122.000 | 01 | 2008-12-04 | N. A. | N. A. | N. A. | QPF/B0122 | 03 | 2014-11-08 | N. A. | N. A. | N. A. | PS/B0122 | 05 | 2018-03-25 | 2022-12-01 | 2019-12-01 | N. A. | B0122 | TMF-1 | IU/1 | Class C | FINISHED GOODS | ADLER™ | CANNULATED CANCELLOUS SCREW, DIA. 7.0MM | 32MM THREAD, HEX. SLOT, LENGTH 65MM | 16 | No | Yes |  | No | N. A. | No | N. A. | No | Yes | No | Yes | M. L.: MFG/MD/2021/000369 |  | 1 | ADLER PRODUCTS\LARGE CANNULATED SCREWS, ADLER\CANNULATED SCREWS, ADLER 7MM X 32MM THD | 0.01 | Initial issue | N | BONE SCREWS |  | 1 | No | Yes | Yes | Yes | N. A.
B0122 | B0124.070 | CANNULATED CANCELLOUS SCREW, ADLER, DIA. 7.0MM, 32MM THREAD, HEX. SLOT, LENGTH 70MM |  | B0122.000 | 01 | 2008-12-04 | N. A. | N. A. | N. A. | QPF/B0122 | 03 | 2014-11-08 | N. A. | N. A. | N. A. | PS/B0122 | 05 | 2018-03-25 | 2022-12-01 | 2019-12-01 | N. A. | B0122 | TMF-1 | IU/1 | Class C | FINISHED GOODS | ADLER™ | CANNULATED CANCELLOUS SCREW, DIA. 7.0MM | 32MM THREAD, HEX. SLOT, LENGTH 70MM | 16 | No | Yes |  | No | N. A. | No | N. A. | No | Yes | No | Yes | M. L.: MFG/MD/2021/000369 |  | 1 | ADLER PRODUCTS\LARGE CANNULATED SCREWS, ADLER\CANNULATED SCREWS, ADLER 7MM X 32MM THD | 0.010667 | Initial issue | N | BONE SCREWS |  | 1 | No | Yes | Yes | Yes | N. A.
B0122 | B0124.075 | CANNULATED CANCELLOUS SCREW, ADLER, DIA. 7.0MM, 32MM THREAD, HEX. SLOT, LENGTH 75MM |  | B0122.000 | 01 | 2008-12-04 | N. A. | N. A. | N. A. | QPF/B0122 | 03 | 2014-11-08 | N. A. | N. A. | N. A. | PS/B0122 | 05 | 2018-03-25 | 2022-12-01 | 2019-12-01 | N. A. | B0122 | TMF-1 | IU/1 | Class C | FINISHED GOODS | ADLER™ | CANNULATED CANCELLOUS SCREW, DIA. 7.0MM | 32MM THREAD, HEX. SLOT, LENGTH 75MM | 16 | No | Yes |  | No | N. A. | No | N. A. | No | Yes | No | Yes | M. L.: MFG/MD/2021/000369 |  | 1 | ADLER PRODUCTS\LARGE CANNULATED SCREWS, ADLER\CANNULATED SCREWS, ADLER 7MM X 32MM THD | 0.0113 | Initial issue | N | BONE SCREWS |  | 1 | No | Yes | Yes | Yes | N. A.
B0122 | B0124.080 | CANNULATED CANCELLOUS SCREW, ADLER, DIA. 7.0MM, 32MM THREAD, HEX. SLOT, LENGTH 80MM |  | B0122.000 | 01 | 2008-12-04 | N. A. | N. A. | N. A. | QPF/B0122 | 03 | 2014-11-08 | N. A. | N. A. | N. A. | PS/B0122 | 05 | 2018-03-25 | 2022-12-01 | 2019-12-01 | N. A. | B0122 | TMF-1 | IU/1 | Class C | FINISHED GOODS | ADLER™ | CANNULATED CANCELLOUS SCREW, DIA. 7.0MM | 32MM THREAD, HEX. SLOT, LENGTH 80MM | 16 | No | Yes |  | No | N. A. | No | N. A. | No | Yes | No | Yes | M. L.: MFG/MD/2021/000369 |  | 1 | ADLER PRODUCTS\LARGE CANNULATED SCREWS, ADLER\CANNULATED SCREWS, ADLER 7MM X 32MM THD | 0.011462 | Initial issue | N | BONE SCREWS |  | 1 | No | Yes | Yes | Yes | N. A.
B0122 | B0124.085 | CANNULATED CANCELLOUS SCREW, ADLER, DIA. 7.0MM, 32MM THREAD, HEX. SLOT, LENGTH 85MM |  | B0122.000 | 01 | 2008-12-04 | N. A. | N. A. | N. A. | QPF/B0122 | 03 | 2014-11-08 | N. A. | N. A. | N. A. | PS/B0122 | 05 | 2018-03-25 | 2022-12-01 | 2019-12-01 | N. A. | B0122 | TMF-1 | IU/1 | Class C | FINISHED GOODS | ADLER™ | CANNULATED CANCELLOUS SCREW, DIA. 7.0MM | 32MM THREAD, HEX. SLOT, LENGTH 85MM | 16 | No | Yes |  | No | N. A. | No | N. A. | No | Yes | No | Yes | M. L.: MFG/MD/2021/000369 |  | 1 | ADLER PRODUCTS\LARGE CANNULATED SCREWS, ADLER\CANNULATED SCREWS, ADLER 7MM X 32MM THD | 0.012 | Initial issue | N | BONE SCREWS |  | 1 | No | Yes | Yes | Yes | N. A.
B0122 | B0124.090 | CANNULATED CANCELLOUS SCREW, ADLER, DIA. 7.0MM, 32MM THREAD, HEX. SLOT, LENGTH 90MM |  | B0122.000 | 01 | 2008-12-04 | N. A. | N. A. | N. A. | QPF/B0122 | 03 | 2014-11-08 | N. A. | N. A. | N. A. | PS/B0122 | 05 | 2018-03-25 | 2022-12-01 | 2019-12-01 | N. A. | B0122 | TMF-1 | IU/1 | Class C | FINISHED GOODS | ADLER™ | CANNULATED CANCELLOUS SCREW, DIA. 7.0MM | 32MM THREAD, HEX. SLOT, LENGTH 90MM | 16 | No | Yes |  | No | N. A. | No | N. A. | No | Yes | No | Yes | M. L.: MFG/MD/2021/000369 |  | 1 | ADLER PRODUCTS\LARGE CANNULATED SCREWS, ADLER\CANNULATED SCREWS, ADLER 7MM X 32MM THD | 0 | Initial issue | N | BONE SCREWS |  | 1 | No | Yes | Yes | Yes | N. A.
B0122 | B0124.095 | CANNULATED CANCELLOUS SCREW, ADLER, DIA. 7.0MM, 32MM THREAD, HEX. SLOT, LENGTH 95MM |  | B0122.000 | 01 | 2008-12-04 | N. A. | N. A. | N. A. | QPF/B0122 | 03 | 2014-11-08 | N. A. | N. A. | N. A. | PS/B0122 | 05 | 2018-03-25 | 2022-12-01 | 2019-12-01 | N. A. | B0122 | TMF-1 | IU/1 | Class C | FINISHED GOODS | ADLER™ | CANNULATED CANCELLOUS SCREW, DIA. 7.0MM | 32MM THREAD, HEX. SLOT, LENGTH 95MM | 16 | No | Yes |  | No | N. A. | No | N. A. | No | Yes | No | Yes | M. L.: MFG/MD/2021/000369 |  | 1 | ADLER PRODUCTS\LARGE CANNULATED SCREWS, ADLER\CANNULATED SCREWS, ADLER 7MM X 32MM THD | 0.012 | Initial issue | N | BONE SCREWS |  | 1 | No | Yes | Yes | Yes | N. A.
B0122 | B0124.100 | CANNULATED CANCELLOUS SCREW, ADLER, DIA. 7.0MM, 32MM THREAD, HEX. SLOT, LENGTH 100MM |  | B0122.000 | 01 | 2008-12-04 | N. A. | N. A. | N. A. | QPF/B0122 | 03 | 2014-11-08 | N. A. | N. A. | N. A. | PS/B0122 | 05 | 2018-03-25 | 2022-12-01 | 2019-12-01 | N. A. | B0122 | TMF-1 | IU/1 | Class C | FINISHED GOODS | ADLER™ | CANNULATED CANCELLOUS SCREW, DIA. 7.0MM | 32MM THREAD, HEX. SLOT, LENGTH 100MM | 16 | No | Yes |  | No | N. A. | No | N. A. | No | Yes | No | Yes | M. L.: MFG/MD/2021/000369 |  | 1 | ADLER PRODUCTS\LARGE CANNULATED SCREWS, ADLER\CANNULATED SCREWS, ADLER 7MM X 32MM THD | 0.0127 | Initial issue | N | BONE SCREWS |  | 1 | No | Yes | Yes | Yes | N. A.
B0122 | B0124.105 | CANNULATED CANCELLOUS SCREW, ADLER, DIA. 7.0MM, 32MM THREAD, HEX. SLOT, LENGTH 105MM |  | B0122.000 | 01 | 2008-12-04 | N. A. | N. A. | N. A. | QPF/B0122 | 03 | 2014-11-08 | N. A. | N. A. | N. A. | PS/B0122 | 05 | 2018-03-25 | 2022-12-01 | 2019-12-01 | N. A. | B0122 | TMF-1 | IU/1 | Class C | FINISHED GOODS | ADLER™ | CANNULATED CANCELLOUS SCREW, DIA. 7.0MM | 32MM THREAD, HEX. SLOT, LENGTH 105MM | 16 | No | Yes |  | No | N. A. | No | N. A. | No | Yes | No | Yes | M. L.: MFG/MD/2021/000369 |  | 1 | ADLER PRODUCTS\LARGE CANNULATED SCREWS, ADLER\CANNULATED SCREWS, ADLER 7MM X 32MM THD | 0.0131 | Initial issue | N | BONE SCREWS |  | 1 | No | Yes | Yes | Yes | N. A.
B0122 | B0124.110 | CANNULATED CANCELLOUS SCREW, ADLER, DIA. 7.0MM, 32MM THREAD, HEX. SLOT, LENGTH 110MM |  | B0122.000 | 01 | 2008-12-04 | N. A. | N. A. | N. A. | QPF/B0122 | 03 | 2014-11-08 | N. A. | N. A. | N. A. | PS/B0122 | 05 | 2018-03-25 | 2022-12-01 | 2019-12-01 | N. A. | B0122 | TMF-1 | IU/1 | Class C | FINISHED GOODS | ADLER™ | CANNULATED CANCELLOUS SCREW, DIA. 7.0MM | 32MM THREAD, HEX. SLOT, LENGTH 110MM | 16 | No | Yes |  | No | N. A. | No | N. A. | No | Yes | No | Yes | M. L.: MFG/MD/2021/000369 |  | 1 | ADLER PRODUCTS\LARGE CANNULATED SCREWS, ADLER\CANNULATED SCREWS, ADLER 7MM X 32MM THD | 0.012367 | Initial issue | N | BONE SCREWS |  | 1 | No | Yes | Yes | Yes | N. A.
B0122 | B0124.115 | CANNULATED CANCELLOUS SCREW, ADLER, DIA. 7.0MM, 32MM THREAD, HEX. SLOT, LENGTH 115MM |  | B0122.000 | 01 | 2008-12-04 | N. A. | N. A. | N. A. | QPF/B0122 | 03 | 2014-11-08 | N. A. | N. A. | N. A. | PS/B0122 | 05 | 2018-03-25 | 2022-12-01 | 2019-12-01 | N. A. | B0122 | TMF-1 | IU/1 | Class C | FINISHED GOODS | ADLER™ | CANNULATED CANCELLOUS SCREW, DIA. 7.0MM | 32MM THREAD, HEX. SLOT, LENGTH 115MM | 16 | No | Yes |  | No | N. A. | No | N. A. | No | Yes | No | Yes | M. L.: MFG/MD/2021/000369 |  | 1 | ADLER PRODUCTS\LARGE CANNULATED SCREWS, ADLER\CANNULATED SCREWS, ADLER 7MM X 32MM THD | 0.0139 | Initial issue | N | BONE SCREWS |  | 1 | No | Yes | Yes | Yes | N. A.
B0122 | B0124.120 | CANNULATED CANCELLOUS SCREW, ADLER, DIA. 7.0MM, 32MM THREAD, HEX. SLOT, LENGTH 120MM |  | B0122.000 | 01 | 2008-12-04 | N. A. | N. A. | N. A. | QPF/B0122 | 03 | 2014-11-08 | N. A. | N. A. | N. A. | PS/B0122 | 05 | 2018-03-25 | 2022-12-01 | 2019-12-01 | N. A. | B0122 | TMF-1 | IU/1 | Class C | FINISHED GOODS | ADLER™ | CANNULATED CANCELLOUS SCREW, DIA. 7.0MM | 32MM THREAD, HEX. SLOT, LENGTH 120MM | 16 | No | Yes |  | No | N. A. | No | N. A. | No | Yes | No | Yes | M. L.: MFG/MD/2021/000369 |  | 1 | ADLER PRODUCTS\LARGE CANNULATED SCREWS, ADLER\CANNULATED SCREWS, ADLER 7MM X 32MM THD | 0 | Initial issue | N | BONE SCREWS |  | 1 | No | Yes | Yes | Yes | N. A.
B0122 | B0124.125 | CANNULATED CANCELLOUS SCREW, ADLER, DIA. 7.0MM, 32MM THREAD, HEX. SLOT, LENGTH 125MM |  | B0122.000 | 01 | 2008-12-04 | N. A. | N. A. | N. A. | QPF/B0122 | 03 | 2014-11-08 | N. A. | N. A. | N. A. | PS/B0122 | 05 | 2018-03-25 | 2022-12-01 | 2019-12-01 | N. A. | B0122 | TMF-1 | IU/1 | Class C | FINISHED GOODS | ADLER™ | CANNULATED CANCELLOUS SCREW, DIA. 7.0MM | 32MM THREAD, HEX. SLOT, LENGTH 125MM | 16 | No | Yes |  | No | N. A. | No | N. A. | No | Yes | No | Yes | M. L.: MFG/MD/2021/000369 |  | 1 | ADLER PRODUCTS\LARGE CANNULATED SCREWS, ADLER\CANNULATED SCREWS, ADLER 7MM X 32MM THD | 0 | Initial issue | N | BONE SCREWS |  | 1 | No | Yes | Yes | Yes | N. A.
B0122 | B0124.130 | CANNULATED CANCELLOUS SCREW, ADLER, DIA. 7.0MM, 32MM THREAD, HEX. SLOT, LENGTH 130MM |  | B0122.000 | 01 | 2008-12-04 | N. A. | N. A. | N. A. | QPF/B0122 | 03 | 2014-11-08 | N. A. | N. A. | N. A. | PS/B0122 | 05 | 2018-03-25 | 2022-12-01 | 2019-12-01 | N. A. | B0122 | TMF-1 | IU/1 | Class C | FINISHED GOODS | ADLER™ | CANNULATED CANCELLOUS SCREW, DIA. 7.0MM | 32MM THREAD, HEX. SLOT, LENGTH 130MM | 16 | No | Yes |  | No | N. A. | No | N. A. | No | Yes | No | Yes | M. L.: MFG/MD/2021/000369 |  | 1 | ADLER PRODUCTS\LARGE CANNULATED SCREWS, ADLER\CANNULATED SCREWS, ADLER 7MM X 32MM THD | 0 | Initial issue | N | BONE SCREWS |  | 1 | No | Yes | Yes | Yes | N. A.
B0126 | B0126.010 | CORTEX SCREW, SELF TAPPING, DIA. 4.5MM, HEX. SLOT, LENGTH 10MM |  | B0126.00 | 01 | 2018-06-21 | N. A. | N. A. | N. A. | QPF/B0126 | N. A. | N. A. | N. A. | N. A. | N. A. | PS/1817 | 00 | 2004-02-12 | N. A. | N. A. | N. A. | B0126 | TMF-1 | IU/1 | Class C | FINISHED GOODS | ADLER™ | CORTEX SCREW, SELF TAPPING | DIA. 4.5MM, HEX. SLOT, LENGTH 10MM | 16 | No | Yes |  | No | N. A. | No | N. A. | No | Yes | No | Yes | M. L.: MFG/MD/2021/000369 |  | 3 | ADLER PRODUCTS\LARGE BONE SCREWS, ADLER\CORTEX SCREWS, ADLER 4.5MM | 0 | Initial issue | N | BONE SCREWS |  | 1 | No | Yes | Yes | Yes | N. A.
B0126 | B0126.012 | CORTEX SCREW, SELF TAPPING, DIA. 4.5MM, HEX. SLOT, LENGTH 12MM |  | B0126.00 | 01 | 2018-06-21 | N. A. | N. A. | N. A. | QPF/B0126 | N. A. | N. A. | N. A. | N. A. | N. A. | PS/1817 | 00 | 2004-02-12 | N. A. | N. A. | N. A. | B0126 | TMF-1 | IU/1 | Class C | FINISHED GOODS | ADLER™ | CORTEX SCREW, SELF TAPPING | DIA. 4.5MM, HEX. SLOT, LENGTH 12MM | 16 | No | Yes |  | No | N. A. | No | N. A. | No | Yes | No | Yes | M. L.: MFG/MD/2021/000369 |  | 3 | ADLER PRODUCTS\LARGE BONE SCREWS, ADLER\CORTEX SCREWS, ADLER 4.5MM | 0 | Initial issue | N | BONE SCREWS |  | 1 | No | Yes | Yes | Yes | N. A.
B0126 | B0126.014 | CORTEX SCREW, ADLER, SELF TAPPING, DIA. 4.5MM, HEX. SLOT, LENGTH 14MM |  | B0126.00 | 01 | 2018-06-21 | N. A. | N. A. | N. A. | QPF/B0126 | N. A. | N. A. | N. A. | N. A. | N. A. | PS/1817 | 00 | 2004-02-12 | N. A. | N. A. | N. A. | B0126 | TMF-1 | IU/1 | Class C | FINISHED GOODS | ADLER™ | CORTEX SCREW, SELF TAPPING | DIA. 4.5MM, HEX. SLOT, LENGTH 14MM | 16 | No | Yes |  | No | N. A. | No | N. A. | No | Yes | No | Yes | M. L.: MFG/MD/2021/000369 |  | 3 | ADLER PRODUCTS\LARGE BONE SCREWS, ADLER\CORTEX SCREWS, ADLER 4.5MM | 0 | Initial issue | Y | BONE SCREWS |  | 1 | No | Yes | Yes | Yes | N. A.
B0126 | B0126.016 | CORTEX SCREW, ADLER, SELF TAPPING, DIA. 4.5MM, HEX. SLOT, LENGTH 16MM |  | B0126.00 | 01 | 2018-06-21 | N. A. | N. A. | N. A. | QPF/B0126 | N. A. | N. A. | N. A. | N. A. | N. A. | PS/1817 | 00 | 2004-02-12 | N. A. | N. A. | N. A. | B0126 | TMF-1 | IU/1 | Class C | FINISHED GOODS | ADLER™ | CORTEX SCREW, SELF TAPPING | DIA. 4.5MM, HEX. SLOT, LENGTH 16MM | 16 | No | Yes |  | No | N. A. | No | N. A. | No | Yes | No | Yes | M. L.: MFG/MD/2021/000369 |  | 3 | ADLER PRODUCTS\LARGE BONE SCREWS, ADLER\CORTEX SCREWS, ADLER 4.5MM | 0 | Initial issue | Y | BONE SCREWS |  | 1 | No | Yes | Yes | Yes | N. A.
B0126 | B0126.018 | CORTEX SCREW, ADLER, SELF TAPPING, DIA. 4.5MM, HEX. SLOT, LENGTH 18MM |  | B0126.00 | 01 | 2018-06-21 | N. A. | N. A. | N. A. | QPF/B0126 | N. A. | N. A. | N. A. | N. A. | N. A. | PS/1817 | 00 | 2004-02-12 | N. A. | N. A. | N. A. | B0126 | TMF-1 | IU/1 | Class C | FINISHED GOODS | ADLER™ | CORTEX SCREW, SELF TAPPING | DIA. 4.5MM, HEX. SLOT, LENGTH 18MM | 16 | No | Yes |  | No | N. A. | No | N. A. | No | Yes | No | Yes | M. L.: MFG/MD/2021/000369 |  | 3 | ADLER PRODUCTS\LARGE BONE SCREWS, ADLER\CORTEX SCREWS, ADLER 4.5MM | 0 | Initial issue | Y | BONE SCREWS |  | 1 | No | Yes | Yes | Yes | N. A.
B0126 | B0126.020 | CORTEX SCREW, ADLER, SELF TAPPING, DIA. 4.5MM, HEX. SLOT, LENGTH 20MM |  | B0126.00 | 01 | 2018-06-21 | N. A. | N. A. | N. A. | QPF/B0126 | N. A. | N. A. | N. A. | N. A. | N. A. | PS/1817 | 00 | 2004-02-12 | N. A. | N. A. | N. A. | B0126 | TMF-1 | IU/1 | Class C | FINISHED GOODS | ADLER™ | CORTEX SCREW, SELF TAPPING | DIA. 4.5MM, HEX. SLOT, LENGTH 20MM | 16 | No | Yes |  | No | N. A. | No | N. A. | No | Yes | No | Yes | M. L.: MFG/MD/2021/000369 |  | 3 | ADLER PRODUCTS\LARGE BONE SCREWS, ADLER\CORTEX SCREWS, ADLER 4.5MM | 0 | Initial issue | Y | BONE SCREWS |  | 1 | No | Yes | Yes | Yes | N. A.
B0126 | B0126.022 | CORTEX SCREW, ADLER, SELF TAPPING, DIA. 4.5MM, HEX. SLOT, LENGTH 22MM |  | B0126.00 | 01 | 2018-06-21 | N. A. | N. A. | N. A. | QPF/B0126 | N. A. | N. A. | N. A. | N. A. | N. A. | PS/1817 | 00 | 2004-02-12 | N. A. | N. A. | N. A. | B0126 | TMF-1 | IU/1 | Class C | FINISHED GOODS | ADLER™ | CORTEX SCREW, SELF TAPPING | DIA. 4.5MM, HEX. SLOT, LENGTH 22MM | 16 | No | Yes |  | No | N. A. | No | N. A. | No | Yes | No | Yes | M. L.: MFG/MD/2021/000369 |  | 3 | ADLER PRODUCTS\LARGE BONE SCREWS, ADLER\CORTEX SCREWS, ADLER 4.5MM | 0 | Initial issue | Y | BONE SCREWS |  | 1 | No | Yes | Yes | Yes | N. A.
B0126 | B0126.024 | CORTEX SCREW, ADLER, SELF TAPPING, DIA. 4.5MM, HEX. SLOT, LENGTH 24MM |  | B0126.00 | 01 | 2018-06-21 | N. A. | N. A. | N. A. | QPF/B0126 | N. A. | N. A. | N. A. | N. A. | N. A. | PS/1817 | 00 | 2004-02-12 | N. A. | N. A. | N. A. | B0126 | TMF-1 | IU/1 | Class C | FINISHED GOODS | ADLER™ | CORTEX SCREW, SELF TAPPING | DIA. 4.5MM, HEX. SLOT, LENGTH 24MM | 16 | No | Yes |  | No | N. A. | No | N. A. | No | Yes | No | Yes | M. L.: MFG/MD/2021/000369 |  | 3 | ADLER PRODUCTS\LARGE BONE SCREWS, ADLER\CORTEX SCREWS, ADLER 4.5MM | 0 | Initial issue | Y | BONE SCREWS |  | 1 | No | Yes | Yes | Yes | N. A.
B0126 | B0126.026 | CORTEX SCREW, ADLER, SELF TAPPING, DIA. 4.5MM, HEX. SLOT, LENGTH 26MM |  | B0126.00 | 01 | 2018-06-21 | N. A. | N. A. | N. A. | QPF/B0126 | N. A. | N. A. | N. A. | N. A. | N. A. | PS/1817 | 00 | 2004-02-12 | N. A. | N. A. | N. A. | B0126 | TMF-1 | IU/1 | Class C | FINISHED GOODS | ADLER™ | CORTEX SCREW, SELF TAPPING | DIA. 4.5MM, HEX. SLOT, LENGTH 26MM | 16 | No | Yes |  | No | N. A. | No | N. A. | No | Yes | No | Yes | M. L.: MFG/MD/2021/000369 |  | 3 | ADLER PRODUCTS\LARGE BONE SCREWS, ADLER\CORTEX SCREWS, ADLER 4.5MM | 0 | Initial issue | Y | BONE SCREWS |  | 1 | No | Yes | Yes | Yes | N. A.
B0126 | B0126.028 | CORTEX SCREW, ADLER, SELF TAPPING, DIA. 4.5MM, HEX. SLOT, LENGTH 28MM |  | B0126.00 | 01 | 2018-06-21 | N. A. | N. A. | N. A. | QPF/B0126 | N. A. | N. A. | N. A. | N. A. | N. A. | PS/1817 | 00 | 2004-02-12 | N. A. | N. A. | N. A. | B0126 | TMF-1 | IU/1 | Class C | FINISHED GOODS | ADLER™ | CORTEX SCREW, SELF TAPPING | DIA. 4.5MM, HEX. SLOT, LENGTH 28MM | 16 | No | Yes |  | No | N. A. | No | N. A. | No | Yes | No | Yes | M. L.: MFG/MD/2021/000369 |  | 3 | ADLER PRODUCTS\LARGE BONE SCREWS, ADLER\CORTEX SCREWS, ADLER 4.5MM | 0 | Initial issue | N | BONE SCREWS |  | 1 | No | Yes | Yes | Yes | N. A.
B0126 | B0126.030 | CORTEX SCREW, ADLER, SELF TAPPING, DIA. 4.5MM, HEX. SLOT, LENGTH 30MM |  | B0126.00 | 01 | 2018-06-21 | N. A. | N. A. | N. A. | QPF/B0126 | N. A. | N. A. | N. A. | N. A. | N. A. | PS/1817 | 00 | 2004-02-12 | N. A. | N. A. | N. A. | B0126 | TMF-1 | IU/1 | Class C | FINISHED GOODS | ADLER™ | CORTEX SCREW, SELF TAPPING | DIA. 4.5MM, HEX. SLOT, LENGTH 30MM | 16 | No | Yes |  | No | N. A. | No | N. A. | No | Yes | No | Yes | M. L.: MFG/MD/2021/000369 |  | 3 | ADLER PRODUCTS\LARGE BONE SCREWS, ADLER\CORTEX SCREWS, ADLER 4.5MM | 0 | Initial issue | N | BONE SCREWS |  | 1 | No | Yes | Yes | Yes | N. A.
B0126 | B0126.032 | CORTEX SCREW, ADLER, SELF TAPPING, DIA. 4.5MM, HEX. SLOT, LENGTH 32MM |  | B0126.00 | 01 | 2018-06-21 | N. A. | N. A. | N. A. | QPF/B0126 | N. A. | N. A. | N. A. | N. A. | N. A. | PS/1817 | 00 | 2004-02-12 | N. A. | N. A. | N. A. | B0126 | TMF-1 | IU/1 | Class C | FINISHED GOODS | ADLER™ | CORTEX SCREW, SELF TAPPING | DIA. 4.5MM, HEX. SLOT, LENGTH 32MM | 16 | No | Yes |  | No | N. A. | No | N. A. | No | Yes | No | Yes | M. L.: MFG/MD/2021/000369 |  | 3 | ADLER PRODUCTS\LARGE BONE SCREWS, ADLER\CORTEX SCREWS, ADLER 4.5MM | 0 | Initial issue | N | BONE SCREWS |  | 1 | No | Yes | Yes | Yes | N. A.
B0126 | B0126.034 | CORTEX SCREW, ADLER, SELF TAPPING, DIA. 4.5MM, HEX. SLOT, LENGTH 34MM |  | B0126.00 | 01 | 2018-06-21 | N. A. | N. A. | N. A. | QPF/B0126 | N. A. | N. A. | N. A. | N. A. | N. A. | PS/1817 | 00 | 2004-02-12 | N. A. | N. A. | N. A. | B0126 | TMF-1 | IU/1 | Class C | FINISHED GOODS | ADLER™ | CORTEX SCREW, SELF TAPPING | DIA. 4.5MM, HEX. SLOT, LENGTH 34MM | 16 | No | Yes |  | No | N. A. | No | N. A. | No | Yes | No | Yes | M. L.: MFG/MD/2021/000369 |  | 3 | ADLER PRODUCTS\LARGE BONE SCREWS, ADLER\CORTEX SCREWS, ADLER 4.5MM | 0 | Initial issue | N | BONE SCREWS |  | 1 | No | Yes | Yes | Yes | N. A.
B0126 | B0126.036 | CORTEX SCREW, ADLER, SELF TAPPING, DIA. 4.5MM, HEX. SLOT, LENGTH 36MM |  | B0126.00 | 01 | 2018-06-21 | N. A. | N. A. | N. A. | QPF/B0126 | N. A. | N. A. | N. A. | N. A. | N. A. | PS/1817 | 00 | 2004-02-12 | N. A. | N. A. | N. A. | B0126 | TMF-1 | IU/1 | Class C | FINISHED GOODS | ADLER™ | CORTEX SCREW, SELF TAPPING | DIA. 4.5MM, HEX. SLOT, LENGTH 36MM | 16 | No | Yes |  | No | N. A. | No | N. A. | No | Yes | No | Yes | M. L.: MFG/MD/2021/000369 |  | 3 | ADLER PRODUCTS\LARGE BONE SCREWS, ADLER\CORTEX SCREWS, ADLER 4.5MM | 0 | Initial issue | N | BONE SCREWS |  | 1 | No | Yes | Yes | Yes | N. A.
B0126 | B0126.038 | CORTEX SCREW, ADLER, SELF TAPPING, DIA. 4.5MM, HEX. SLOT, LENGTH 38MM |  | B0126.00 | 01 | 2018-06-21 | N. A. | N. A. | N. A. | QPF/B0126 | N. A. | N. A. | N. A. | N. A. | N. A. | PS/1817 | 00 | 2004-02-12 | N. A. | N. A. | N. A. | B0126 | TMF-1 | IU/1 | Class C | FINISHED GOODS | ADLER™ | CORTEX SCREW, SELF TAPPING | DIA. 4.5MM, HEX. SLOT, LENGTH 38MM | 16 | No | Yes |  | No | N. A. | No | N. A. | No | Yes | No | Yes | M. L.: MFG/MD/2021/000369 |  | 3 | ADLER PRODUCTS\LARGE BONE SCREWS, ADLER\CORTEX SCREWS, ADLER 4.5MM | 0 | Initial issue | N | BONE SCREWS |  | 1 | No | Yes | Yes | Yes | N. A.
B0126 | B0126.040 | CORTEX SCREW, ADLER, SELF TAPPING, DIA. 4.5MM, HEX. SLOT, LENGTH 40MM |  | B0126.00 | 01 | 2018-06-21 | N. A. | N. A. | N. A. | QPF/B0126 | N. A. | N. A. | N. A. | N. A. | N. A. | PS/1817 | 00 | 2004-02-12 | N. A. | N. A. | N. A. | B0126 | TMF-1 | IU/1 | Class C | FINISHED GOODS | ADLER™ | CORTEX SCREW, SELF TAPPING | DIA. 4.5MM, HEX. SLOT, LENGTH 40MM | 16 | No | Yes |  | No | N. A. | No | N. A. | No | Yes | No | Yes | M. L.: MFG/MD/2021/000369 |  | 3 | ADLER PRODUCTS\LARGE BONE SCREWS, ADLER\CORTEX SCREWS, ADLER 4.5MM | 0 | Initial issue | N | BONE SCREWS |  | 1 | No | Yes | Yes | Yes | N. A.
B0126 | B0126.042 | CORTEX SCREW, ADLER, SELF TAPPING, DIA. 4.5MM, HEX. SLOT, LENGTH 42MM |  | B0126.00 | 01 | 2018-06-21 | N. A. | N. A. | N. A. | QPF/B0126 | N. A. | N. A. | N. A. | N. A. | N. A. | PS/1817 | 00 | 2004-02-12 | N. A. | N. A. | N. A. | B0126 | TMF-1 | IU/1 | Class C | FINISHED GOODS | ADLER™ | CORTEX SCREW, SELF TAPPING | DIA. 4.5MM, HEX. SLOT, LENGTH 42MM | 16 | No | Yes |  | No | N. A. | No | N. A. | No | Yes | No | Yes | M. L.: MFG/MD/2021/000369 |  | 3 | ADLER PRODUCTS\LARGE BONE SCREWS, ADLER\CORTEX SCREWS, ADLER 4.5MM | 0 | Initial issue | N | BONE SCREWS |  | 1 | No | Yes | Yes | Yes | N. A.
B0126 | B0126.044 | CORTEX SCREW, ADLER, SELF TAPPING, DIA. 4.5MM, HEX. SLOT, LENGTH 44MM |  | B0126.00 | 01 | 2018-06-21 | N. A. | N. A. | N. A. | QPF/B0126 | N. A. | N. A. | N. A. | N. A. | N. A. | PS/1817 | 00 | 2004-02-12 | N. A. | N. A. | N. A. | B0126 | TMF-1 | IU/1 | Class C | FINISHED GOODS | ADLER™ | CORTEX SCREW, SELF TAPPING | DIA. 4.5MM, HEX. SLOT, LENGTH 44MM | 16 | No | Yes |  | No | N. A. | No | N. A. | No | Yes | No | Yes | M. L.: MFG/MD/2021/000369 |  | 3 | ADLER PRODUCTS\LARGE BONE SCREWS, ADLER\CORTEX SCREWS, ADLER 4.5MM | 0 | Initial issue | N | BONE SCREWS |  | 1 | No | Yes | Yes | Yes | N. A.
B0126 | B0126.046 | CORTEX SCREW, ADLER, SELF TAPPING, DIA. 4.5MM, HEX. SLOT, LENGTH 46MM |  | B0126.00 | 01 | 2018-06-21 | N. A. | N. A. | N. A. | QPF/B0126 | N. A. | N. A. | N. A. | N. A. | N. A. | PS/1817 | 00 | 2004-02-12 | N. A. | N. A. | N. A. | B0126 | TMF-1 | IU/1 | Class C | FINISHED GOODS | ADLER™ | CORTEX SCREW, SELF TAPPING | DIA. 4.5MM, HEX. SLOT, LENGTH 46MM | 16 | No | Yes |  | No | N. A. | No | N. A. | No | Yes | No | Yes | M. L.: MFG/MD/2021/000369 |  | 3 | ADLER PRODUCTS\LARGE BONE SCREWS, ADLER\CORTEX SCREWS, ADLER 4.5MM | 0 | Initial issue | Y | BONE SCREWS |  | 1 | No | Yes | Yes | Yes | N. A.
B0126 | B0126.048 | CORTEX SCREW, ADLER, SELF TAPPING, DIA. 4.5MM, HEX. SLOT, LENGTH 48MM |  | B0126.00 | 01 | 2018-06-21 | N. A. | N. A. | N. A. | QPF/B0126 | N. A. | N. A. | N. A. | N. A. | N. A. | PS/1817 | 00 | 2004-02-12 | N. A. | N. A. | N. A. | B0126 | TMF-1 | IU/1 | Class C | FINISHED GOODS | ADLER™ | CORTEX SCREW, SELF TAPPING | DIA. 4.5MM, HEX. SLOT, LENGTH 48MM | 16 | No | Yes |  | No | N. A. | No | N. A. | No | Yes | No | Yes | M. L.: MFG/MD/2021/000369 |  | 3 | ADLER PRODUCTS\LARGE BONE SCREWS, ADLER\CORTEX SCREWS, ADLER 4.5MM | 0 | Initial issue | N | BONE SCREWS |  | 1 | No | Yes | Yes | Yes | N. A.
B0126 | B0126.050 | CORTEX SCREW, ADLER, SELF TAPPING, DIA. 4.5MM, HEX. SLOT, LENGTH 50MM |  | B0126.00 | 01 | 2018-06-21 | N. A. | N. A. | N. A. | QPF/B0126 | N. A. | N. A. | N. A. | N. A. | N. A. | PS/1817 | 00 | 2004-02-12 | N. A. | N. A. | N. A. | B0126 | TMF-1 | IU/1 | Class C | FINISHED GOODS | ADLER™ | CORTEX SCREW, SELF TAPPING | DIA. 4.5MM, HEX. SLOT, LENGTH 50MM | 16 | No | Yes |  | No | N. A. | No | N. A. | No | Yes | No | Yes | M. L.: MFG/MD/2021/000369 |  | 3 | ADLER PRODUCTS\LARGE BONE SCREWS, ADLER\CORTEX SCREWS, ADLER 4.5MM | 0 | Initial issue | Y | BONE SCREWS |  | 1 | No | Yes | Yes | Yes | N. A.
B0126 | B0126.052 | CORTEX SCREW, ADLER, SELF TAPPING, DIA. 4.5MM, HEX. SLOT, LENGTH 52MM |  | B0126.00 | 01 | 2018-06-21 | N. A. | N. A. | N. A. | QPF/B0126 | N. A. | N. A. | N. A. | N. A. | N. A. | PS/1817 | 00 | 2004-02-12 | N. A. | N. A. | N. A. | B0126 | TMF-1 | IU/1 | Class C | FINISHED GOODS | ADLER™ | CORTEX SCREW, SELF TAPPING | DIA. 4.5MM, HEX. SLOT, LENGTH 52MM | 16 | No | Yes |  | No | N. A. | No | N. A. | No | Yes | No | Yes | M. L.: MFG/MD/2021/000369 |  | 3 | ADLER PRODUCTS\LARGE BONE SCREWS, ADLER\CORTEX SCREWS, ADLER 4.5MM | 0 | Initial issue | Y | BONE SCREWS |  | 1 | No | Yes | Yes | Yes | N. A.
B0126 | B0126.054 | CORTEX SCREW, ADLER, SELF TAPPING, DIA. 4.5MM, HEX. SLOT, LENGTH 54MM |  | B0126.00 | 01 | 2018-06-21 | N. A. | N. A. | N. A. | QPF/B0126 | N. A. | N. A. | N. A. | N. A. | N. A. | PS/1817 | 00 | 2004-02-12 | N. A. | N. A. | N. A. | B0126 | TMF-1 | IU/1 | Class C | FINISHED GOODS | ADLER™ | CORTEX SCREW, SELF TAPPING | DIA. 4.5MM, HEX. SLOT, LENGTH 54MM | 16 | No | Yes |  | No | N. A. | No | N. A. | No | Yes | No | Yes | M. L.: MFG/MD/2021/000369 |  | 3 | ADLER PRODUCTS\LARGE BONE SCREWS, ADLER\CORTEX SCREWS, ADLER 4.5MM | 0 | Initial issue | Y | BONE SCREWS |  | 1 | No | Yes | Yes | Yes | N. A.
B0126 | B0126.056 | CORTEX SCREW, ADLER, SELF TAPPING, DIA. 4.5MM, HEX. SLOT, LENGTH 56MM |  | B0126.00 | 01 | 2018-06-21 | N. A. | N. A. | N. A. | QPF/B0126 | N. A. | N. A. | N. A. | N. A. | N. A. | PS/1817 | 00 | 2004-02-12 | N. A. | N. A. | N. A. | B0126 | TMF-1 | IU/1 | Class C | FINISHED GOODS | ADLER™ | CORTEX SCREW, SELF TAPPING | DIA. 4.5MM, HEX. SLOT, LENGTH 56MM | 16 | No | Yes |  | No | N. A. | No | N. A. | No | Yes | No | Yes | M. L.: MFG/MD/2021/000369 |  | 3 | ADLER PRODUCTS\LARGE BONE SCREWS, ADLER\CORTEX SCREWS, ADLER 4.5MM | 0 | Initial issue | Y | BONE SCREWS |  | 1 | No | Yes | Yes | Yes | N. A.
B0126 | B0126.058 | CORTEX SCREW, ADLER, SELF TAPPING, DIA. 4.5MM, HEX. SLOT, LENGTH 58MM |  | B0126.00 | 01 | 2018-06-21 | N. A. | N. A. | N. A. | QPF/B0126 | N. A. | N. A. | N. A. | N. A. | N. A. | PS/1817 | 00 | 2004-02-12 | N. A. | N. A. | N. A. | B0126 | TMF-1 | IU/1 | Class C | FINISHED GOODS | ADLER™ | CORTEX SCREW, SELF TAPPING | DIA. 4.5MM, HEX. SLOT, LENGTH 58MM | 16 | No | Yes |  | No | N. A. | No | N. A. | No | Yes | No | Yes | M. L.: MFG/MD/2021/000369 |  | 3 | ADLER PRODUCTS\LARGE BONE SCREWS, ADLER\CORTEX SCREWS, ADLER 4.5MM | 0 | Initial issue | Y | BONE SCREWS |  | 1 | No | Yes | Yes | Yes | N. A.
B0126 | B0126.060 | CORTEX SCREW, ADLER, SELF TAPPING, DIA. 4.5MM, HEX. SLOT, LENGTH 60MM |  | B0126.00 | 01 | 2018-06-21 | N. A. | N. A. | N. A. | QPF/B0126 | N. A. | N. A. | N. A. | N. A. | N. A. | PS/1817 | 00 | 2004-02-12 | N. A. | N. A. | N. A. | B0126 | TMF-1 | IU/1 | Class C | FINISHED GOODS | ADLER™ | CORTEX SCREW, SELF TAPPING | DIA. 4.5MM, HEX. SLOT, LENGTH 60MM | 16 | No | Yes |  | No | N. A. | No | N. A. | No | Yes | No | Yes | M. L.: MFG/MD/2021/000369 |  | 3 | ADLER PRODUCTS\LARGE BONE SCREWS, ADLER\CORTEX SCREWS, ADLER 4.5MM | 0 | Initial issue | Y | BONE SCREWS |  | 1 | No | Yes | Yes | Yes | N. A.
B0126 | B0126.062 | CORTEX SCREW, ADLER, SELF TAPPING, DIA. 4.5MM, HEX. SLOT, LENGTH 62MM |  | B0126.00 | 01 | 2018-06-21 | N. A. | N. A. | N. A. | QPF/B0126 | N. A. | N. A. | N. A. | N. A. | N. A. | PS/1817 | 00 | 2004-02-12 | N. A. | N. A. | N. A. | B0126 | TMF-1 | IU/1 | Class C | FINISHED GOODS | ADLER™ | CORTEX SCREW, SELF TAPPING | DIA. 4.5MM, HEX. SLOT, LENGTH 62MM | 16 | No | Yes |  | No | N. A. | No | N. A. | No | Yes | No | Yes | M. L.: MFG/MD/2021/000369 |  | 3 | ADLER PRODUCTS\LARGE BONE SCREWS, ADLER\CORTEX SCREWS, ADLER 4.5MM | 0 | Initial issue | Y | BONE SCREWS |  | 1 | No | Yes | Yes | Yes | N. A.
B0126 | B0126.064 | CORTEX SCREW, ADLER, SELF TAPPING, DIA. 4.5MM, HEX. SLOT, LENGTH 64MM |  | B0126.00 | 01 | 2018-06-21 | N. A. | N. A. | N. A. | QPF/B0126 | N. A. | N. A. | N. A. | N. A. | N. A. | PS/1817 | 00 | 2004-02-12 | N. A. | N. A. | N. A. | B0126 | TMF-1 | IU/1 | Class C | FINISHED GOODS | ADLER™ | CORTEX SCREW, SELF TAPPING | DIA. 4.5MM, HEX. SLOT, LENGTH 64MM | 16 | No | Yes |  | No | N. A. | No | N. A. | No | Yes | No | Yes | M. L.: MFG/MD/2021/000369 |  | 3 | ADLER PRODUCTS\LARGE BONE SCREWS, ADLER\CORTEX SCREWS, ADLER 4.5MM | 0 | Initial issue | Y | BONE SCREWS |  | 1 | No | Yes | Yes | Yes | N. A.
B0126 | B0126.065 | CORTEX SCREW, ADLER, SELF TAPPING, DIA. 4.5MM, HEX. SLOT, LENGTH 65MM |  | B0126.00 | 01 | 2018-06-21 | N. A. | N. A. | N. A. | QPF/B0126 | N. A. | N. A. | N. A. | N. A. | N. A. | PS/1817 | 00 | 2004-02-12 | N. A. | N. A. | N. A. | B0126 | TMF-1 | IU/1 | Class C | FINISHED GOODS | ADLER™ | CORTEX SCREW, SELF TAPPING | DIA. 4.5MM, HEX. SLOT, LENGTH 65MM | 16 | No | Yes |  | No | N. A. | No | N. A. | No | Yes | No | Yes | M. L.: MFG/MD/2021/000369 |  | 3 | ADLER PRODUCTS\LARGE BONE SCREWS, ADLER\CORTEX SCREWS, ADLER 4.5MM | 0 | Initial issue | Y | BONE SCREWS |  | 1 | No | Yes | Yes | Yes | N. A.
B0126 | B0126.066 | CORTEX SCREW, ADLER, SELF TAPPING, DIA. 4.5MM, HEX. SLOT, LENGTH 66MM |  | B0126.00 | 01 | 2018-06-21 | N. A. | N. A. | N. A. | QPF/B0126 | N. A. | N. A. | N. A. | N. A. | N. A. | PS/1817 | 00 | 2004-02-12 | N. A. | N. A. | N. A. | B0126 | TMF-1 | IU/1 | Class C | FINISHED GOODS | ADLER™ | CORTEX SCREW, SELF TAPPING | DIA. 4.5MM, HEX. SLOT, LENGTH 66MM | 16 | No | Yes |  | No | N. A. | No | N. A. | No | Yes | No | Yes | M. L.: MFG/MD/2021/000369 |  | 3 | ADLER PRODUCTS\LARGE BONE SCREWS, ADLER\CORTEX SCREWS, ADLER 4.5MM | 0 | Initial issue | Y | BONE SCREWS |  | 1 | No | Yes | Yes | Yes | N. A.
B0126 | B0126.068 | CORTEX SCREW, ADLER, SELF TAPPING, DIA. 4.5MM, HEX. SLOT, LENGTH 68MM |  | B0126.00 | 01 | 2018-06-21 | N. A. | N. A. | N. A. | QPF/B0126 | N. A. | N. A. | N. A. | N. A. | N. A. | PS/1817 | 00 | 2004-02-12 | N. A. | N. A. | N. A. | B0126 | TMF-1 | IU/1 | Class C | FINISHED GOODS | ADLER™ | CORTEX SCREW, SELF TAPPING | DIA. 4.5MM, HEX. SLOT, LENGTH 68MM | 16 | No | Yes |  | No | N. A. | No | N. A. | No | Yes | No | Yes | M. L.: MFG/MD/2021/000369 |  | 3 | ADLER PRODUCTS\LARGE BONE SCREWS, ADLER\CORTEX SCREWS, ADLER 4.5MM | 0 | Initial issue | Y | BONE SCREWS |  | 1 | No | Yes | Yes | Yes | N. A.
B0126 | B0126.070 | CORTEX SCREW, ADLER, SELF TAPPING, DIA. 4.5MM, HEX. SLOT, LENGTH 70MM |  | B0126.00 | 01 | 2018-06-21 | N. A. | N. A. | N. A. | QPF/B0126 | N. A. | N. A. | N. A. | N. A. | N. A. | PS/1817 | 00 | 2004-02-12 | N. A. | N. A. | N. A. | B0126 | TMF-1 | IU/1 | Class C | FINISHED GOODS | ADLER™ | CORTEX SCREW, SELF TAPPING | DIA. 4.5MM, HEX. SLOT, LENGTH 70MM | 16 | No | Yes |  | No | N. A. | No | N. A. | No | Yes | No | Yes | M. L.: MFG/MD/2021/000369 |  | 3 | ADLER PRODUCTS\LARGE BONE SCREWS, ADLER\CORTEX SCREWS, ADLER 4.5MM | 0 | Initial issue | Y | BONE SCREWS |  | 1 | No | Yes | Yes | Yes | N. A.
B0126 | B0126.072 | CORTEX SCREW, ADLER, SELF TAPPING, DIA. 4.5MM, HEX. SLOT, LENGTH 72MM |  | B0126.00 | 01 | 2018-06-21 | N. A. | N. A. | N. A. | QPF/B0126 | N. A. | N. A. | N. A. | N. A. | N. A. | PS/1817 | 00 | 2004-02-12 | N. A. | N. A. | N. A. | B0126 | TMF-1 | IU/1 | Class C | FINISHED GOODS | ADLER™ | CORTEX SCREW, SELF TAPPING | DIA. 4.5MM, HEX. SLOT, LENGTH 72MM | 16 | No | Yes |  | No | N. A. | No | N. A. | No | Yes | No | Yes | M. L.: MFG/MD/2021/000369 |  | 3 | ADLER PRODUCTS\LARGE BONE SCREWS, ADLER\CORTEX SCREWS, ADLER 4.5MM | 0 | Initial issue | Y | BONE SCREWS |  | 1 | No | Yes | Yes | Yes | N. A.
B0126 | B0126.075 | CORTEX SCREW, ADLER, SELF TAPPING, DIA. 4.5MM, HEX. SLOT, LENGTH 75MM |  | B0126.00 | 01 | 2018-06-21 | N. A. | N. A. | N. A. | QPF/B0126 | N. A. | N. A. | N. A. | N. A. | N. A. | PS/1817 | 00 | 2004-02-12 | N. A. | N. A. | N. A. | B0126 | TMF-1 | IU/1 | Class C | FINISHED GOODS | ADLER™ | CORTEX SCREW, SELF TAPPING | DIA. 4.5MM, HEX. SLOT, LENGTH 75MM | 16 | No | Yes |  | No | N. A. | No | N. A. | No | Yes | No | Yes | M. L.: MFG/MD/2021/000369 |  | 3 | ADLER PRODUCTS\LARGE BONE SCREWS, ADLER\CORTEX SCREWS, ADLER 4.5MM | 0 | Initial issue | Y | BONE SCREWS |  | 1 | No | Yes | Yes | Yes | N. A.
B0126 | B0126.076 | CORTEX SCREW, ADLER, SELF TAPPING, DIA. 4.5MM, HEX. SLOT, LENGTH 76MM |  | B0126.00 | 01 | 2018-06-21 | N. A. | N. A. | N. A. | QPF/B0126 | N. A. | N. A. | N. A. | N. A. | N. A. | PS/1817 | 00 | 2004-02-12 | N. A. | N. A. | N. A. | B0126 | TMF-1 | IU/1 | Class C | FINISHED GOODS | ADLER™ | CORTEX SCREW, SELF TAPPING | DIA. 4.5MM, HEX. SLOT, LENGTH 76MM | 16 | No | Yes |  | No | N. A. | No | N. A. | No | Yes | No | Yes | M. L.: MFG/MD/2021/000369 |  | 3 | ADLER PRODUCTS\LARGE BONE SCREWS, ADLER\CORTEX SCREWS, ADLER 4.5MM | 0 | Initial issue | Y | BONE SCREWS |  | 1 | No | Yes | Yes | Yes | N. A.
B0126 | B0126.080 | CORTEX SCREW, ADLER, SELF TAPPING, DIA. 4.5MM, HEX. SLOT, LENGTH 80MM |  | B0126.00 | 01 | 2018-06-21 | N. A. | N. A. | N. A. | QPF/B0126 | N. A. | N. A. | N. A. | N. A. | N. A. | PS/1817 | 00 | 2004-02-12 | N. A. | N. A. | N. A. | B0126 | TMF-1 | IU/1 | Class C | FINISHED GOODS | ADLER™ | CORTEX SCREW, SELF TAPPING | DIA. 4.5MM, HEX. SLOT, LENGTH 80MM | 16 | No | Yes |  | No | N. A. | No | N. A. | No | Yes | No | Yes | M. L.: MFG/MD/2021/000369 |  | 3 | ADLER PRODUCTS\LARGE BONE SCREWS, ADLER\CORTEX SCREWS, ADLER 4.5MM | 0 | Initial issue | Y | BONE SCREWS |  | 1 | No | Yes | Yes | Yes | N. A.
B0126 | B0126.085 | CORTEX SCREW, ADLER, SELF TAPPING, DIA. 4.5MM, HEX. SLOT, LENGTH 85MM |  | B0126.00 | 01 | 2018-06-21 | N. A. | N. A. | N. A. | QPF/B0126 | N. A. | N. A. | N. A. | N. A. | N. A. | PS/1817 | 00 | 2004-02-12 | N. A. | N. A. | N. A. | B0126 | TMF-1 | IU/1 | Class C | FINISHED GOODS | ADLER™ | CORTEX SCREW, SELF TAPPING | DIA. 4.5MM, HEX. SLOT, LENGTH 85MM | 16 | No | Yes |  | No | N. A. | No | N. A. | No | Yes | No | Yes | M. L.: MFG/MD/2021/000369 |  | 3 | ADLER PRODUCTS\LARGE BONE SCREWS, ADLER\CORTEX SCREWS, ADLER 4.5MM | 0 | Initial issue | Y | BONE SCREWS |  | 1 | No | Yes | Yes | Yes | N. A.
B0126 | B0126.090 | CORTEX SCREW, ADLER, SELF TAPPING, DIA. 4.5MM, HEX. SLOT, LENGTH 90MM |  | B0126.00 | 01 | 2018-06-21 | N. A. | N. A. | N. A. | QPF/B0126 | N. A. | N. A. | N. A. | N. A. | N. A. | PS/1817 | 00 | 2004-02-12 | N. A. | N. A. | N. A. | B0126 | TMF-1 | IU/1 | Class C | FINISHED GOODS | ADLER™ | CORTEX SCREW, SELF TAPPING | DIA. 4.5MM, HEX. SLOT, LENGTH 90MM | 16 | No | Yes |  | No | N. A. | No | N. A. | No | Yes | No | Yes | M. L.: MFG/MD/2021/000369 |  | 3 | ADLER PRODUCTS\LARGE BONE SCREWS, ADLER\CORTEX SCREWS, ADLER 4.5MM | 0 | Initial issue | Y | BONE SCREWS |  | 1 | No | Yes | Yes | Yes | N. A.
B0126 | B0126.095 | CORTEX SCREW, ADLER, SELF TAPPING, DIA. 4.5MM, HEX. SLOT, LENGTH 95MM |  | B0126.00 | 01 | 2018-06-21 | N. A. | N. A. | N. A. | QPF/B0126 | N. A. | N. A. | N. A. | N. A. | N. A. | PS/1817 | 00 | 2004-02-12 | N. A. | N. A. | N. A. | B0126 | TMF-1 | IU/1 | Class C | FINISHED GOODS | ADLER™ | CORTEX SCREW, SELF TAPPING | DIA. 4.5MM, HEX. SLOT, LENGTH 95MM | 16 | No | Yes |  | No | N. A. | No | N. A. | No | Yes | No | Yes | M. L.: MFG/MD/2021/000369 |  | 3 | ADLER PRODUCTS\LARGE BONE SCREWS, ADLER\CORTEX SCREWS, ADLER 4.5MM | 0 | Initial issue | Y | BONE SCREWS |  | 1 | No | Yes | Yes | Yes | N. A.
B0126 | B0126.100 | CORTEX SCREW, ADLER, SELF TAPPING, DIA. 4.5MM, HEX. SLOT, LENGTH 100MM |  | B0126.00 | 01 | 2018-06-21 | N. A. | N. A. | N. A. | QPF/B0126 | N. A. | N. A. | N. A. | N. A. | N. A. | PS/1817 | 00 | 2004-02-12 | N. A. | N. A. | N. A. | B0126 | TMF-1 | IU/1 | Class C | FINISHED GOODS | ADLER™ | CORTEX SCREW, SELF TAPPING | DIA. 4.5MM, HEX. SLOT, LENGTH 100MM | 16 | No | Yes |  | No | N. A. | No | N. A. | No | Yes | No | Yes | M. L.: MFG/MD/2021/000369 |  | 3 | ADLER PRODUCTS\LARGE BONE SCREWS, ADLER\CORTEX SCREWS, ADLER 4.5MM | 0 | Initial issue | Y | BONE SCREWS |  | 1 | No | Yes | Yes | Yes | N. A.
B0126 | B0126.105 | CORTEX SCREW, ADLER, SELF TAPPING, DIA. 4.5MM, HEX. SLOT, LENGTH 105MM |  | B0126.00 | 01 | 2018-06-21 | N. A. | N. A. | N. A. | QPF/B0126 | N. A. | N. A. | N. A. | N. A. | N. A. | PS/1817 | 00 | 2004-02-12 | N. A. | N. A. | N. A. | B0126 | TMF-1 | IU/1 | Class C | FINISHED GOODS | ADLER™ | CORTEX SCREW, SELF TAPPING | DIA. 4.5MM, HEX. SLOT, LENGTH 105MM | 16 | No | Yes |  | No | N. A. | No | N. A. | No | Yes | No | Yes | M. L.: MFG/MD/2021/000369 |  | 3 | ADLER PRODUCTS\LARGE BONE SCREWS, ADLER\CORTEX SCREWS, ADLER 4.5MM | 0 | Initial issue | Y | BONE SCREWS |  | 1 | No | Yes | Yes | Yes | N. A.
B0126 | B0126.110 | CORTEX SCREW, ADLER, SELF TAPPING, DIA. 4.5MM, HEX. SLOT, LENGTH 110MM |  | B0126.00 | 01 | 2018-06-21 | N. A. | N. A. | N. A. | QPF/B0126 | N. A. | N. A. | N. A. | N. A. | N. A. | PS/1817 | 00 | 2004-02-12 | N. A. | N. A. | N. A. | B0126 | TMF-1 | IU/1 | Class C | FINISHED GOODS | ADLER™ | CORTEX SCREW, SELF TAPPING | DIA. 4.5MM, HEX. SLOT, LENGTH 110MM | 16 | No | Yes |  | No | N. A. | No | N. A. | No | Yes | No | Yes | M. L.: MFG/MD/2021/000369 |  | 3 | ADLER PRODUCTS\LARGE BONE SCREWS, ADLER\CORTEX SCREWS, ADLER 4.5MM | 0 | Initial issue | Y | BONE SCREWS |  | 1 | No | Yes | Yes | Yes | N. A.
B0126 | B0126.115 | CORTEX SCREW, ADLER, SELF TAPPING, DIA. 4.5MM, HEX. SLOT, LENGTH 115MM |  | B0126.00 | 01 | 2018-06-21 | N. A. | N. A. | N. A. | QPF/B0126 | N. A. | N. A. | N. A. | N. A. | N. A. | PS/1817 | 00 | 2004-02-12 | N. A. | N. A. | N. A. | B0126 | TMF-1 | IU/1 | Class C | FINISHED GOODS | ADLER™ | CORTEX SCREW, SELF TAPPING | DIA. 4.5MM, HEX. SLOT, LENGTH 115MM | 16 | No | Yes |  | No | N. A. | No | N. A. | No | Yes | No | Yes | M. L.: MFG/MD/2021/000369 |  | 3 | ADLER PRODUCTS\LARGE BONE SCREWS, ADLER\CORTEX SCREWS, ADLER 4.5MM | 0 | Initial issue | Y | BONE SCREWS |  | 1 | No | Yes | Yes | Yes | N. A.
B0126 | B0126.120 | CORTEX SCREW, ADLER, SELF TAPPING, DIA. 4.5MM, HEX. SLOT, LENGTH 120MM |  | B0126.00 | 01 | 2018-06-21 | N. A. | N. A. | N. A. | QPF/B0126 | N. A. | N. A. | N. A. | N. A. | N. A. | PS/1817 | 00 | 2004-02-12 | N. A. | N. A. | N. A. | B0126 | TMF-1 | IU/1 | Class C | FINISHED GOODS | ADLER™ | CORTEX SCREW, SELF TAPPING | DIA. 4.5MM, HEX. SLOT, LENGTH 120MM | 16 | No | Yes |  | No | N. A. | No | N. A. | No | Yes | No | Yes | M. L.: MFG/MD/2021/000369 |  | 3 | ADLER PRODUCTS\LARGE BONE SCREWS, ADLER\CORTEX SCREWS, ADLER 4.5MM | 0 | Initial issue | Y | BONE SCREWS |  | 1 | No | Yes | Yes | Yes | N. A.
B0126 | B0126.125 | CORTEX SCREW, ADLER, SELF TAPPING, DIA. 4.5MM, HEX. SLOT, LENGTH 125MM |  | B0126.00 | 01 | 2018-06-21 | N. A. | N. A. | N. A. | QPF/B0126 | N. A. | N. A. | N. A. | N. A. | N. A. | PS/1817 | 00 | 2004-02-12 | N. A. | N. A. | N. A. | B0126 | TMF-1 | IU/1 | Class C | FINISHED GOODS | ADLER™ | CORTEX SCREW, SELF TAPPING | DIA. 4.5MM, HEX. SLOT, LENGTH 125MM | 16 | No | Yes |  | No | N. A. | No | N. A. | No | Yes | No | Yes | M. L.: MFG/MD/2021/000369 |  | 3 | ADLER PRODUCTS\LARGE BONE SCREWS, ADLER\CORTEX SCREWS, ADLER 4.5MM | 0 | Initial issue | Y | BONE SCREWS |  | 1 | No | Yes | Yes | Yes | N. A.
B0126 | B0126.130 | CORTEX SCREW, ADLER, SELF TAPPING, DIA. 4.5MM, HEX. SLOT, LENGTH 130MM |  | B0126.00 | 01 | 2018-06-21 | N. A. | N. A. | N. A. | QPF/B0126 | N. A. | N. A. | N. A. | N. A. | N. A. | PS/1817 | 00 | 2004-02-12 | N. A. | N. A. | N. A. | B0126 | TMF-1 | IU/1 | Class C | FINISHED GOODS | ADLER™ | CORTEX SCREW, SELF TAPPING | DIA. 4.5MM, HEX. SLOT, LENGTH 130MM | 16 | No | Yes |  | No | N. A. | No | N. A. | No | Yes | No | Yes | M. L.: MFG/MD/2021/000369 |  | 3 | ADLER PRODUCTS\LARGE BONE SCREWS, ADLER\CORTEX SCREWS, ADLER 4.5MM | 0 | Initial issue | Y | BONE SCREWS |  | 1 | No | Yes | Yes | Yes | N. A.
B0126 | B0126.135 | CORTEX SCREW, ADLER, SELF TAPPING, DIA. 4.5MM, HEX. SLOT, LENGTH 135MM |  | B0126.00 | 01 | 2018-06-21 | N. A. | N. A. | N. A. | QPF/B0126 | N. A. | N. A. | N. A. | N. A. | N. A. | PS/1817 | 00 | 2004-02-12 | N. A. | N. A. | N. A. | B0126 | TMF-1 | IU/1 | Class C | FINISHED GOODS | ADLER™ | CORTEX SCREW, SELF TAPPING | DIA. 4.5MM, HEX. SLOT, LENGTH 135MM | 16 | No | Yes |  | No | N. A. | No | N. A. | No | Yes | No | Yes | M. L.: MFG/MD/2021/000369 |  | 3 | ADLER PRODUCTS\LARGE BONE SCREWS, ADLER\CORTEX SCREWS, ADLER 4.5MM | 0 | Initial issue | Y | BONE SCREWS |  | 1 | No | Yes | Yes | Yes | N. A.
B0126 | B0126.140 | CORTEX SCREW, ADLER, SELF TAPPING, DIA. 4.5MM, HEX. SLOT, LENGTH 140MM |  | B0126.00 | 01 | 2018-06-21 | N. A. | N. A. | N. A. | QPF/B0126 | N. A. | N. A. | N. A. | N. A. | N. A. | PS/1817 | 00 | 2004-02-12 | N. A. | N. A. | N. A. | B0126 | TMF-1 | IU/1 | Class C | FINISHED GOODS | ADLER™ | CORTEX SCREW, SELF TAPPING | DIA. 4.5MM, HEX. SLOT, LENGTH 140MM | 16 | No | Yes |  | No | N. A. | No | N. A. | No | Yes | No | Yes | M. L.: MFG/MD/2021/000369 |  | 3 | ADLER PRODUCTS\LARGE BONE SCREWS, ADLER\CORTEX SCREWS, ADLER 4.5MM | 0 | Initial issue | Y | BONE SCREWS |  | 1 | No | Yes | Yes | Yes | N. A.
B0122 | B0130.020 | CANNULATED CANCELLOUS SCREW, ADLER, DIA. 7.0MM, FULLY THREADED, HEX. SLOT, LENGTH 20MM |  | B0122.000 | 01 | 2008-12-04 | N. A. | N. A. | N. A. | QPF/B0122 | 03 | 2014-11-08 | N. A. | N. A. | N. A. | PS/B0122 | 05 | 2018-03-25 | 2022-12-01 | 2019-12-01 | N. A. | B0122 | TMF-1 | IU/1 | Class C | FINISHED GOODS | ADLER™ | CANNULATED CANCELLOUS SCREW, DIA. 7.0MM | FULLY THREADED, HEX. SLOT, LENGTH 20MM | 16 | No | Yes |  | No | N. A. | No | N. A. | No | Yes | No | Yes | M. L.: MFG/MD/2021/000369 |  | 1 | ADLER PRODUCTS\LARGE CANNULATED SCREWS, ADLER\CANNULATED SCREWS, ADLER 7MM X FULL THD | 0 | Activated on 18APR2024 | N | BONE SCREWS |  | 1 | No | Yes | Yes | Yes | N. A.
B0122 | B0130.025 | CANNULATED CANCELLOUS SCREW, ADLER, DIA. 7.0MM, FULLY THREADED, HEX. SLOT, LENGTH 25MM |  | B0122.000 | 01 | 2008-12-04 | N. A. | N. A. | N. A. | QPF/B0122 | 03 | 2014-11-08 | N. A. | N. A. | N. A. | PS/B0122 | 05 | 2018-03-25 | 2022-12-01 | 2019-12-01 | N. A. | B0122 | TMF-1 | IU/1 | Class C | FINISHED GOODS | ADLER™ | CANNULATED CANCELLOUS SCREW, DIA. 7.0MM | FULLY THREADED, HEX. SLOT, LENGTH 25MM | 16 | No | Yes |  | No | N. A. | No | N. A. | No | Yes | No | Yes | M. L.: MFG/MD/2021/000369 |  | 1 | ADLER PRODUCTS\LARGE CANNULATED SCREWS, ADLER\CANNULATED SCREWS, ADLER 7MM X FULL THD | 0 | Activated on 18APR2024 | N | BONE SCREWS |  | 1 | No | Yes | Yes | Yes | N. A.
B0122 | B0130.030 | CANNULATED CANCELLOUS SCREW, ADLER, DIA. 7.0MM, FULLY THREADED, HEX. SLOT, LENGTH 30MM |  | B0122.000 | 01 | 2008-12-04 | N. A. | N. A. | N. A. | QPF/B0122 | 03 | 2014-11-08 | N. A. | N. A. | N. A. | PS/B0122 | 05 | 2018-03-25 | 2022-12-01 | 2019-12-01 | N. A. | B0122 | TMF-1 | IU/1 | Class C | FINISHED GOODS | ADLER™ | CANNULATED CANCELLOUS SCREW, DIA. 7.0MM | FULLY THREADED, HEX. SLOT, LENGTH 30MM | 16 | No | Yes |  | No | N. A. | No | N. A. | No | Yes | No | Yes | M. L.: MFG/MD/2021/000369 |  | 1 | ADLER PRODUCTS\LARGE CANNULATED SCREWS, ADLER\CANNULATED SCREWS, ADLER 7MM X FULL THD | 0 | Activated on 18APR2024 | N | BONE SCREWS |  | 1 | No | Yes | Yes | Yes | N. A.
B0122 | B0130.035 | CANNULATED CANCELLOUS SCREW, ADLER, DIA. 7.0MM, FULLY THREADED, HEX. SLOT, LENGTH 35MM |  | B0122.000 | 01 | 2008-12-04 | N. A. | N. A. | N. A. | QPF/B0122 | 03 | 2014-11-08 | N. A. | N. A. | N. A. | PS/B0122 | 05 | 2018-03-25 | 2022-12-01 | 2019-12-01 | N. A. | B0122 | TMF-1 | IU/1 | Class C | FINISHED GOODS | ADLER™ | CANNULATED CANCELLOUS SCREW, DIA. 7.0MM | FULLY THREADED, HEX. SLOT, LENGTH 35MM | 16 | No | Yes |  | No | N. A. | No | N. A. | No | Yes | No | Yes | M. L.: MFG/MD/2021/000369 |  | 1 | ADLER PRODUCTS\LARGE CANNULATED SCREWS, ADLER\CANNULATED SCREWS, ADLER 7MM X FULL THD | 0 | Activated on 18APR2024 | N | BONE SCREWS |  | 1 | No | Yes | Yes | Yes | N. A.
B0122 | B0130.040 | CANNULATED CANCELLOUS SCREW, ADLER, DIA. 7.0MM, FULLY THREADED, HEX. SLOT, LENGTH 40MM |  | B0122.000 | 01 | 2008-12-04 | N. A. | N. A. | N. A. | QPF/B0122 | 03 | 2014-11-08 | N. A. | N. A. | N. A. | PS/B0122 | 05 | 2018-03-25 | 2022-12-01 | 2019-12-01 | N. A. | B0122 | TMF-1 | IU/1 | Class C | FINISHED GOODS | ADLER™ | CANNULATED CANCELLOUS SCREW, DIA. 7.0MM | FULLY THREADED, HEX. SLOT, LENGTH 40MM | 16 | No | Yes |  | No | N. A. | No | N. A. | No | Yes | No | Yes | M. L.: MFG/MD/2021/000369 |  | 1 | ADLER PRODUCTS\LARGE CANNULATED SCREWS, ADLER\CANNULATED SCREWS, ADLER 7MM X FULL THD | 0 | Activated on 18APR2024 | N | BONE SCREWS |  | 1 | No | Yes | Yes | Yes | N. A.
B0122 | B0130.045 | CANNULATED CANCELLOUS SCREW, ADLER, DIA. 7.0MM, FULLY THREADED, HEX. SLOT, LENGTH 45MM |  | B0122.000 | 01 | 2008-12-04 | N. A. | N. A. | N. A. | QPF/B0122 | 03 | 2014-11-08 | N. A. | N. A. | N. A. | PS/B0122 | 05 | 2018-03-25 | 2022-12-01 | 2019-12-01 | N. A. | B0122 | TMF-1 | IU/1 | Class C | FINISHED GOODS | ADLER™ | CANNULATED CANCELLOUS SCREW, DIA. 7.0MM | FULLY THREADED, HEX. SLOT, LENGTH 45MM | 16 | No | Yes |  | No | N. A. | No | N. A. | No | Yes | No | Yes | M. L.: MFG/MD/2021/000369 |  | 1 | ADLER PRODUCTS\LARGE CANNULATED SCREWS, ADLER\CANNULATED SCREWS, ADLER 7MM X FULL THD | 0 | Activated on 18APR2024 | N | BONE SCREWS |  | 1 | No | Yes | Yes | Yes | N. A.
B0122 | B0130.050 | CANNULATED CANCELLOUS SCREW, ADLER, DIA. 7.0MM, FULLY THREADED, HEX. SLOT, LENGTH 50MM |  | B0122.000 | 01 | 2008-12-04 | N. A. | N. A. | N. A. | QPF/B0122 | 03 | 2014-11-08 | N. A. | N. A. | N. A. | PS/B0122 | 05 | 2018-03-25 | 2022-12-01 | 2019-12-01 | N. A. | B0122 | TMF-1 | IU/1 | Class C | FINISHED GOODS | ADLER™ | CANNULATED CANCELLOUS SCREW, DIA. 7.0MM | FULLY THREADED, HEX. SLOT, LENGTH 50MM | 16 | No | Yes |  | No | N. A. | No | N. A. | No | Yes | No | Yes | M. L.: MFG/MD/2021/000369 |  | 1 | ADLER PRODUCTS\LARGE CANNULATED SCREWS, ADLER\CANNULATED SCREWS, ADLER 7MM X FULL THD | 0 | Activated on 18APR2024 | N | BONE SCREWS |  | 1 | No | Yes | Yes | Yes | N. A.
B0122 | B0130.055 | CANNULATED CANCELLOUS SCREW, ADLER, DIA. 7.0MM, FULLY THREADED, HEX. SLOT, LENGTH 55MM |  | B0122.000 | 01 | 2008-12-04 | N. A. | N. A. | N. A. | QPF/B0122 | 03 | 2014-11-08 | N. A. | N. A. | N. A. | PS/B0122 | 05 | 2018-03-25 | 2022-12-01 | 2019-12-01 | N. A. | B0122 | TMF-1 | IU/1 | Class C | FINISHED GOODS | ADLER™ | CANNULATED CANCELLOUS SCREW, DIA. 7.0MM | FULLY THREADED, HEX. SLOT, LENGTH 55MM | 16 | No | Yes |  | No | N. A. | No | N. A. | No | Yes | No | Yes | M. L.: MFG/MD/2021/000369 |  | 1 | ADLER PRODUCTS\LARGE CANNULATED SCREWS, ADLER\CANNULATED SCREWS, ADLER 7MM X FULL THD | 0 | Activated on 18APR2024 | N | BONE SCREWS |  | 1 | No | Yes | Yes | Yes | N. A.
B0122 | B0130.060 | CANNULATED CANCELLOUS SCREW, ADLER, DIA. 7.0MM, FULLY THREADED, HEX. SLOT, LENGTH 60MM |  | B0122.000 | 01 | 2008-12-04 | N. A. | N. A. | N. A. | QPF/B0122 | 03 | 2014-11-08 | N. A. | N. A. | N. A. | PS/B0122 | 05 | 2018-03-25 | 2022-12-01 | 2019-12-01 | N. A. | B0122 | TMF-1 | IU/1 | Class C | FINISHED GOODS | ADLER™ | CANNULATED CANCELLOUS SCREW, DIA. 7.0MM | FULLY THREADED, HEX. SLOT, LENGTH 60MM | 16 | No | Yes |  | No | N. A. | No | N. A. | No | Yes | No | Yes | M. L.: MFG/MD/2021/000369 |  | 1 | ADLER PRODUCTS\LARGE CANNULATED SCREWS, ADLER\CANNULATED SCREWS, ADLER 7MM X FULL THD | 0 | Activated on 18APR2024 | N | BONE SCREWS |  | 1 | No | Yes | Yes | Yes | N. A.
B0122 | B0130.065 | CANNULATED CANCELLOUS SCREW, ADLER, DIA. 7.0MM, FULLY THREADED, HEX. SLOT, LENGTH 65MM |  | B0122.000 | 01 | 2008-12-04 | N. A. | N. A. | N. A. | QPF/B0122 | 03 | 2014-11-08 | N. A. | N. A. | N. A. | PS/B0122 | 05 | 2018-03-25 | 2022-12-01 | 2019-12-01 | N. A. | B0122 | TMF-1 | IU/1 | Class C | FINISHED GOODS | ADLER™ | CANNULATED CANCELLOUS SCREW, DIA. 7.0MM | FULLY THREADED, HEX. SLOT, LENGTH 65MM | 16 | No | Yes |  | No | N. A. | No | N. A. | No | Yes | No | Yes | M. L.: MFG/MD/2021/000369 |  | 1 | ADLER PRODUCTS\LARGE CANNULATED SCREWS, ADLER\CANNULATED SCREWS, ADLER 7MM X FULL THD | 0 | Activated on 18APR2024 | N | BONE SCREWS |  | 1 | No | Yes | Yes | Yes | N. A.
B0122 | B0130.070 | CANNULATED CANCELLOUS SCREW, ADLER, DIA. 7.0MM, FULLY THREADED, HEX. SLOT, LENGTH 70MM |  | B0122.000 | 01 | 2008-12-04 | N. A. | N. A. | N. A. | QPF/B0122 | 03 | 2014-11-08 | N. A. | N. A. | N. A. | PS/B0122 | 05 | 2018-03-25 | 2022-12-01 | 2019-12-01 | N. A. | B0122 | TMF-1 | IU/1 | Class C | FINISHED GOODS | ADLER™ | CANNULATED CANCELLOUS SCREW, DIA. 7.0MM | FULLY THREADED, HEX. SLOT, LENGTH 70MM | 16 | No | Yes |  | No | N. A. | No | N. A. | No | Yes | No | Yes | M. L.: MFG/MD/2021/000369 |  | 1 | ADLER PRODUCTS\LARGE CANNULATED SCREWS, ADLER\CANNULATED SCREWS, ADLER 7MM X FULL THD | 0 | Activated on 18APR2024 | N | BONE SCREWS |  | 1 | No | Yes | Yes | Yes | N. A.
B0122 | B0130.075 | CANNULATED CANCELLOUS SCREW, ADLER, DIA. 7.0MM, FULLY THREADED, HEX. SLOT, LENGTH 75MM |  | B0122.000 | 01 | 2008-12-04 | N. A. | N. A. | N. A. | QPF/B0122 | 03 | 2014-11-08 | N. A. | N. A. | N. A. | PS/B0122 | 05 | 2018-03-25 | 2022-12-01 | 2019-12-01 | N. A. | B0122 | TMF-1 | IU/1 | Class C | FINISHED GOODS | ADLER™ | CANNULATED CANCELLOUS SCREW, DIA. 7.0MM | FULLY THREADED, HEX. SLOT, LENGTH 75MM | 16 | No | Yes |  | No | N. A. | No | N. A. | No | Yes | No | Yes | M. L.: MFG/MD/2021/000369 |  | 1 | ADLER PRODUCTS\LARGE CANNULATED SCREWS, ADLER\CANNULATED SCREWS, ADLER 7MM X FULL THD | 0 | Activated on 18APR2024 | N | BONE SCREWS |  | 1 | No | Yes | Yes | Yes | N. A.
B0122 | B0130.080 | CANNULATED CANCELLOUS SCREW, ADLER, DIA. 7.0MM, FULLY THREADED, HEX. SLOT, LENGTH 80MM |  | B0122.000 | 01 | 2008-12-04 | N. A. | N. A. | N. A. | QPF/B0122 | 03 | 2014-11-08 | N. A. | N. A. | N. A. | PS/B0122 | 05 | 2018-03-25 | 2022-12-01 | 2019-12-01 | N. A. | B0122 | TMF-1 | IU/1 | Class C | FINISHED GOODS | ADLER™ | CANNULATED CANCELLOUS SCREW, DIA. 7.0MM | FULLY THREADED, HEX. SLOT, LENGTH 80MM | 16 | No | Yes |  | No | N. A. | No | N. A. | No | Yes | No | Yes | M. L.: MFG/MD/2021/000369 |  | 1 | ADLER PRODUCTS\LARGE CANNULATED SCREWS, ADLER\CANNULATED SCREWS, ADLER 7MM X FULL THD | 0 | Activated on 18APR2024 | N | BONE SCREWS |  | 1 | No | Yes | Yes | Yes | N. A.
B0122 | B0130.085 | CANNULATED CANCELLOUS SCREW, ADLER, DIA. 7.0MM, FULLY THREADED, HEX. SLOT, LENGTH 85MM |  | B0122.000 | 01 | 2008-12-04 | N. A. | N. A. | N. A. | QPF/B0122 | 03 | 2014-11-08 | N. A. | N. A. | N. A. | PS/B0122 | 05 | 2018-03-25 | 2022-12-01 | 2019-12-01 | N. A. | B0122 | TMF-1 | IU/1 | Class C | FINISHED GOODS | ADLER™ | CANNULATED CANCELLOUS SCREW, DIA. 7.0MM | FULLY THREADED, HEX. SLOT, LENGTH 85MM | 16 | No | Yes |  | No | N. A. | No | N. A. | No | Yes | No | Yes | M. L.: MFG/MD/2021/000369 |  | 1 | ADLER PRODUCTS\LARGE CANNULATED SCREWS, ADLER\CANNULATED SCREWS, ADLER 7MM X FULL THD | 0 | Activated on 18APR2024 | N | BONE SCREWS |  | 1 | No | Yes | Yes | Yes | N. A.
B0122 | B0130.090 | CANNULATED CANCELLOUS SCREW, ADLER, DIA. 7.0MM, FULLY THREADED, HEX. SLOT, LENGTH 90MM |  | B0122.000 | 01 | 2008-12-04 | N. A. | N. A. | N. A. | QPF/B0122 | 03 | 2014-11-08 | N. A. | N. A. | N. A. | PS/B0122 | 05 | 2018-03-25 | 2022-12-01 | 2019-12-01 | N. A. | B0122 | TMF-1 | IU/1 | Class C | FINISHED GOODS | ADLER™ | CANNULATED CANCELLOUS SCREW, DIA. 7.0MM | FULLY THREADED, HEX. SLOT, LENGTH 90MM | 16 | No | Yes |  | No | N. A. | No | N. A. | No | Yes | No | Yes | M. L.: MFG/MD/2021/000369 |  | 1 | ADLER PRODUCTS\LARGE CANNULATED SCREWS, ADLER\CANNULATED SCREWS, ADLER 7MM X FULL THD | 0 | Activated on 18APR2024 | N | BONE SCREWS |  | 1 | No | Yes | Yes | Yes | N. A.
B0122 | B0130.095 | CANNULATED CANCELLOUS SCREW, ADLER, DIA. 7.0MM, FULLY THREADED, HEX. SLOT, LENGTH 95MM |  | B0122.000 | 01 | 2008-12-04 | N. A. | N. A. | N. A. | QPF/B0122 | 03 | 2014-11-08 | N. A. | N. A. | N. A. | PS/B0122 | 05 | 2018-03-25 | 2022-12-01 | 2019-12-01 | N. A. | B0122 | TMF-1 | IU/1 | Class C | FINISHED GOODS | ADLER™ | CANNULATED CANCELLOUS SCREW, DIA. 7.0MM | FULLY THREADED, HEX. SLOT, LENGTH 95MM | 16 | No | Yes |  | No | N. A. | No | N. A. | No | Yes | No | Yes | M. L.: MFG/MD/2021/000369 |  | 1 | ADLER PRODUCTS\LARGE CANNULATED SCREWS, ADLER\CANNULATED SCREWS, ADLER 7MM X FULL THD | 0 | Activated on 18APR2024 | N | BONE SCREWS |  | 1 | No | Yes | Yes | Yes | N. A.
B0122 | B0130.100 | CANNULATED CANCELLOUS SCREW, ADLER, DIA. 7.0MM, FULLY THREADED, HEX. SLOT, LENGTH 100MM |  | B0122.000 | 01 | 2008-12-04 | N. A. | N. A. | N. A. | QPF/B0122 | 03 | 2014-11-08 | N. A. | N. A. | N. A. | PS/B0122 | 05 | 2018-03-25 | 2022-12-01 | 2019-12-01 | N. A. | B0122 | TMF-1 | IU/1 | Class C | FINISHED GOODS | ADLER™ | CANNULATED CANCELLOUS SCREW, DIA. 7.0MM | FULLY THREADED, HEX. SLOT, LENGTH 100MM | 16 | No | Yes |  | No | N. A. | No | N. A. | No | Yes | No | Yes | M. L.: MFG/MD/2021/000369 |  | 1 | ADLER PRODUCTS\LARGE CANNULATED SCREWS, ADLER\CANNULATED SCREWS, ADLER 7MM X FULL THD | 0 | Activated on 18APR2024 | N | BONE SCREWS |  | 1 | No | Yes | Yes | Yes | N. A.
B0122 | B0130.105 | CANNULATED CANCELLOUS SCREW, ADLER, DIA. 7.0MM, FULLY THREADED, HEX. SLOT, LENGTH 105MM |  | B0122.000 | 01 | 2008-12-04 | N. A. | N. A. | N. A. | QPF/B0122 | 03 | 2014-11-08 | N. A. | N. A. | N. A. | PS/B0122 | 05 | 2018-03-25 | 2022-12-01 | 2019-12-01 | N. A. | B0122 | TMF-1 | IU/1 | Class C | FINISHED GOODS | ADLER™ | CANNULATED CANCELLOUS SCREW, DIA. 7.0MM | FULLY THREADED, HEX. SLOT, LENGTH 105MM | 16 | No | Yes |  | No | N. A. | No | N. A. | No | Yes | No | Yes | M. L.: MFG/MD/2021/000369 |  | 1 | ADLER PRODUCTS\LARGE CANNULATED SCREWS, ADLER\CANNULATED SCREWS, ADLER 7MM X FULL THD | 0 | Activated on 18APR2024 | N | BONE SCREWS |  | 1 | No | Yes | Yes | Yes | N. A.
B0122 | B0130.110 | CANNULATED CANCELLOUS SCREW, ADLER, DIA. 7.0MM, FULLY THREADED, HEX. SLOT, LENGTH 110MM |  | B0122.000 | 01 | 2008-12-04 | N. A. | N. A. | N. A. | QPF/B0122 | 03 | 2014-11-08 | N. A. | N. A. | N. A. | PS/B0122 | 05 | 2018-03-25 | 2022-12-01 | 2019-12-01 | N. A. | B0122 | TMF-1 | IU/1 | Class C | FINISHED GOODS | ADLER™ | CANNULATED CANCELLOUS SCREW, DIA. 7.0MM | FULLY THREADED, HEX. SLOT, LENGTH 110MM | 16 | No | Yes |  | No | N. A. | No | N. A. | No | Yes | No | Yes | M. L.: MFG/MD/2021/000369 |  | 1 | ADLER PRODUCTS\LARGE CANNULATED SCREWS, ADLER\CANNULATED SCREWS, ADLER 7MM X FULL THD | 0 | Activated on 18APR2024 | N | BONE SCREWS |  | 1 | No | Yes | Yes | Yes | N. A.
B0122 | B0130.115 | CANNULATED CANCELLOUS SCREW, ADLER, DIA. 7.0MM, FULLY THREADED, HEX. SLOT, LENGTH 115MM |  | B0122.000 | 01 | 2008-12-04 | N. A. | N. A. | N. A. | QPF/B0122 | 03 | 2014-11-08 | N. A. | N. A. | N. A. | PS/B0122 | 05 | 2018-03-25 | 2022-12-01 | 2019-12-01 | N. A. | B0122 | TMF-1 | IU/1 | Class C | FINISHED GOODS | ADLER™ | CANNULATED CANCELLOUS SCREW, DIA. 7.0MM | FULLY THREADED, HEX. SLOT, LENGTH 115MM | 16 | No | Yes |  | No | N. A. | No | N. A. | No | Yes | No | Yes | M. L.: MFG/MD/2021/000369 |  | 1 | ADLER PRODUCTS\LARGE CANNULATED SCREWS, ADLER\CANNULATED SCREWS, ADLER 7MM X FULL THD | 0 | Activated on 18APR2024 | N | BONE SCREWS |  | 1 | No | Yes | Yes | Yes | N. A.
B0122 | B0130.120 | CANNULATED CANCELLOUS SCREW, ADLER, DIA. 7.0MM, FULLY THREADED, HEX. SLOT, LENGTH 120MM |  | B0122.000 | 01 | 2008-12-04 | N. A. | N. A. | N. A. | QPF/B0122 | 03 | 2014-11-08 | N. A. | N. A. | N. A. | PS/B0122 | 05 | 2018-03-25 | 2022-12-01 | 2019-12-01 | N. A. | B0122 | TMF-1 | IU/1 | Class C | FINISHED GOODS | ADLER™ | CANNULATED CANCELLOUS SCREW, DIA. 7.0MM | FULLY THREADED, HEX. SLOT, LENGTH 120MM | 16 | No | Yes |  | No | N. A. | No | N. A. | No | Yes | No | Yes | M. L.: MFG/MD/2021/000369 |  | 1 | ADLER PRODUCTS\LARGE CANNULATED SCREWS, ADLER\CANNULATED SCREWS, ADLER 7MM X FULL THD | 0 | Activated on 18APR2024 | N | BONE SCREWS |  | 1 | No | Yes | Yes | Yes | N. A.
B0122 | B0130.125 | CANNULATED CANCELLOUS SCREW, ADLER, DIA. 7.0MM, FULLY THREADED, HEX. SLOT, LENGTH 125MM |  | B0122.000 | 01 | 2008-12-04 | N. A. | N. A. | N. A. | QPF/B0122 | 03 | 2014-11-08 | N. A. | N. A. | N. A. | PS/B0122 | 05 | 2018-03-25 | 2022-12-01 | 2019-12-01 | N. A. | B0122 | TMF-1 | IU/1 | Class C | FINISHED GOODS | ADLER™ | CANNULATED CANCELLOUS SCREW, DIA. 7.0MM | FULLY THREADED, HEX. SLOT, LENGTH 125MM | 16 | No | Yes |  | No | N. A. | No | N. A. | No | Yes | No | Yes | M. L.: MFG/MD/2021/000369 |  | 1 | ADLER PRODUCTS\LARGE CANNULATED SCREWS, ADLER\CANNULATED SCREWS, ADLER 7MM X FULL THD | 0 | Activated on 18APR2024 | N | BONE SCREWS |  | 1 | No | Yes | Yes | Yes | N. A.
B0122 | B0130.130 | CANNULATED CANCELLOUS SCREW, ADLER, DIA. 7.0MM, FULLY THREADED, HEX. SLOT, LENGTH 130MM |  | B0122.000 | #N/A | #N/A | N. A. | N. A. | N. A. | QPF/B0122 | #N/A | #N/A | #N/A | #N/A | #N/A | PS/B0122 | #N/A | #N/A | #N/A | #N/A | #N/A | B0122 | TMF-1 | IU/1 | Class C | FINISHED GOODS | ADLER™ | CANNULATED CANCELLOUS SCREW, DIA. 7.0MM | FULLY THREADED, HEX. SLOT, LENGTH 130MM | 16 | No | Yes |  | No | N. A. | No | N. A. | No | Yes | No | Yes | M. L.: MFG/MD/2021/000369 |  | 1 | ADLER PRODUCTS\LARGE CANNULATED SCREWS, ADLER\CANNULATED SCREWS, ADLER 7MM X FULL THD | 0 | Activated on 18APR2024 | N | BONE SCREWS |  | 1 | No | Yes | Yes | Yes | N. A.
B0133 | B0133.038 | CORTEX SCREW, ADLER, UNDERCUT NECK, DIA. 4.5MM, HEX. SLOT, LENGTH 38MM |  | B0133.00 | #N/A | #N/A | N. A. | N. A. | N. A. | QPF/B0133 | #N/A | #N/A | #N/A | #N/A | #N/A | PS/B0133 | #N/A | #N/A | #N/A | #N/A | #N/A | B0133 | TMF-1 | IU/1 | Class C | FINISHED GOODS | ADLER™ | CORTEX SCREW, DIA. 4.5MM | UNDERCUT NECK, LENGTH 38MM | 16 | No | Yes |  | No | N. A. | No | N. A. | No | Yes | No | Yes | M. L.: MFG/MD/2021/000369 |  | 3 | ADLER PRODUCTS\LARGE BONE SCREWS, ADLER\CORTEX SCREWS, ADLER 4.5MM | 0 | Initial issue | Y | BONE SCREWS |  | 1 | No | Yes | Yes | Yes | N. A.
B0212 | B0202.10 | CORTEX SCREW, S`RUT, DIA. 3.5 / 1.25MM PITCH, HEX. SLOT, LENGTH 10MM |  | B0212.00 | 06 | 2019-06-15 | N. A. | N. A. | N. A. | QPF/B0212 | 03 | 2021-02-03 | N. A. | N. A. | N. A. | PS/B0212 | 04 | 2018-11-10 | 2022-12-07 | 2019-12-08 | N. A. | B0212 | TMF-1 | IU/1 | Class C | FINISHED GOODS | SUSHRUT™ | CORTEX SCREW, DIA. 3.5 | 1.25MM PITCH, HEX. SLOT, LENGTH 10MM | 16 | No | Yes |  | No | N. A. | No | N. A. | No | Yes | No | Yes | M. L.: MFG/MD/2021/000369 |  | 3 | SUSHRUT PRODUCTS\INTERNATIONAL IMPLANTS\SMALL FRAGMENT BONE SCREWS\CORTEX SCREWS 3.5MM X 1.25P, HEX SLOT | 0.0015333 | Initial issue | N | BONE SCREWS |  | 1 | No | Yes | Yes | Yes | N. A.
B0212 | B0202.12 | CORTEX SCREW, S`RUT, DIA. 3.5 / 1.25MM PITCH, HEX. SLOT, LENGTH 12MM |  | B0212.00 | 06 | 2019-06-15 | N. A. | N. A. | N. A. | QPF/B0212 | 03 | 2021-02-03 | N. A. | N. A. | N. A. | PS/B0212 | 04 | 2018-11-10 | 2022-12-07 | 2019-12-08 | N. A. | B0212 | TMF-1 | IU/1 | Class C | FINISHED GOODS | SUSHRUT™ | CORTEX SCREW, DIA. 3.5 | 1.25MM PITCH, HEX. SLOT, LENGTH 12MM | 16 | No | Yes |  | No | N. A. | No | N. A. | No | Yes | No | Yes | M. L.: MFG/MD/2021/000369 |  | 3 | SUSHRUT PRODUCTS\INTERNATIONAL IMPLANTS\SMALL FRAGMENT BONE SCREWS\CORTEX SCREWS 3.5MM X 1.25P, HEX SLOT | 0.0018119 | Initial issue | N | BONE SCREWS |  | 1 | No | Yes | Yes | Yes | N. A.
B0212 | B0202.14 | CORTEX SCREW, S`RUT, DIA. 3.5 / 1.25MM PITCH, HEX. SLOT, LENGTH 14MM |  | B0212.00 | 06 | 2019-06-15 | N. A. | N. A. | N. A. | QPF/B0212 | 03 | 2021-02-03 | N. A. | N. A. | N. A. | PS/B0212 | 04 | 2018-11-10 | 2022-12-07 | 2019-12-08 | N. A. | B0212 | TMF-1 | IU/1 | Class C | FINISHED GOODS | SUSHRUT™ | CORTEX SCREW, DIA. 3.5 | 1.25MM PITCH, HEX. SLOT, LENGTH 14MM | 16 | No | Yes |  | No | N. A. | No | N. A. | No | Yes | No | Yes | M. L.: MFG/MD/2021/000369 |  | 3 | SUSHRUT PRODUCTS\INTERNATIONAL IMPLANTS\SMALL FRAGMENT BONE SCREWS\CORTEX SCREWS 3.5MM X 1.25P, HEX SLOT | 0.0019696 | Initial issue | N | BONE SCREWS |  | 1 | No | Yes | Yes | Yes | N. A.
B0212 | B0202.16 | CORTEX SCREW, S`RUT, DIA. 3.5 / 1.25MM PITCH, HEX. SLOT, LENGTH 16MM |  | B0212.00 | 06 | 2019-06-15 | N. A. | N. A. | N. A. | QPF/B0212 | 03 | 2021-02-03 | N. A. | N. A. | N. A. | PS/B0212 | 04 | 2018-11-10 | 2022-12-07 | 2019-12-08 | N. A. | B0212 | TMF-1 | IU/1 | Class C | FINISHED GOODS | SUSHRUT™ | CORTEX SCREW, DIA. 3.5 | 1.25MM PITCH, HEX. SLOT, LENGTH 16MM | 16 | No | Yes |  | No | N. A. | No | N. A. | No | Yes | No | Yes | M. L.: MFG/MD/2021/000369 |  | 3 | SUSHRUT PRODUCTS\INTERNATIONAL IMPLANTS\SMALL FRAGMENT BONE SCREWS\CORTEX SCREWS 3.5MM X 1.25P, HEX SLOT | 0.0021251 | Initial issue | N | BONE SCREWS |  | 1 | No | Yes | Yes | Yes | N. A.
B0212 | B0202.18 | CORTEX SCREW, S`RUT, DIA. 3.5 / 1.25MM PITCH, HEX. SLOT, LENGTH 18MM |  | B0212.00 | 06 | 2019-06-15 | N. A. | N. A. | N. A. | QPF/B0212 | 03 | 2021-02-03 | N. A. | N. A. | N. A. | PS/B0212 | 04 | 2018-11-10 | 2022-12-07 | 2019-12-08 | N. A. | B0212 | TMF-1 | IU/1 | Class C | FINISHED GOODS | SUSHRUT™ | CORTEX SCREW, DIA. 3.5 | 1.25MM PITCH, HEX. SLOT, LENGTH 18MM | 16 | No | Yes |  | No | N. A. | No | N. A. | No | Yes | No | Yes | M. L.: MFG/MD/2021/000369 |  | 3 | SUSHRUT PRODUCTS\INTERNATIONAL IMPLANTS\SMALL FRAGMENT BONE SCREWS\CORTEX SCREWS 3.5MM X 1.25P, HEX SLOT | 0.0021381 | Initial issue | N | BONE SCREWS |  | 1 | No | Yes | Yes | Yes | N. A.
B0212 | B0202.20 | CORTEX SCREW, S`RUT, DIA. 3.5 / 1.25MM PITCH, HEX. SLOT, LENGTH 20MM |  | B0212.00 | 06 | 2019-06-15 | N. A. | N. A. | N. A. | QPF/B0212 | 03 | 2021-02-03 | N. A. | N. A. | N. A. | PS/B0212 | 04 | 2018-11-10 | 2022-12-07 | 2019-12-08 | N. A. | B0212 | TMF-1 | IU/1 | Class C | FINISHED GOODS | SUSHRUT™ | CORTEX SCREW, DIA. 3.5 | 1.25MM PITCH, HEX. SLOT, LENGTH 20MM | 16 | No | Yes |  | No | N. A. | No | N. A. | No | Yes | No | Yes | M. L.: MFG/MD/2021/000369 |  | 3 | SUSHRUT PRODUCTS\INTERNATIONAL IMPLANTS\SMALL FRAGMENT BONE SCREWS\CORTEX SCREWS 3.5MM X 1.25P, HEX SLOT | 0.0023848 | Initial issue | N | BONE SCREWS |  | 1 | No | Yes | Yes | Yes | N. A.
B0212 | B0202.22 | CORTEX SCREW, S`RUT, DIA. 3.5 / 1.25MM PITCH, HEX. SLOT, LENGTH 22MM |  | B0212.00 | 06 | 2019-06-15 | N. A. | N. A. | N. A. | QPF/B0212 | 03 | 2021-02-03 | N. A. | N. A. | N. A. | PS/B0212 | 04 | 2018-11-10 | 2022-12-07 | 2019-12-08 | N. A. | B0212 | TMF-1 | IU/1 | Class C | FINISHED GOODS | SUSHRUT™ | CORTEX SCREW, DIA. 3.5 | 1.25MM PITCH, HEX. SLOT, LENGTH 22MM | 16 | No | Yes |  | No | N. A. | No | N. A. | No | Yes | No | Yes | M. L.: MFG/MD/2021/000369 |  | 3 | SUSHRUT PRODUCTS\INTERNATIONAL IMPLANTS\SMALL FRAGMENT BONE SCREWS\CORTEX SCREWS 3.5MM X 1.25P, HEX SLOT | 0.0026611 | Initial issue | N | BONE SCREWS |  | 1 | No | Yes | Yes | Yes | N. A.
B0212 | B0202.24 | CORTEX SCREW, S`RUT, DIA. 3.5 / 1.25MM PITCH, HEX. SLOT, LENGTH 24MM |  | B0212.00 | 06 | 2019-06-15 | N. A. | N. A. | N. A. | QPF/B0212 | 03 | 2021-02-03 | N. A. | N. A. | N. A. | PS/B0212 | 04 | 2018-11-10 | 2022-12-07 | 2019-12-08 | N. A. | B0212 | TMF-1 | IU/1 | Class C | FINISHED GOODS | SUSHRUT™ | CORTEX SCREW, DIA. 3.5 | 1.25MM PITCH, HEX. SLOT, LENGTH 24MM | 16 | No | Yes |  | No | N. A. | No | N. A. | No | Yes | No | Yes | M. L.: MFG/MD/2021/000369 |  | 3 | SUSHRUT PRODUCTS\INTERNATIONAL IMPLANTS\SMALL FRAGMENT BONE SCREWS\CORTEX SCREWS 3.5MM X 1.25P, HEX SLOT | 0.0026318 | Initial issue | N | BONE SCREWS |  | 1 | No | Yes | Yes | Yes | N. A.
B0212 | B0202.26 | CORTEX SCREW, S`RUT, DIA. 3.5 / 1.25MM PITCH, HEX. SLOT, LENGTH 26MM |  | B0212.00 | 06 | 2019-06-15 | N. A. | N. A. | N. A. | QPF/B0212 | 03 | 2021-02-03 | N. A. | N. A. | N. A. | PS/B0212 | 04 | 2018-11-10 | 2022-12-07 | 2019-12-08 | N. A. | B0212 | TMF-1 | IU/1 | Class C | FINISHED GOODS | SUSHRUT™ | CORTEX SCREW, DIA. 3.5 | 1.25MM PITCH, HEX. SLOT, LENGTH 26MM | 16 | No | Yes |  | No | N. A. | No | N. A. | No | Yes | No | Yes | M. L.: MFG/MD/2021/000369 |  | 3 | SUSHRUT PRODUCTS\INTERNATIONAL IMPLANTS\SMALL FRAGMENT BONE SCREWS\CORTEX SCREWS 3.5MM X 1.25P, HEX SLOT | 0.00283 | Initial issue | N | BONE SCREWS |  | 1 | No | Yes | Yes | Yes | N. A.
B0212 | B0202.28 | CORTEX SCREW, S`RUT, DIA. 3.5 / 1.25MM PITCH, HEX. SLOT, LENGTH 28MM |  | B0212.00 | 06 | 2019-06-15 | N. A. | N. A. | N. A. | QPF/B0212 | 03 | 2021-02-03 | N. A. | N. A. | N. A. | PS/B0212 | 04 | 2018-11-10 | 2022-12-07 | 2019-12-08 | N. A. | B0212 | TMF-1 | IU/1 | Class C | FINISHED GOODS | SUSHRUT™ | CORTEX SCREW, DIA. 3.5 | 1.25MM PITCH, HEX. SLOT, LENGTH 28MM | 16 | No | Yes |  | No | N. A. | No | N. A. | No | Yes | No | Yes | M. L.: MFG/MD/2021/000369 |  | 3 | SUSHRUT PRODUCTS\INTERNATIONAL IMPLANTS\SMALL FRAGMENT BONE SCREWS\CORTEX SCREWS 3.5MM X 1.25P, HEX SLOT | 0.00291 | Initial issue | N | BONE SCREWS |  | 1 | No | Yes | Yes | Yes | N. A.
B0212 | B0202.30 | CORTEX SCREW, S`RUT, DIA. 3.5 / 1.25MM PITCH, HEX. SLOT, LENGTH 30MM |  | B0212.00 | 06 | 2019-06-15 | N. A. | N. A. | N. A. | QPF/B0212 | 03 | 2021-02-03 | N. A. | N. A. | N. A. | PS/B0212 | 04 | 2018-11-10 | 2022-12-07 | 2019-12-08 | N. A. | B0212 | TMF-1 | IU/1 | Class C | FINISHED GOODS | SUSHRUT™ | CORTEX SCREW, DIA. 3.5 | 1.25MM PITCH, HEX. SLOT, LENGTH 30MM | 16 | No | Yes |  | No | N. A. | No | N. A. | No | Yes | No | Yes | M. L.: MFG/MD/2021/000369 |  | 3 | SUSHRUT PRODUCTS\INTERNATIONAL IMPLANTS\SMALL FRAGMENT BONE SCREWS\CORTEX SCREWS 3.5MM X 1.25P, HEX SLOT | 0.00315 | Initial issue | N | BONE SCREWS |  | 1 | No | Yes | Yes | Yes | N. A.
B0212 | B0202.32 | CORTEX SCREW, S`RUT, DIA. 3.5 / 1.25MM PITCH, HEX. SLOT, LENGTH 32MM |  | B0212.00 | 06 | 2019-06-15 | N. A. | N. A. | N. A. | QPF/B0212 | 03 | 2021-02-03 | N. A. | N. A. | N. A. | PS/B0212 | 04 | 2018-11-10 | 2022-12-07 | 2019-12-08 | N. A. | B0212 | TMF-1 | IU/1 | Class C | FINISHED GOODS | SUSHRUT™ | CORTEX SCREW, DIA. 3.5 | 1.25MM PITCH, HEX. SLOT, LENGTH 32MM | 16 | No | Yes |  | No | N. A. | No | N. A. | No | Yes | No | Yes | M. L.: MFG/MD/2021/000369 |  | 3 | SUSHRUT PRODUCTS\INTERNATIONAL IMPLANTS\SMALL FRAGMENT BONE SCREWS\CORTEX SCREWS 3.5MM X 1.25P, HEX SLOT | 0.0031067 | Initial issue | N | BONE SCREWS |  | 1 | No | Yes | Yes | Yes | N. A.
B0212 | B0202.34 | CORTEX SCREW, S`RUT, DIA. 3.5 / 1.25MM PITCH, HEX. SLOT, LENGTH 34MM |  | B0212.00 | 06 | 2019-06-15 | N. A. | N. A. | N. A. | QPF/B0212 | 03 | 2021-02-03 | N. A. | N. A. | N. A. | PS/B0212 | 04 | 2018-11-10 | 2022-12-07 | 2019-12-08 | N. A. | B0212 | TMF-1 | IU/1 | Class C | FINISHED GOODS | SUSHRUT™ | CORTEX SCREW, DIA. 3.5 | 1.25MM PITCH, HEX. SLOT, LENGTH 34MM | 16 | No | Yes |  | No | N. A. | No | N. A. | No | Yes | No | Yes | M. L.: MFG/MD/2021/000369 |  | 3 | SUSHRUT PRODUCTS\INTERNATIONAL IMPLANTS\SMALL FRAGMENT BONE SCREWS\CORTEX SCREWS 3.5MM X 1.25P, HEX SLOT | 0.003256 | Initial issue | N | BONE SCREWS |  | 1 | No | Yes | Yes | Yes | N. A.
B0212 | B0202.36 | CORTEX SCREW, S`RUT, DIA. 3.5 / 1.25MM PITCH, HEX. SLOT, LENGTH 36MM |  | B0212.00 | 06 | 2019-06-15 | N. A. | N. A. | N. A. | QPF/B0212 | 03 | 2021-02-03 | N. A. | N. A. | N. A. | PS/B0212 | 04 | 2018-11-10 | 2022-12-07 | 2019-12-08 | N. A. | B0212 | TMF-1 | IU/1 | Class C | FINISHED GOODS | SUSHRUT™ | CORTEX SCREW, DIA. 3.5 | 1.25MM PITCH, HEX. SLOT, LENGTH 36MM | 16 | No | Yes |  | No | N. A. | No | N. A. | No | Yes | No | Yes | M. L.: MFG/MD/2021/000369 |  | 3 | SUSHRUT PRODUCTS\INTERNATIONAL IMPLANTS\SMALL FRAGMENT BONE SCREWS\CORTEX SCREWS 3.5MM X 1.25P, HEX SLOT | 0.0032833 | Initial issue | N | BONE SCREWS |  | 1 | No | Yes | Yes | Yes | N. A.
B0212 | B0202.38 | CORTEX SCREW, S`RUT, DIA. 3.5 / 1.25MM PITCH, HEX. SLOT, LENGTH 38MM |  | B0212.00 | 06 | 2019-06-15 | N. A. | N. A. | N. A. | QPF/B0212 | 03 | 2021-02-03 | N. A. | N. A. | N. A. | PS/B0212 | 04 | 2018-11-10 | 2022-12-07 | 2019-12-08 | N. A. | B0212 | TMF-1 | IU/1 | Class C | FINISHED GOODS | SUSHRUT™ | CORTEX SCREW, DIA. 3.5 | 1.25MM PITCH, HEX. SLOT, LENGTH 38MM | 16 | No | Yes |  | No | N. A. | No | N. A. | No | Yes | No | Yes | M. L.: MFG/MD/2021/000369 |  | 3 | SUSHRUT PRODUCTS\INTERNATIONAL IMPLANTS\SMALL FRAGMENT BONE SCREWS\CORTEX SCREWS 3.5MM X 1.25P, HEX SLOT | 0.0033087 | Initial issue | N | BONE SCREWS |  | 1 | No | Yes | Yes | Yes | N. A.
B0212 | B0202.40 | CORTEX SCREW, S`RUT, DIA. 3.5 / 1.25MM PITCH, HEX. SLOT, LENGTH 40MM |  | B0212.00 | 06 | 2019-06-15 | N. A. | N. A. | N. A. | QPF/B0212 | 03 | 2021-02-03 | N. A. | N. A. | N. A. | PS/B0212 | 04 | 2018-11-10 | 2022-12-07 | 2019-12-08 | N. A. | B0212 | TMF-1 | IU/1 | Class C | FINISHED GOODS | SUSHRUT™ | CORTEX SCREW, DIA. 3.5 | 1.25MM PITCH, HEX. SLOT, LENGTH 40MM | 16 | No | Yes |  | No | N. A. | No | N. A. | No | Yes | No | Yes | M. L.: MFG/MD/2021/000369 |  | 3 | SUSHRUT PRODUCTS\INTERNATIONAL IMPLANTS\SMALL FRAGMENT BONE SCREWS\CORTEX SCREWS 3.5MM X 1.25P, HEX SLOT | 0.00338 | Initial issue | N | BONE SCREWS |  | 1 | No | Yes | Yes | Yes | N. A.
B0212 | B0202.42 | CORTEX SCREW, S`RUT, DIA. 3.5 / 1.25MM PITCH, HEX. SLOT, LENGTH 42MM |  | B0212.00 | #N/A | #N/A | N. A. | N. A. | N. A. | QPF/B0212 | 03 | 2021-02-03 | #N/A | #N/A | #N/A | PS/B0212 | #N/A | #N/A | #N/A | #N/A | #N/A | B0212 | TMF-1 | IU/1 | Class C | FINISHED GOODS | SUSHRUT™ | CORTEX SCREW, DIA. 3.5 | 1.25MM PITCH, HEX. SLOT, LENGTH 42MM | 16 | No | Yes |  | No | N. A. | No | N. A. | No | Yes | No | Yes | M. L.: MFG/MD/2021/000369 |  | 3 | SUSHRUT PRODUCTS\INTERNATIONAL IMPLANTS\SMALL FRAGMENT BONE SCREWS\CORTEX SCREWS 3.5MM X 1.25P, HEX SLOT | 0.004 | Initial issue | Y | BONE SCREWS |  | 1 | No | Yes | Yes | Yes | N. A.
B0212 | B0202.44 | CORTEX SCREW, S`RUT, DIA. 3.5 / 1.25MM PITCH, HEX. SLOT, LENGTH 44MM |  | B0212.00 | #N/A | #N/A | N. A. | N. A. | N. A. | QPF/B0212 | 03 | 2021-02-03 | #N/A | #N/A | #N/A | PS/B0212 | #N/A | #N/A | #N/A | #N/A | #N/A | B0212 | TMF-1 | IU/1 | Class C | FINISHED GOODS | SUSHRUT™ | CORTEX SCREW, DIA. 3.5 | 1.25MM PITCH, HEX. SLOT, LENGTH 44MM | 16 | No | Yes |  | No | N. A. | No | N. A. | No | Yes | No | Yes | M. L.: MFG/MD/2021/000369 |  | 3 | SUSHRUT PRODUCTS\INTERNATIONAL IMPLANTS\SMALL FRAGMENT BONE SCREWS\CORTEX SCREWS 3.5MM X 1.25P, HEX SLOT | 0.004 | Initial issue | Y | BONE SCREWS |  | 1 | No | Yes | Yes | Yes | N. A.
B0212 | B0202.45 | CORTEX SCREW, S`RUT, DIA. 3.5 / 1.25MM PITCH, HEX. SLOT, LENGTH 45MM |  | B0212.00 | 06 | 2019-06-15 | N. A. | N. A. | N. A. | QPF/B0212 | 03 | 2021-02-03 | N. A. | N. A. | N. A. | PS/B0212 | 04 | 2018-11-10 | 2022-12-07 | 2019-12-08 | N. A. | B0212 | TMF-1 | IU/1 | Class C | FINISHED GOODS | SUSHRUT™ | CORTEX SCREW, DIA. 3.5 | 1.25MM PITCH, HEX. SLOT, LENGTH 45MM | 16 | No | Yes |  | No | N. A. | No | N. A. | No | Yes | No | Yes | M. L.: MFG/MD/2021/000369 |  | 3 | SUSHRUT PRODUCTS\INTERNATIONAL IMPLANTS\SMALL FRAGMENT BONE SCREWS\CORTEX SCREWS 3.5MM X 1.25P, HEX SLOT | 0.004 | Initial issue | N | BONE SCREWS |  | 1 | No | Yes | Yes | Yes | N. A.
B0212 | B0202.50 | CORTEX SCREW, S`RUT, DIA. 3.5 / 1.25MM PITCH, HEX. SLOT, LENGTH 50MM |  | B0212.00 | 06 | 2019-06-15 | N. A. | N. A. | N. A. | QPF/B0212 | 03 | 2021-02-03 | N. A. | N. A. | N. A. | PS/B0212 | 04 | 2018-11-10 | 2022-12-07 | 2019-12-08 | N. A. | B0212 | TMF-1 | IU/1 | Class C | FINISHED GOODS | SUSHRUT™ | CORTEX SCREW, DIA. 3.5 | 1.25MM PITCH, HEX. SLOT, LENGTH 50MM | 16 | No | Yes |  | No | N. A. | No | N. A. | No | Yes | No | Yes | M. L.: MFG/MD/2021/000369 |  | 3 | SUSHRUT PRODUCTS\INTERNATIONAL IMPLANTS\SMALL FRAGMENT BONE SCREWS\CORTEX SCREWS 3.5MM X 1.25P, HEX SLOT | 0.004 | Initial issue | N | BONE SCREWS |  | 1 | No | Yes | Yes | Yes | N. A.
B0212 | B0202.55 | CORTEX SCREW, S`RUT, DIA. 3.5 / 1.25MM PITCH, HEX. SLOT, LENGTH 55MM |  | B0212.00 | 06 | 2019-06-15 | N. A. | N. A. | N. A. | QPF/B0212 | 03 | 2021-02-03 | N. A. | N. A. | N. A. | PS/B0212 | 04 | 2018-11-10 | 2022-12-07 | 2019-12-08 | N. A. | B0212 | TMF-1 | IU/1 | Class C | FINISHED GOODS | SUSHRUT™ | CORTEX SCREW, DIA. 3.5 | 1.25MM PITCH, HEX. SLOT, LENGTH 55MM | 16 | No | Yes |  | No | N. A. | No | N. A. | No | Yes | No | Yes | M. L.: MFG/MD/2021/000369 |  | 3 | SUSHRUT PRODUCTS\INTERNATIONAL IMPLANTS\SMALL FRAGMENT BONE SCREWS\CORTEX SCREWS 3.5MM X 1.25P, HEX SLOT | 0.004 | Initial issue | N | BONE SCREWS |  | 1 | No | Yes | Yes | Yes | N. A.
B0212 | B0202.60 | CORTEX SCREW, S`RUT, DIA. 3.5 / 1.25MM PITCH, HEX. SLOT, LENGTH 60MM |  | B0212.00 | 06 | 2019-06-15 | N. A. | N. A. | N. A. | QPF/B0212 | 03 | 2021-02-03 | N. A. | N. A. | N. A. | PS/B0212 | 04 | 2018-11-10 | 2022-12-07 | 2019-12-08 | N. A. | B0212 | TMF-1 | IU/1 | Class C | FINISHED GOODS | SUSHRUT™ | CORTEX SCREW, DIA. 3.5 | 1.25MM PITCH, HEX. SLOT, LENGTH 60MM | 16 | No | Yes |  | No | N. A. | No | N. A. | No | Yes | No | Yes | M. L.: MFG/MD/2021/000369 |  | 3 | SUSHRUT PRODUCTS\INTERNATIONAL IMPLANTS\SMALL FRAGMENT BONE SCREWS\CORTEX SCREWS 3.5MM X 1.25P, HEX SLOT | 0.004 | Initial issue | N | BONE SCREWS |  | 1 | No | Yes | Yes | Yes | N. A.
B0212 | B0204.10 | CORTEX SCREW, S`RUT, DIA. 3.5 / 1.75MM PITCH, HEX. SLOT, LENGTH 10MM |  | B0214.000 | 04 | 2019-01-15 | N. A. | N. A. | N. A. | QPF/B0212 | 03 | 2021-02-03 | N. A. | N. A. | N. A. | PS/B0214 | 02 | 2018-11-10 | N. A. | N. A. | N. A. | B0214 | TMF-1 | IU/1 | Class C | FINISHED GOODS | SUSHRUT™ | CORTEX SCREW, DIA. 3.5 | 1.75MM PITCH, HEX. SLOT, LENGTH 10MM | 16 | No | Yes |  | No | N. A. | No | N. A. | No | Yes | No | Yes | M. L.: MFG/MD/2021/000369 |  | 3 | SUSHRUT PRODUCTS\INTERNATIONAL IMPLANTS\SMALL FRAGMENT BONE SCREWS\CORTEX SCREWS 3.5MM X 1.75P, HEX SLOT | 0.004 | Initial issue | N | BONE SCREWS |  | 1 | No | Yes | Yes | Yes | N. A.
B0212 | B0204.12 | CORTEX SCREW, S`RUT, DIA. 3.5 / 1.75MM PITCH, HEX. SLOT, LENGTH 12MM |  | B0214.000 | 04 | 2019-01-15 | N. A. | N. A. | N. A. | QPF/B0212 | 03 | 2021-02-03 | N. A. | N. A. | N. A. | PS/B0214 | 02 | 2018-11-10 | N. A. | N. A. | N. A. | B0214 | TMF-1 | IU/1 | Class C | FINISHED GOODS | SUSHRUT™ | CORTEX SCREW, DIA. 3.5 | 1.75MM PITCH, HEX. SLOT, LENGTH 12MM | 16 | No | Yes |  | No | N. A. | No | N. A. | No | Yes | No | Yes | M. L.: MFG/MD/2021/000369 |  | 3 | SUSHRUT PRODUCTS\INTERNATIONAL IMPLANTS\SMALL FRAGMENT BONE SCREWS\CORTEX SCREWS 3.5MM X 1.75P, HEX SLOT | 0.004 | Initial issue | N | BONE SCREWS |  | 1 | No | Yes | Yes | Yes | N. A.
B0212 | B0204.14 | CORTEX SCREW, S`RUT, DIA. 3.5 / 1.75MM PITCH, HEX. SLOT, LENGTH 14MM |  | B0214.000 | 04 | 2019-01-15 | N. A. | N. A. | N. A. | QPF/B0212 | 03 | 2021-02-03 | N. A. | N. A. | N. A. | PS/B0214 | 02 | 2018-11-10 | N. A. | N. A. | N. A. | B0214 | TMF-1 | IU/1 | Class C | FINISHED GOODS | SUSHRUT™ | CORTEX SCREW, DIA. 3.5 | 1.75MM PITCH, HEX. SLOT, LENGTH 14MM | 16 | No | Yes |  | No | N. A. | No | N. A. | No | Yes | No | Yes | M. L.: MFG/MD/2021/000369 |  | 3 | SUSHRUT PRODUCTS\INTERNATIONAL IMPLANTS\SMALL FRAGMENT BONE SCREWS\CORTEX SCREWS 3.5MM X 1.75P, HEX SLOT | 0.004 | Initial issue | N | BONE SCREWS |  | 1 | No | Yes | Yes | Yes | N. A.
B0212 | B0204.16 | CORTEX SCREW, S`RUT, DIA. 3.5 / 1.75MM PITCH, HEX. SLOT, LENGTH 16MM |  | B0214.000 | 04 | 2019-01-15 | N. A. | N. A. | N. A. | QPF/B0212 | 03 | 2021-02-03 | N. A. | N. A. | N. A. | PS/B0214 | 02 | 2018-11-10 | N. A. | N. A. | N. A. | B0214 | TMF-1 | IU/1 | Class C | FINISHED GOODS | SUSHRUT™ | CORTEX SCREW, DIA. 3.5 | 1.75MM PITCH, HEX. SLOT, LENGTH 16MM | 16 | No | Yes |  | No | N. A. | No | N. A. | No | Yes | No | Yes | M. L.: MFG/MD/2021/000369 |  | 3 | SUSHRUT PRODUCTS\INTERNATIONAL IMPLANTS\SMALL FRAGMENT BONE SCREWS\CORTEX SCREWS 3.5MM X 1.75P, HEX SLOT | 0.004 | Initial issue | N | BONE SCREWS |  | 1 | No | Yes | Yes | Yes | N. A.
B0212 | B0204.18 | CORTEX SCREW, S`RUT, DIA. 3.5 / 1.75MM PITCH, HEX. SLOT, LENGTH 18MM |  | B0214.000 | 04 | 2019-01-15 | N. A. | N. A. | N. A. | QPF/B0212 | 03 | 2021-02-03 | N. A. | N. A. | N. A. | PS/B0214 | 02 | 2018-11-10 | N. A. | N. A. | N. A. | B0214 | TMF-1 | IU/1 | Class C | FINISHED GOODS | SUSHRUT™ | CORTEX SCREW, DIA. 3.5 | 1.75MM PITCH, HEX. SLOT, LENGTH 18MM | 16 | No | Yes |  | No | N. A. | No | N. A. | No | Yes | No | Yes | M. L.: MFG/MD/2021/000369 |  | 3 | SUSHRUT PRODUCTS\INTERNATIONAL IMPLANTS\SMALL FRAGMENT BONE SCREWS\CORTEX SCREWS 3.5MM X 1.75P, HEX SLOT | 0.004 | Initial issue | N | BONE SCREWS |  | 1 | No | Yes | Yes | Yes | N. A.
B0212 | B0204.20 | CORTEX SCREW, S`RUT, DIA. 3.5 / 1.75MM PITCH, HEX. SLOT, LENGTH 20MM |  | B0214.000 | 04 | 2019-01-15 | N. A. | N. A. | N. A. | QPF/B0212 | 03 | 2021-02-03 | N. A. | N. A. | N. A. | PS/B0214 | 02 | 2018-11-10 | N. A. | N. A. | N. A. | B0214 | TMF-1 | IU/1 | Class C | FINISHED GOODS | SUSHRUT™ | CORTEX SCREW, DIA. 3.5 | 1.75MM PITCH, HEX. SLOT, LENGTH 20MM | 16 | No | Yes |  | No | N. A. | No | N. A. | No | Yes | No | Yes | M. L.: MFG/MD/2021/000369 |  | 3 | SUSHRUT PRODUCTS\INTERNATIONAL IMPLANTS\SMALL FRAGMENT BONE SCREWS\CORTEX SCREWS 3.5MM X 1.75P, HEX SLOT | 0.004 | Initial issue | N | BONE SCREWS |  | 1 | No | Yes | Yes | Yes | N. A.
B0212 | B0204.22 | CORTEX SCREW, S`RUT, DIA. 3.5 / 1.75MM PITCH, HEX. SLOT, LENGTH 22MM |  | B0214.000 | 04 | 2019-01-15 | N. A. | N. A. | N. A. | QPF/B0212 | 03 | 2021-02-03 | N. A. | N. A. | N. A. | PS/B0214 | 02 | 2018-11-10 | N. A. | N. A. | N. A. | B0214 | TMF-1 | IU/1 | Class C | FINISHED GOODS | SUSHRUT™ | CORTEX SCREW, DIA. 3.5 | 1.75MM PITCH, HEX. SLOT, LENGTH 22MM | 16 | No | Yes |  | No | N. A. | No | N. A. | No | Yes | No | Yes | M. L.: MFG/MD/2021/000369 |  | 3 | SUSHRUT PRODUCTS\INTERNATIONAL IMPLANTS\SMALL FRAGMENT BONE SCREWS\CORTEX SCREWS 3.5MM X 1.75P, HEX SLOT | 0 | Initial issue | N | BONE SCREWS |  | 1 | No | Yes | Yes | Yes | N. A.
B0212 | B0204.24 | CORTEX SCREW, S`RUT, DIA. 3.5 / 1.75MM PITCH, HEX. SLOT, LENGTH 24MM |  | B0214.000 | 04 | 2019-01-15 | N. A. | N. A. | N. A. | QPF/B0212 | 03 | 2021-02-03 | N. A. | N. A. | N. A. | PS/B0214 | 02 | 2018-11-10 | N. A. | N. A. | N. A. | B0214 | TMF-1 | IU/1 | Class C | FINISHED GOODS | SUSHRUT™ | CORTEX SCREW, DIA. 3.5 | 1.75MM PITCH, HEX. SLOT, LENGTH 24MM | 16 | No | Yes |  | No | N. A. | No | N. A. | No | Yes | No | Yes | M. L.: MFG/MD/2021/000369 |  | 3 | SUSHRUT PRODUCTS\INTERNATIONAL IMPLANTS\SMALL FRAGMENT BONE SCREWS\CORTEX SCREWS 3.5MM X 1.75P, HEX SLOT | 0.004 | Initial issue | N | BONE SCREWS |  | 1 | No | Yes | Yes | Yes | N. A.
B0212 | B0204.26 | CORTEX SCREW, S`RUT, DIA. 3.5 / 1.75MM PITCH, HEX. SLOT, LENGTH 26MM |  | B0214.000 | 04 | 2019-01-15 | N. A. | N. A. | N. A. | QPF/B0212 | 03 | 2021-02-03 | N. A. | N. A. | N. A. | PS/B0214 | 02 | 2018-11-10 | N. A. | N. A. | N. A. | B0214 | TMF-1 | IU/1 | Class C | FINISHED GOODS | SUSHRUT™ | CORTEX SCREW, DIA. 3.5 | 1.75MM PITCH, HEX. SLOT, LENGTH 26MM | 16 | No | Yes |  | No | N. A. | No | N. A. | No | Yes | No | Yes | M. L.: MFG/MD/2021/000369 |  | 3 | SUSHRUT PRODUCTS\INTERNATIONAL IMPLANTS\SMALL FRAGMENT BONE SCREWS\CORTEX SCREWS 3.5MM X 1.75P, HEX SLOT | 0.004 | Initial issue | N | BONE SCREWS |  | 1 | No | Yes | Yes | Yes | N. A.
B0212 | B0204.28 | CORTEX SCREW, S`RUT, DIA. 3.5 / 1.75MM PITCH, HEX. SLOT, LENGTH 28MM |  | B0214.000 | 04 | 2019-01-15 | N. A. | N. A. | N. A. | QPF/B0212 | 03 | 2021-02-03 | N. A. | N. A. | N. A. | PS/B0214 | 02 | 2018-11-10 | N. A. | N. A. | N. A. | B0214 | TMF-1 | IU/1 | Class C | FINISHED GOODS | SUSHRUT™ | CORTEX SCREW, DIA. 3.5 | 1.75MM PITCH, HEX. SLOT, LENGTH 28MM | 16 | No | Yes |  | No | N. A. | No | N. A. | No | Yes | No | Yes | M. L.: MFG/MD/2021/000369 |  | 3 | SUSHRUT PRODUCTS\INTERNATIONAL IMPLANTS\SMALL FRAGMENT BONE SCREWS\CORTEX SCREWS 3.5MM X 1.75P, HEX SLOT | 0.004 | Initial issue | N | BONE SCREWS |  | 1 | No | Yes | Yes | Yes | N. A.
B0212 | B0204.30 | CORTEX SCREW, S`RUT, DIA. 3.5 / 1.75MM PITCH, HEX. SLOT, LENGTH 30MM |  | B0214.000 | 04 | 2019-01-15 | N. A. | N. A. | N. A. | QPF/B0212 | 03 | 2021-02-03 | N. A. | N. A. | N. A. | PS/B0214 | 02 | 2018-11-10 | N. A. | N. A. | N. A. | B0214 | TMF-1 | IU/1 | Class C | FINISHED GOODS | SUSHRUT™ | CORTEX SCREW, DIA. 3.5 | 1.75MM PITCH, HEX. SLOT, LENGTH 30MM | 16 | No | Yes |  | No | N. A. | No | N. A. | No | Yes | No | Yes | M. L.: MFG/MD/2021/000369 |  | 3 | SUSHRUT PRODUCTS\INTERNATIONAL IMPLANTS\SMALL FRAGMENT BONE SCREWS\CORTEX SCREWS 3.5MM X 1.75P, HEX SLOT | 0.004 | Initial issue | N | BONE SCREWS |  | 1 | No | Yes | Yes | Yes | N. A.
B0212 | B0204.32 | CORTEX SCREW, S`RUT, DIA. 3.5 / 1.75MM PITCH, HEX. SLOT, LENGTH 32MM |  | B0214.000 | 04 | 2019-01-15 | N. A. | N. A. | N. A. | QPF/B0212 | 03 | 2021-02-03 | N. A. | N. A. | N. A. | PS/B0214 | 02 | 2018-11-10 | N. A. | N. A. | N. A. | B0214 | TMF-1 | IU/1 | Class C | FINISHED GOODS | SUSHRUT™ | CORTEX SCREW, DIA. 3.5 | 1.75MM PITCH, HEX. SLOT, LENGTH 32MM | 16 | No | Yes |  | No | N. A. | No | N. A. | No | Yes | No | Yes | M. L.: MFG/MD/2021/000369 |  | 3 | SUSHRUT PRODUCTS\INTERNATIONAL IMPLANTS\SMALL FRAGMENT BONE SCREWS\CORTEX SCREWS 3.5MM X 1.75P, HEX SLOT | 0.004 | Initial issue | N | BONE SCREWS |  | 1 | No | Yes | Yes | Yes | N. A.
B0212 | B0204.34 | CORTEX SCREW, S`RUT, DIA. 3.5 / 1.75MM PITCH, HEX. SLOT, LENGTH 34MM |  | B0214.000 | 04 | 2019-01-15 | N. A. | N. A. | N. A. | QPF/B0212 | 03 | 2021-02-03 | N. A. | N. A. | N. A. | PS/B0214 | 02 | 2018-11-10 | N. A. | N. A. | N. A. | B0214 | TMF-1 | IU/1 | Class C | FINISHED GOODS | SUSHRUT™ | CORTEX SCREW, DIA. 3.5 | 1.75MM PITCH, HEX. SLOT, LENGTH 34MM | 16 | No | Yes |  | No | N. A. | No | N. A. | No | Yes | No | Yes | M. L.: MFG/MD/2021/000369 |  | 3 | SUSHRUT PRODUCTS\INTERNATIONAL IMPLANTS\SMALL FRAGMENT BONE SCREWS\CORTEX SCREWS 3.5MM X 1.75P, HEX SLOT | 0.004 | Initial issue | N | BONE SCREWS |  | 1 | No | Yes | Yes | Yes | N. A.
B0212 | B0204.36 | CORTEX SCREW, S`RUT, DIA. 3.5 / 1.75MM PITCH, HEX. SLOT, LENGTH 36MM |  | B0214.000 | 04 | 2019-01-15 | N. A. | N. A. | N. A. | QPF/B0212 | 03 | 2021-02-03 | N. A. | N. A. | N. A. | PS/B0214 | 02 | 2018-11-10 | N. A. | N. A. | N. A. | B0214 | TMF-1 | IU/1 | Class C | FINISHED GOODS | SUSHRUT™ | CORTEX SCREW, DIA. 3.5 | 1.75MM PITCH, HEX. SLOT, LENGTH 36MM | 16 | No | Yes |  | No | N. A. | No | N. A. | No | Yes | No | Yes | M. L.: MFG/MD/2021/000369 |  | 3 | SUSHRUT PRODUCTS\INTERNATIONAL IMPLANTS\SMALL FRAGMENT BONE SCREWS\CORTEX SCREWS 3.5MM X 1.75P, HEX SLOT | 0.004 | Initial issue | N | BONE SCREWS |  | 1 | No | Yes | Yes | Yes | N. A.
B0212 | B0204.38 | CORTEX SCREW, S`RUT, DIA. 3.5 / 1.75MM PITCH, HEX. SLOT, LENGTH 38MM |  | B0214.000 | 04 | 2019-01-15 | N. A. | N. A. | N. A. | QPF/B0212 | 03 | 2021-02-03 | N. A. | N. A. | N. A. | PS/B0214 | 02 | 2018-11-10 | N. A. | N. A. | N. A. | B0214 | TMF-1 | IU/1 | Class C | FINISHED GOODS | SUSHRUT™ | CORTEX SCREW, DIA. 3.5 | 1.75MM PITCH, HEX. SLOT, LENGTH 38MM | 16 | No | Yes |  | No | N. A. | No | N. A. | No | Yes | No | Yes | M. L.: MFG/MD/2021/000369 |  | 3 | SUSHRUT PRODUCTS\INTERNATIONAL IMPLANTS\SMALL FRAGMENT BONE SCREWS\CORTEX SCREWS 3.5MM X 1.75P, HEX SLOT | 0.004 | Initial issue | N | BONE SCREWS |  | 1 | No | Yes | Yes | Yes | N. A.
B0212 | B0204.40 | CORTEX SCREW, S`RUT, DIA. 3.5 / 1.75MM PITCH, HEX. SLOT, LENGTH 40MM |  | B0214.000 | 04 | 2019-01-15 | N. A. | N. A. | N. A. | QPF/B0212 | 03 | 2021-02-03 | N. A. | N. A. | N. A. | PS/B0214 | 02 | 2018-11-10 | N. A. | N. A. | N. A. | B0214 | TMF-1 | IU/1 | Class C | FINISHED GOODS | SUSHRUT™ | CORTEX SCREW, DIA. 3.5 | 1.75MM PITCH, HEX. SLOT, LENGTH 40MM | 16 | No | Yes |  | No | N. A. | No | N. A. | No | Yes | No | Yes | M. L.: MFG/MD/2021/000369 |  | 3 | SUSHRUT PRODUCTS\INTERNATIONAL IMPLANTS\SMALL FRAGMENT BONE SCREWS\CORTEX SCREWS 3.5MM X 1.75P, HEX SLOT | 0.004 | Initial issue | N | BONE SCREWS |  | 1 | No | Yes | Yes | Yes | N. A.
B0212 | B0204.45 | CORTEX SCREW, S`RUT, DIA. 3.5 / 1.75MM PITCH, HEX. SLOT, LENGTH 45MM |  | B0214.000 | 04 | 2019-01-15 | N. A. | N. A. | N. A. | QPF/B0212 | 03 | 2021-02-03 | N. A. | N. A. | N. A. | PS/B0214 | 02 | 2018-11-10 | N. A. | N. A. | N. A. | B0214 | TMF-1 | IU/1 | Class C | FINISHED GOODS | SUSHRUT™ | CORTEX SCREW, DIA. 3.5 | 1.75MM PITCH, HEX. SLOT, LENGTH 45MM | 16 | No | Yes |  | No | N. A. | No | N. A. | No | Yes | No | Yes | M. L.: MFG/MD/2021/000369 |  | 3 | SUSHRUT PRODUCTS\INTERNATIONAL IMPLANTS\SMALL FRAGMENT BONE SCREWS\CORTEX SCREWS 3.5MM X 1.75P, HEX SLOT | 0.004 | Initial issue | N | BONE SCREWS |  | 1 | No | Yes | Yes | Yes | N. A.
B0212 | B0204.50 | CORTEX SCREW, S`RUT, DIA. 3.5 / 1.75MM PITCH, HEX. SLOT, LENGTH 50MM |  | B0214.000 | 04 | 2019-01-15 | N. A. | N. A. | N. A. | QPF/B0212 | 03 | 2021-02-03 | N. A. | N. A. | N. A. | PS/B0214 | 02 | 2018-11-10 | N. A. | N. A. | N. A. | B0214 | TMF-1 | IU/1 | Class C | FINISHED GOODS | SUSHRUT™ | CORTEX SCREW, DIA. 3.5 | 1.75MM PITCH, HEX. SLOT, LENGTH 50MM | 16 | No | Yes |  | No | N. A. | No | N. A. | No | Yes | No | Yes | M. L.: MFG/MD/2021/000369 |  | 3 | SUSHRUT PRODUCTS\INTERNATIONAL IMPLANTS\SMALL FRAGMENT BONE SCREWS\CORTEX SCREWS 3.5MM X 1.75P, HEX SLOT | 0.0054 | Initial issue | N | BONE SCREWS |  | 1 | No | Yes | Yes | Yes | N. A.
B0212 | B0204.55 | CORTEX SCREW, S`RUT, DIA. 3.5 / 1.75MM PITCH, HEX. SLOT, LENGTH 55MM |  | B0214.000 | 04 | 2019-01-15 | N. A. | N. A. | N. A. | QPF/B0212 | 03 | 2021-02-03 | N. A. | N. A. | N. A. | PS/B0214 | 02 | 2018-11-10 | N. A. | N. A. | N. A. | B0214 | TMF-1 | IU/1 | Class C | FINISHED GOODS | SUSHRUT™ | CORTEX SCREW, DIA. 3.5 | 1.75MM PITCH, HEX. SLOT, LENGTH 55MM | 16 | No | Yes |  | No | N. A. | No | N. A. | No | Yes | No | Yes | M. L.: MFG/MD/2021/000369 |  | 3 | SUSHRUT PRODUCTS\INTERNATIONAL IMPLANTS\SMALL FRAGMENT BONE SCREWS\CORTEX SCREWS 3.5MM X 1.75P, HEX SLOT | 0.0025667 | Initial issue | N | BONE SCREWS |  | 1 | No | Yes | Yes | Yes | N. A.
B0212 | B0204.60 | CORTEX SCREW, S`RUT, DIA. 3.5 / 1.75MM PITCH, HEX. SLOT, LENGTH 60MM |  | B0214.000 | 04 | 2019-01-15 | N. A. | N. A. | N. A. | QPF/B0212 | 03 | 2021-02-03 | N. A. | N. A. | N. A. | PS/B0214 | 02 | 2018-11-10 | N. A. | N. A. | N. A. | B0214 | TMF-1 | IU/1 | Class C | FINISHED GOODS | SUSHRUT™ | CORTEX SCREW, DIA. 3.5 | 1.75MM PITCH, HEX. SLOT, LENGTH 60MM | 16 | No | Yes |  | No | N. A. | No | N. A. | No | Yes | No | Yes | M. L.: MFG/MD/2021/000369 |  | 3 | SUSHRUT PRODUCTS\INTERNATIONAL IMPLANTS\SMALL FRAGMENT BONE SCREWS\CORTEX SCREWS 3.5MM X 1.75P, HEX SLOT | 0.0021104 | Initial issue | N | BONE SCREWS |  | 1 | No | Yes | Yes | Yes | N. A.
B0216 | B0206.10 | CANCELLOUS SCREW, S`RUT, DIA. 4MM, PARTLY THREADED, HEX. SLOT, LENGTH 10MM |  | B0216.00 | 00 | 2013-05-02 | N. A. | N. A. | N. A. | QPF/B0216 | 02 | 2014-12-25 | N. A. | N. A. | N. A. | PS/B0216 | 09 | 2017-12-08 | 2022-12-07 | 2019-12-08 | N. A. | B0216 | TMF-1 | IU/1 | Class C | FINISHED GOODS | SUSHRUT™ | CANCELLOUS SCREW, DIA. 4MM | PARTLY THREADED, HEX. SLOT, LENGTH 10MM | 16 | No | Yes |  | No | N. A. | No | N. A. | No | Yes | No | Yes | M. L.: MFG/MD/2021/000369 |  | 3 | SUSHRUT PRODUCTS\INTERNATIONAL IMPLANTS\SMALL FRAGMENT BONE SCREWS\CANCELLOUS SCREWS 4MM PART THD., HEX SLOT | 0.0043 | Initial issue | N | BONE SCREWS |  | 1 | No | Yes | Yes | Yes | N. A.
B0216 | B0206.12 | CANCELLOUS SCREW, S`RUT, DIA. 4MM, PARTLY THREADED, HEX. SLOT, LENGTH 12MM |  | B0216.00 | 00 | 2013-05-02 | N. A. | N. A. | N. A. | QPF/B0216 | 02 | 2014-12-25 | N. A. | N. A. | N. A. | PS/B0216 | 09 | 2017-12-08 | 2022-12-07 | 2019-12-08 | N. A. | B0216 | TMF-1 | IU/1 | Class C | FINISHED GOODS | SUSHRUT™ | CANCELLOUS SCREW, DIA. 4MM | PARTLY THREADED, HEX. SLOT, LENGTH 12MM | 16 | No | Yes |  | No | N. A. | No | N. A. | No | Yes | No | Yes | M. L.: MFG/MD/2021/000369 |  | 3 | SUSHRUT PRODUCTS\INTERNATIONAL IMPLANTS\SMALL FRAGMENT BONE SCREWS\CANCELLOUS SCREWS 4MM PART THD., HEX SLOT | 0.0021 | Initial issue | N | BONE SCREWS |  | 1 | No | Yes | Yes | Yes | N. A.
B0216 | B0206.14 | CANCELLOUS SCREW, S`RUT, DIA. 4MM, PARTLY THREADED, HEX. SLOT, LENGTH 14MM |  | B0216.00 | 00 | 2013-05-02 | N. A. | N. A. | N. A. | QPF/B0216 | 02 | 2014-12-25 | N. A. | N. A. | N. A. | PS/B0216 | 09 | 2017-12-08 | 2022-12-07 | 2019-12-08 | N. A. | B0216 | TMF-1 | IU/1 | Class C | FINISHED GOODS | SUSHRUT™ | CANCELLOUS SCREW, DIA. 4MM | PARTLY THREADED, HEX. SLOT, LENGTH 14MM | 16 | No | Yes |  | No | N. A. | No | N. A. | No | Yes | No | Yes | M. L.: MFG/MD/2021/000369 |  | 3 | SUSHRUT PRODUCTS\INTERNATIONAL IMPLANTS\SMALL FRAGMENT BONE SCREWS\CANCELLOUS SCREWS 4MM PART THD., HEX SLOT | 0.00178 | Initial issue | N | BONE SCREWS |  | 1 | No | Yes | Yes | Yes | N. A.
B0216 | B0206.16 | CANCELLOUS SCREW, S`RUT, DIA. 4MM, PARTLY THREADED, HEX. SLOT, LENGTH 16MM |  | B0216.00 | 00 | 2013-05-02 | N. A. | N. A. | N. A. | QPF/B0216 | 02 | 2014-12-25 | N. A. | N. A. | N. A. | PS/B0216 | 09 | 2017-12-08 | 2022-12-07 | 2019-12-08 | N. A. | B0216 | TMF-1 | IU/1 | Class C | FINISHED GOODS | SUSHRUT™ | CANCELLOUS SCREW, DIA. 4MM | PARTLY THREADED, HEX. SLOT, LENGTH 16MM | 16 | No | Yes |  | No | N. A. | No | N. A. | No | Yes | No | Yes | M. L.: MFG/MD/2021/000369 |  | 3 | SUSHRUT PRODUCTS\INTERNATIONAL IMPLANTS\SMALL FRAGMENT BONE SCREWS\CANCELLOUS SCREWS 4MM PART THD., HEX SLOT | 0.00178 | Initial issue | N | BONE SCREWS |  | 1 | No | Yes | Yes | Yes | N. A.
B0216 | B0206.18 | CANCELLOUS SCREW, S`RUT, DIA. 4MM, PARTLY THREADED, HEX. SLOT, LENGTH 18MM |  | B0216.00 | 00 | 2013-05-02 | N. A. | N. A. | N. A. | QPF/B0216 | 02 | 2014-12-25 | N. A. | N. A. | N. A. | PS/B0216 | 09 | 2017-12-08 | 2022-12-07 | 2019-12-08 | N. A. | B0216 | TMF-1 | IU/1 | Class C | FINISHED GOODS | SUSHRUT™ | CANCELLOUS SCREW, DIA. 4MM | PARTLY THREADED, HEX. SLOT, LENGTH 18MM | 16 | No | Yes |  | No | N. A. | No | N. A. | No | Yes | No | Yes | M. L.: MFG/MD/2021/000369 |  | 3 | SUSHRUT PRODUCTS\INTERNATIONAL IMPLANTS\SMALL FRAGMENT BONE SCREWS\CANCELLOUS SCREWS 4MM PART THD., HEX SLOT | 0.00188 | Initial issue | N | BONE SCREWS |  | 1 | No | Yes | Yes | Yes | N. A.
B0216 | B0206.20 | CANCELLOUS SCREW, S`RUT, DIA. 4MM, PARTLY THREADED, HEX. SLOT, LENGTH 20MM |  | B0216.00 | 00 | 2013-05-02 | N. A. | N. A. | N. A. | QPF/B0216 | 02 | 2014-12-25 | N. A. | N. A. | N. A. | PS/B0216 | 09 | 2017-12-08 | 2022-12-07 | 2019-12-08 | N. A. | B0216 | TMF-1 | IU/1 | Class C | FINISHED GOODS | SUSHRUT™ | CANCELLOUS SCREW, DIA. 4MM | PARTLY THREADED, HEX. SLOT, LENGTH 20MM | 16 | No | Yes |  | No | N. A. | No | N. A. | No | Yes | No | Yes | M. L.: MFG/MD/2021/000369 |  | 3 | SUSHRUT PRODUCTS\INTERNATIONAL IMPLANTS\SMALL FRAGMENT BONE SCREWS\CANCELLOUS SCREWS 4MM PART THD., HEX SLOT | 0.002 | Initial issue | N | BONE SCREWS |  | 1 | No | Yes | Yes | Yes | N. A.
B0216 | B0206.22 | CANCELLOUS SCREW, S`RUT, DIA. 4MM, PARTLY THREADED, HEX. SLOT, LENGTH 22MM |  | B0216.00 | 00 | 2013-05-02 | N. A. | N. A. | N. A. | QPF/B0216 | 02 | 2014-12-25 | N. A. | N. A. | N. A. | PS/B0216 | 09 | 2017-12-08 | 2022-12-07 | 2019-12-08 | N. A. | B0216 | TMF-1 | IU/1 | Class C | FINISHED GOODS | SUSHRUT™ | CANCELLOUS SCREW, DIA. 4MM | PARTLY THREADED, HEX. SLOT, LENGTH 22MM | 16 | No | Yes |  | No | N. A. | No | N. A. | No | Yes | No | Yes | M. L.: MFG/MD/2021/000369 |  | 3 | SUSHRUT PRODUCTS\INTERNATIONAL IMPLANTS\SMALL FRAGMENT BONE SCREWS\CANCELLOUS SCREWS 4MM PART THD., HEX SLOT | 0.00222 | Initial issue | N | BONE SCREWS |  | 1 | No | Yes | Yes | Yes | N. A.
B0216 | B0206.24 | CANCELLOUS SCREW, S`RUT, DIA. 4MM, PARTLY THREADED, HEX. SLOT, LENGTH 24MM |  | B0216.00 | 00 | 2013-05-02 | N. A. | N. A. | N. A. | QPF/B0216 | 02 | 2014-12-25 | N. A. | N. A. | N. A. | PS/B0216 | 09 | 2017-12-08 | 2022-12-07 | 2019-12-08 | N. A. | B0216 | TMF-1 | IU/1 | Class C | FINISHED GOODS | SUSHRUT™ | CANCELLOUS SCREW, DIA. 4MM | PARTLY THREADED, HEX. SLOT, LENGTH 24MM | 16 | No | Yes |  | No | N. A. | No | N. A. | No | Yes | No | Yes | M. L.: MFG/MD/2021/000369 |  | 3 | SUSHRUT PRODUCTS\INTERNATIONAL IMPLANTS\SMALL FRAGMENT BONE SCREWS\CANCELLOUS SCREWS 4MM PART THD., HEX SLOT | 0.00212 | Initial issue | N | BONE SCREWS |  | 1 | No | Yes | Yes | Yes | N. A.
B0216 | B0206.26 | CANCELLOUS SCREW, S`RUT, DIA. 4MM, PARTLY THREADED, HEX. SLOT, LENGTH 26MM |  | B0216.00 | 00 | 2013-05-02 | N. A. | N. A. | N. A. | QPF/B0216 | 02 | 2014-12-25 | N. A. | N. A. | N. A. | PS/B0216 | 09 | 2017-12-08 | 2022-12-07 | 2019-12-08 | N. A. | B0216 | TMF-1 | IU/1 | Class C | FINISHED GOODS | SUSHRUT™ | CANCELLOUS SCREW, DIA. 4MM | PARTLY THREADED, HEX. SLOT, LENGTH 26MM | 16 | No | Yes |  | No | N. A. | No | N. A. | No | Yes | No | Yes | M. L.: MFG/MD/2021/000369 |  | 3 | SUSHRUT PRODUCTS\INTERNATIONAL IMPLANTS\SMALL FRAGMENT BONE SCREWS\CANCELLOUS SCREWS 4MM PART THD., HEX SLOT | 0.00238 | Initial issue | N | BONE SCREWS |  | 1 | No | Yes | Yes | Yes | N. A.
B0216 | B0206.28 | CANCELLOUS SCREW, S`RUT, DIA. 4MM, PARTLY THREADED, HEX. SLOT, LENGTH 28MM |  | B0216.00 | 00 | 2013-05-02 | N. A. | N. A. | N. A. | QPF/B0216 | 02 | 2014-12-25 | N. A. | N. A. | N. A. | PS/B0216 | 09 | 2017-12-08 | 2022-12-07 | 2019-12-08 | N. A. | B0216 | TMF-1 | IU/1 | Class C | FINISHED GOODS | SUSHRUT™ | CANCELLOUS SCREW, DIA. 4MM | PARTLY THREADED, HEX. SLOT, LENGTH 28MM | 16 | No | Yes |  | No | N. A. | No | N. A. | No | Yes | No | Yes | M. L.: MFG/MD/2021/000369 |  | 3 | SUSHRUT PRODUCTS\INTERNATIONAL IMPLANTS\SMALL FRAGMENT BONE SCREWS\CANCELLOUS SCREWS 4MM PART THD., HEX SLOT | 0.00234 | Initial issue | N | BONE SCREWS |  | 1 | No | Yes | Yes | Yes | N. A.
B0216 | B0206.30 | CANCELLOUS SCREW, S`RUT, DIA. 4MM, PARTLY THREADED, HEX. SLOT, LENGTH 30MM |  | B0216.00 | 00 | 2013-05-02 | N. A. | N. A. | N. A. | QPF/B0216 | 02 | 2014-12-25 | N. A. | N. A. | N. A. | PS/B0216 | 09 | 2017-12-08 | 2022-12-07 | 2019-12-08 | N. A. | B0216 | TMF-1 | IU/1 | Class C | FINISHED GOODS | SUSHRUT™ | CANCELLOUS SCREW, DIA. 4MM | PARTLY THREADED, HEX. SLOT, LENGTH 30MM | 16 | No | Yes |  | No | N. A. | No | N. A. | No | Yes | No | Yes | M. L.: MFG/MD/2021/000369 |  | 3 | SUSHRUT PRODUCTS\INTERNATIONAL IMPLANTS\SMALL FRAGMENT BONE SCREWS\CANCELLOUS SCREWS 4MM PART THD., HEX SLOT | 0.00242 | Initial issue | N | BONE SCREWS |  | 1 | No | Yes | Yes | Yes | N. A.
B0216 | B0206.32 | CANCELLOUS SCREW, S`RUT, DIA. 4MM, PARTLY THREADED, HEX. SLOT, LENGTH 32MM |  | B0216.00 | 00 | 2013-05-02 | N. A. | N. A. | N. A. | QPF/B0216 | 02 | 2014-12-25 | N. A. | N. A. | N. A. | PS/B0216 | 09 | 2017-12-08 | 2022-12-07 | 2019-12-08 | N. A. | B0216 | TMF-1 | IU/1 | Class C | FINISHED GOODS | SUSHRUT™ | CANCELLOUS SCREW, DIA. 4MM | PARTLY THREADED, HEX. SLOT, LENGTH 32MM | 16 | No | Yes |  | No | N. A. | No | N. A. | No | Yes | No | Yes | M. L.: MFG/MD/2021/000369 |  | 3 | SUSHRUT PRODUCTS\INTERNATIONAL IMPLANTS\SMALL FRAGMENT BONE SCREWS\CANCELLOUS SCREWS 4MM PART THD., HEX SLOT | 0.0027364 | Initial issue | Y | BONE SCREWS |  | 1 | No | Yes | Yes | Yes | N. A.
B0216 | B0206.34 | CANCELLOUS SCREW, S`RUT, DIA. 4MM, PARTLY THREADED, HEX. SLOT, LENGTH 34MM |  | B0216.00 | 00 | 2013-05-02 | N. A. | N. A. | N. A. | QPF/B0216 | 02 | 2014-12-25 | N. A. | N. A. | N. A. | PS/B0216 | 09 | 2017-12-08 | 2022-12-07 | 2019-12-08 | N. A. | B0216 | TMF-1 | IU/1 | Class C | FINISHED GOODS | SUSHRUT™ | CANCELLOUS SCREW, DIA. 4MM | PARTLY THREADED, HEX. SLOT, LENGTH 34MM | 16 | No | Yes |  | No | N. A. | No | N. A. | No | Yes | No | Yes | M. L.: MFG/MD/2021/000369 |  | 3 | SUSHRUT PRODUCTS\INTERNATIONAL IMPLANTS\SMALL FRAGMENT BONE SCREWS\CANCELLOUS SCREWS 4MM PART THD., HEX SLOT | 0.0027364 | Initial issue | Y | BONE SCREWS |  | 1 | No | Yes | Yes | Yes | N. A.
B0216 | B0206.35 | CANCELLOUS SCREW, S`RUT, DIA. 4MM, PARTLY THREADED, HEX. SLOT, LENGTH 35MM |  | B0216.00 | 00 | 2013-05-02 | N. A. | N. A. | N. A. | QPF/B0216 | 02 | 2014-12-25 | N. A. | N. A. | N. A. | PS/B0216 | 09 | 2017-12-08 | 2022-12-07 | 2019-12-08 | N. A. | B0216 | TMF-1 | IU/1 | Class C | FINISHED GOODS | SUSHRUT™ | CANCELLOUS SCREW, DIA. 4MM | PARTLY THREADED, HEX. SLOT, LENGTH 35MM | 16 | No | Yes |  | No | N. A. | No | N. A. | No | Yes | No | Yes | M. L.: MFG/MD/2021/000369 |  | 3 | SUSHRUT PRODUCTS\INTERNATIONAL IMPLANTS\SMALL FRAGMENT BONE SCREWS\CANCELLOUS SCREWS 4MM PART THD., HEX SLOT | 0.0027364 | Initial issue | N | BONE SCREWS |  | 1 | No | Yes | Yes | Yes | N. A.
B0216 | B0206.36 | CANCELLOUS SCREW, S`RUT, DIA. 4MM, PARTLY THREADED, HEX. SLOT, LENGTH 36MM |  | B0216.00 | 00 | 2013-05-02 | N. A. | N. A. | N. A. | QPF/B0216 | 02 | 2014-12-25 | N. A. | N. A. | N. A. | PS/B0216 | 09 | 2017-12-08 | 2022-12-07 | 2019-12-08 | N. A. | B0216 | TMF-1 | IU/1 | Class C | FINISHED GOODS | SUSHRUT™ | CANCELLOUS SCREW, DIA. 4MM | PARTLY THREADED, HEX. SLOT, LENGTH 36MM | 16 | No | Yes |  | No | N. A. | No | N. A. | No | Yes | No | Yes | M. L.: MFG/MD/2021/000369 |  | 3 | SUSHRUT PRODUCTS\INTERNATIONAL IMPLANTS\SMALL FRAGMENT BONE SCREWS\CANCELLOUS SCREWS 4MM PART THD., HEX SLOT | 0.0027364 | Initial issue | Y | BONE SCREWS |  | 1 | No | Yes | Yes | Yes | N. A.
B0216 | B0206.38 | CANCELLOUS SCREW, S`RUT, DIA. 4MM, PARTLY THREADED, HEX. SLOT, LENGTH 38MM |  | B0216.00 | 00 | 2013-05-02 | N. A. | N. A. | N. A. | QPF/B0216 | 02 | 2014-12-25 | N. A. | N. A. | N. A. | PS/B0216 | 09 | 2017-12-08 | 2022-12-07 | 2019-12-08 | N. A. | B0216 | TMF-1 | IU/1 | Class C | FINISHED GOODS | SUSHRUT™ | CANCELLOUS SCREW, DIA. 4MM | PARTLY THREADED, HEX. SLOT, LENGTH 38MM | 16 | No | Yes |  | No | N. A. | No | N. A. | No | Yes | No | Yes | M. L.: MFG/MD/2021/000369 |  | 3 | SUSHRUT PRODUCTS\INTERNATIONAL IMPLANTS\SMALL FRAGMENT BONE SCREWS\CANCELLOUS SCREWS 4MM PART THD., HEX SLOT | 0.0027364 | Initial issue | N | BONE SCREWS |  | 1 | No | Yes | Yes | Yes | N. A.
B0216 | B0206.40 | CANCELLOUS SCREW, S`RUT, DIA. 4MM, PARTLY THREADED, HEX. SLOT, LENGTH 40MM |  | B0216.00 | 00 | 2013-05-02 | N. A. | N. A. | N. A. | QPF/B0216 | 02 | 2014-12-25 | N. A. | N. A. | N. A. | PS/B0216 | 09 | 2017-12-08 | 2022-12-07 | 2019-12-08 | N. A. | B0216 | TMF-1 | IU/1 | Class C | FINISHED GOODS | SUSHRUT™ | CANCELLOUS SCREW, DIA. 4MM | PARTLY THREADED, HEX. SLOT, LENGTH 40MM | 16 | No | Yes |  | No | N. A. | No | N. A. | No | Yes | No | Yes | M. L.: MFG/MD/2021/000369 |  | 3 | SUSHRUT PRODUCTS\INTERNATIONAL IMPLANTS\SMALL FRAGMENT BONE SCREWS\CANCELLOUS SCREWS 4MM PART THD., HEX SLOT | 0.0027364 | Initial issue | N | BONE SCREWS |  | 1 | No | Yes | Yes | Yes | N. A.
B0216 | B0206.42 | CANCELLOUS SCREW, S`RUT, DIA. 4MM, PARTLY THREADED, HEX. SLOT, LENGTH 42MM |  | B0216.00 | 00 | 2013-05-02 | N. A. | N. A. | N. A. | QPF/B0216 | 02 | 2014-12-25 | N. A. | N. A. | N. A. | PS/B0216 | 09 | 2017-12-08 | 2022-12-07 | 2019-12-08 | N. A. | B0216 | TMF-1 | IU/1 | Class C | FINISHED GOODS | SUSHRUT™ | CANCELLOUS SCREW, DIA. 4MM | PARTLY THREADED, HEX. SLOT, LENGTH 42MM | 16 | No | Yes |  | No | N. A. | No | N. A. | No | Yes | No | Yes | M. L.: MFG/MD/2021/000369 |  | 3 | SUSHRUT PRODUCTS\INTERNATIONAL IMPLANTS\SMALL FRAGMENT BONE SCREWS\CANCELLOUS SCREWS 4MM PART THD., HEX SLOT | 0.0027364 | Initial issue | Y | BONE SCREWS |  | 1 | No | Yes | Yes | Yes | N. A.
B0216 | B0206.44 | CANCELLOUS SCREW, DIA. 4.0MM, PARTLY THREADED, HEX. SLOT, LENGTH 44MM |  | B0216.00 | 00 | 2013-05-02 | N. A. | N. A. | N. A. | QPF/B0216 | 02 | 2014-12-25 | N. A. | N. A. | N. A. | PS/B0216 | 09 | 2017-12-08 | 2022-12-07 | 2019-12-08 | N. A. | B0216 | TMF-1 | IU/1 | Class C | FINISHED GOODS | ADLER™ | CANCELLOUS SCREW, DIA. 4MM | PARTLY THREADED, HEX. SLOT, LENGTH 44MM | 16 | No | Yes |  | No | N. A. | No | N. A. | No | Yes | No | Yes | M. L.: MFG/MD/2021/000369 |  | 3 | SUSHRUT PRODUCTS\INTERNATIONAL IMPLANTS\SMALL FRAGMENT BONE SCREWS\CANCELLOUS SCREWS 4MM PART THD., HEX SLOT | 0 | Initial issue | N | BONE SCREWS |  | 1 | No | Yes | Yes | Yes | N. A.
B0216 | B0206.45 | CANCELLOUS SCREW, S`RUT, DIA. 4MM, PARTLY THREADED, HEX. SLOT, LENGTH 45MM |  | B0216.00 | 00 | 2013-05-02 | N. A. | N. A. | N. A. | QPF/B0216 | 02 | 2014-12-25 | N. A. | N. A. | N. A. | PS/B0216 | 09 | 2017-12-08 | 2022-12-07 | 2019-12-08 | N. A. | B0216 | TMF-1 | IU/1 | Class C | FINISHED GOODS | SUSHRUT™ | CANCELLOUS SCREW, DIA. 4MM | PARTLY THREADED, HEX. SLOT, LENGTH 45MM | 16 | No | Yes |  | No | N. A. | No | N. A. | No | Yes | No | Yes | M. L.: MFG/MD/2021/000369 |  | 3 | SUSHRUT PRODUCTS\INTERNATIONAL IMPLANTS\SMALL FRAGMENT BONE SCREWS\CANCELLOUS SCREWS 4MM PART THD., HEX SLOT | 0.0027364 | Initial issue | N | BONE SCREWS |  | 1 | No | Yes | Yes | Yes | N. A.
B0216 | B0206.46 | CANCELLOUS SCREW, DIA. 4.0MM, PARTLY THREADED, HEX. SLOT, LENGTH 46MM |  | B0216.00 | 00 | 2013-05-02 | N. A. | N. A. | N. A. | QPF/B0216 | 02 | 2014-12-25 | N. A. | N. A. | N. A. | PS/B0216 | 09 | 2017-12-08 | 2022-12-07 | 2019-12-08 | N. A. | B0216 | TMF-1 | IU/1 | Class C | FINISHED GOODS | ADLER™ | CANCELLOUS SCREW, DIA. 4MM | PARTLY THREADED, HEX. SLOT, LENGTH 46MM | 16 | No | Yes |  | No | N. A. | No | N. A. | No | Yes | No | Yes | M. L.: MFG/MD/2021/000369 |  | 3 | SUSHRUT PRODUCTS\INTERNATIONAL IMPLANTS\SMALL FRAGMENT BONE SCREWS\CANCELLOUS SCREWS 4MM PART THD., HEX SLOT | 0 | Initial issue | N | BONE SCREWS |  | 1 | No | Yes | Yes | Yes | N. A.
B0216 | B0206.48 | CANCELLOUS SCREW, DIA. 4.0MM, PARTLY THREADED, HEX. SLOT, LENGTH 48MM |  | B0216.00 | 00 | 2013-05-02 | N. A. | N. A. | N. A. | QPF/B0216 | 02 | 2014-12-25 | N. A. | N. A. | N. A. | PS/B0216 | 09 | 2017-12-08 | 2022-12-07 | 2019-12-08 | N. A. | B0216 | TMF-1 | IU/1 | Class C | FINISHED GOODS | ADLER™ | CANCELLOUS SCREW, DIA. 4MM | PARTLY THREADED, HEX. SLOT, LENGTH 48MM | 16 | No | Yes |  | No | N. A. | No | N. A. | No | Yes | No | Yes | M. L.: MFG/MD/2021/000369 |  | 3 | SUSHRUT PRODUCTS\INTERNATIONAL IMPLANTS\SMALL FRAGMENT BONE SCREWS\CANCELLOUS SCREWS 4MM PART THD., HEX SLOT | 0 | Initial issue | N | BONE SCREWS |  | 1 | No | Yes | Yes | Yes | N. A.
B0216 | B0206.50 | CANCELLOUS SCREW, S`RUT, DIA. 4MM, PARTLY THREADED, HEX. SLOT, LENGTH 50MM |  | B0216.00 | 00 | 2013-05-02 | N. A. | N. A. | N. A. | QPF/B0216 | 02 | 2014-12-25 | N. A. | N. A. | N. A. | PS/B0216 | 09 | 2017-12-08 | 2022-12-07 | 2019-12-08 | N. A. | B0216 | TMF-1 | IU/1 | Class C | FINISHED GOODS | SUSHRUT™ | CANCELLOUS SCREW, DIA. 4MM | PARTLY THREADED, HEX. SLOT, LENGTH 50MM | 16 | No | Yes |  | No | N. A. | No | N. A. | No | Yes | No | Yes | M. L.: MFG/MD/2021/000369 |  | 3 | SUSHRUT PRODUCTS\INTERNATIONAL IMPLANTS\SMALL FRAGMENT BONE SCREWS\CANCELLOUS SCREWS 4MM PART THD., HEX SLOT | 0.0027364 | Initial issue | N | BONE SCREWS |  | 1 | No | Yes | Yes | Yes | N. A.
B0216 | B0206.55 | CANCELLOUS SCREW, S`RUT, DIA. 4MM, PARTLY THREADED, HEX. SLOT, LENGTH 55MM |  | B0216.00 | 00 | 2013-05-02 | N. A. | N. A. | N. A. | QPF/B0216 | 02 | 2014-12-25 | N. A. | N. A. | N. A. | PS/B0216 | 09 | 2017-12-08 | 2022-12-07 | 2019-12-08 | N. A. | B0216 | TMF-1 | IU/1 | Class C | FINISHED GOODS | SUSHRUT™ | CANCELLOUS SCREW, DIA. 4MM | PARTLY THREADED, HEX. SLOT, LENGTH 55MM | 16 | No | Yes |  | No | N. A. | No | N. A. | No | Yes | No | Yes | M. L.: MFG/MD/2021/000369 |  | 3 | SUSHRUT PRODUCTS\INTERNATIONAL IMPLANTS\SMALL FRAGMENT BONE SCREWS\CANCELLOUS SCREWS 4MM PART THD., HEX SLOT | 0.0027364 | Initial issue | N | BONE SCREWS |  | 1 | No | Yes | Yes | Yes | N. A.
B0216 | B0206.60 | CANCELLOUS SCREW, S`RUT, DIA. 4MM, PARTLY THREADED, HEX. SLOT, LENGTH 60MM |  | B0216.00 | 00 | 2013-05-02 | N. A. | N. A. | N. A. | QPF/B0216 | 02 | 2014-12-25 | N. A. | N. A. | N. A. | PS/B0216 | 09 | 2017-12-08 | 2022-12-07 | 2019-12-08 | N. A. | B0216 | TMF-1 | IU/1 | Class C | FINISHED GOODS | SUSHRUT™ | CANCELLOUS SCREW, DIA. 4MM | PARTLY THREADED, HEX. SLOT, LENGTH 60MM | 16 | No | Yes |  | No | N. A. | No | N. A. | No | Yes | No | Yes | M. L.: MFG/MD/2021/000369 |  | 3 | SUSHRUT PRODUCTS\INTERNATIONAL IMPLANTS\SMALL FRAGMENT BONE SCREWS\CANCELLOUS SCREWS 4MM PART THD., HEX SLOT | 0.0027364 | Initial issue | N | BONE SCREWS |  | 1 | No | Yes | Yes | Yes | N. A.
B0216 | B0206.65 | CANCELLOUS SCREW, S`RUT, DIA. 4MM, PARTLY THREADED, HEX. SLOT, LENGTH 65MM |  | B0216.00 | 00 | 2013-05-02 | N. A. | N. A. | N. A. | QPF/B0216 | 02 | 2014-12-25 | N. A. | N. A. | N. A. | PS/B0216 | 09 | 2017-12-08 | 2022-12-07 | 2019-12-08 | N. A. | B0216 | TMF-1 | IU/1 | Class C | FINISHED GOODS | SUSHRUT™ | CANCELLOUS SCREW, DIA. 4MM | PARTLY THREADED, HEX. SLOT, LENGTH 65MM | 16 | No | Yes |  | No | N. A. | No | N. A. | No | Yes | No | Yes | M. L.: MFG/MD/2021/000369 |  | 3 | SUSHRUT PRODUCTS\INTERNATIONAL IMPLANTS\SMALL FRAGMENT BONE SCREWS\CANCELLOUS SCREWS 4MM PART THD., HEX SLOT | 0.0027364 | Initial issue | Y | BONE SCREWS |  | 1 | No | Yes | Yes | Yes | N. A.
B0216 | B0206.70 | CANCELLOUS SCREW, S`RUT, DIA. 4MM, PARTLY THREADED, HEX. SLOT, LENGTH 70MM |  | B0216.00 | #N/A | #N/A | N. A. | N. A. | N. A. | QPF/B0216 | #N/A | #N/A | #N/A | #N/A | #N/A | PS/B0216 | #N/A | #N/A | #N/A | #N/A | #N/A | B0216 | TMF-1 | IU/1 | Class C | FINISHED GOODS | SUSHRUT™ | CANCELLOUS SCREW, DIA. 4MM | PARTLY THREADED, HEX. SLOT, LENGTH 70MM | 16 | No | Yes |  | No | N. A. | No | N. A. | No | Yes | No | Yes | M. L.: MFG/MD/2021/000369 |  | 3 | SUSHRUT PRODUCTS\INTERNATIONAL IMPLANTS\SMALL FRAGMENT BONE SCREWS\CANCELLOUS SCREWS 4MM PART THD., HEX SLOT | 0.0027364 | Initial issue | Y | BONE SCREWS |  | 1 | No | Yes | Yes | Yes | N. A.
B0216 | B0206.75 | CANCELLOUS SCREW, S`RUT, DIA. 4MM, PARTLY THREADED, HEX. SLOT, LENGTH 75MM |  | B0216.00 | 00 | 2013-05-02 | N. A. | N. A. | N. A. | QPF/B0216 | 02 | 2014-12-25 | N. A. | N. A. | N. A. | PS/B0216 | 09 | 2017-12-08 | 2022-12-07 | 2019-12-08 | N. A. | B0216 | TMF-1 | IU/1 | Class C | FINISHED GOODS | SUSHRUT™ | CANCELLOUS SCREW, DIA. 4MM | PARTLY THREADED, HEX. SLOT, LENGTH 75MM | 16 | No | Yes |  | No | N. A. | No | N. A. | No | Yes | No | Yes | M. L.: MFG/MD/2021/000369 |  | 3 | SUSHRUT PRODUCTS\INTERNATIONAL IMPLANTS\SMALL FRAGMENT BONE SCREWS\CANCELLOUS SCREWS 4MM PART THD., HEX SLOT | 0.0027364 | Initial issue | N | BONE SCREWS |  | 1 | No | Yes | Yes | Yes | N. A.
B0216 | B0206.80 | CANCELLOUS SCREW, S`RUT, DIA. 4MM, PARTLY THREADED, HEX. SLOT, LENGTH 80MM |  | B0216.00 | 00 | 2013-05-02 | N. A. | N. A. | N. A. | QPF/B0216 | 02 | 2014-12-25 | N. A. | N. A. | N. A. | PS/B0216 | 09 | 2017-12-08 | 2022-12-07 | 2019-12-08 | N. A. | B0216 | TMF-1 | IU/1 | Class C | FINISHED GOODS | SUSHRUT™ | CANCELLOUS SCREW, DIA. 4MM | PARTLY THREADED, HEX. SLOT, LENGTH 80MM | 16 | No | Yes |  | No | N. A. | No | N. A. | No | Yes | No | Yes | M. L.: MFG/MD/2021/000369 |  | 3 | SUSHRUT PRODUCTS\INTERNATIONAL IMPLANTS\SMALL FRAGMENT BONE SCREWS\CANCELLOUS SCREWS 4MM PART THD., HEX SLOT | 0.0027364 | Initial issue | Y | BONE SCREWS |  | 1 | No | Yes | Yes | Yes | N. A.
B0216 | B0207.10 | CANCELLOUS SCREW, S`RUT, DIA. 4MM, FULLY THREADED, HEX. SLOT, LENGTH 10MM |  | B0216.00 | 00 | 2013-05-02 | N. A. | N. A. | N. A. | QPF/B0216 | 02 | 2014-12-25 | N. A. | N. A. | N. A. | PS/B0216 | 09 | 2017-12-08 | 2022-12-07 | 2019-12-08 | N. A. | B0216 | TMF-1 | IU/1 | Class C | FINISHED GOODS | SUSHRUT™ | CANCELLOUS SCREW, DIA. 4MM | FULLY THREADED, HEX. SLOT, LENGTH 10MM | 16 | No | Yes |  | No | N. A. | No | N. A. | No | Yes | No | Yes | M. L.: MFG/MD/2021/000369 |  | 3 | SUSHRUT PRODUCTS\INTERNATIONAL IMPLANTS\SMALL FRAGMENT BONE SCREWS\CANCELLOUS SCREWS 4MM FULL THD., HEX SLOT | 0.0016364 | Initial issue | N | BONE SCREWS |  | 1 | No | Yes | Yes | Yes | N. A.
B0216 | B0207.12 | CANCELLOUS SCREW, S`RUT, DIA. 4MM, FULLY THREADED, HEX. SLOT, LENGTH 12MM |  | B0216.00 | 00 | 2013-05-02 | N. A. | N. A. | N. A. | QPF/B0216 | 02 | 2014-12-25 | N. A. | N. A. | N. A. | PS/B0216 | 09 | 2017-12-08 | 2022-12-07 | 2019-12-08 | N. A. | B0216 | TMF-1 | IU/1 | Class C | FINISHED GOODS | SUSHRUT™ | CANCELLOUS SCREW, DIA. 4MM | FULLY THREADED, HEX. SLOT, LENGTH 12MM | 16 | No | Yes |  | No | N. A. | No | N. A. | No | Yes | No | Yes | M. L.: MFG/MD/2021/000369 |  | 3 | SUSHRUT PRODUCTS\INTERNATIONAL IMPLANTS\SMALL FRAGMENT BONE SCREWS\CANCELLOUS SCREWS 4MM FULL THD., HEX SLOT | 0.0020848 | Initial issue | N | BONE SCREWS |  | 1 | No | Yes | Yes | Yes | N. A.
B0216 | B0207.14 | CANCELLOUS SCREW, S`RUT, DIA. 4MM, FULLY THREADED, HEX. SLOT, LENGTH 14MM |  | B0216.00 | 00 | 2013-05-02 | N. A. | N. A. | N. A. | QPF/B0216 | 02 | 2014-12-25 | N. A. | N. A. | N. A. | PS/B0216 | 09 | 2017-12-08 | 2022-12-07 | 2019-12-08 | N. A. | B0216 | TMF-1 | IU/1 | Class C | FINISHED GOODS | SUSHRUT™ | CANCELLOUS SCREW, DIA. 4MM | FULLY THREADED, HEX. SLOT, LENGTH 14MM | 16 | No | Yes |  | No | N. A. | No | N. A. | No | Yes | No | Yes | M. L.: MFG/MD/2021/000369 |  | 3 | SUSHRUT PRODUCTS\INTERNATIONAL IMPLANTS\SMALL FRAGMENT BONE SCREWS\CANCELLOUS SCREWS 4MM FULL THD., HEX SLOT | 0.00205 | Initial issue | N | BONE SCREWS |  | 1 | No | Yes | Yes | Yes | N. A.
B0216 | B0207.16 | CANCELLOUS SCREW, S`RUT, DIA. 4MM, FULLY THREADED, HEX. SLOT, LENGTH 16MM |  | B0216.00 | 00 | 2013-05-02 | N. A. | N. A. | N. A. | QPF/B0216 | 02 | 2014-12-25 | N. A. | N. A. | N. A. | PS/B0216 | 09 | 2017-12-08 | 2022-12-07 | 2019-12-08 | N. A. | B0216 | TMF-1 | IU/1 | Class C | FINISHED GOODS | SUSHRUT™ | CANCELLOUS SCREW, DIA. 4MM | FULLY THREADED, HEX. SLOT, LENGTH 16MM | 16 | No | Yes |  | No | N. A. | No | N. A. | No | Yes | No | Yes | M. L.: MFG/MD/2021/000369 |  | 3 | SUSHRUT PRODUCTS\INTERNATIONAL IMPLANTS\SMALL FRAGMENT BONE SCREWS\CANCELLOUS SCREWS 4MM FULL THD., HEX SLOT | 0.0021265 | Initial issue | N | BONE SCREWS |  | 1 | No | Yes | Yes | Yes | N. A.
B0216 | B0207.18 | CANCELLOUS SCREW, S`RUT, DIA. 4MM, FULLY THREADED, HEX. SLOT, LENGTH 18MM |  | B0216.00 | 00 | 2013-05-02 | N. A. | N. A. | N. A. | QPF/B0216 | 02 | 2014-12-25 | N. A. | N. A. | N. A. | PS/B0216 | 09 | 2017-12-08 | 2022-12-07 | 2019-12-08 | N. A. | B0216 | TMF-1 | IU/1 | Class C | FINISHED GOODS | SUSHRUT™ | CANCELLOUS SCREW, DIA. 4MM | FULLY THREADED, HEX. SLOT, LENGTH 18MM | 16 | No | Yes |  | No | N. A. | No | N. A. | No | Yes | No | Yes | M. L.: MFG/MD/2021/000369 |  | 3 | SUSHRUT PRODUCTS\INTERNATIONAL IMPLANTS\SMALL FRAGMENT BONE SCREWS\CANCELLOUS SCREWS 4MM FULL THD., HEX SLOT | 0.0025804 | Initial issue | N | BONE SCREWS |  | 1 | No | Yes | Yes | Yes | N. A.
B0216 | B0207.20 | CANCELLOUS SCREW, S`RUT, DIA. 4MM, FULLY THREADED, HEX. SLOT, LENGTH 20MM |  | B0216.00 | 00 | 2013-05-02 | N. A. | N. A. | N. A. | QPF/B0216 | 02 | 2014-12-25 | N. A. | N. A. | N. A. | PS/B0216 | 09 | 2017-12-08 | 2022-12-07 | 2019-12-08 | N. A. | B0216 | TMF-1 | IU/1 | Class C | FINISHED GOODS | SUSHRUT™ | CANCELLOUS SCREW, DIA. 4MM | FULLY THREADED, HEX. SLOT, LENGTH 20MM | 16 | No | Yes |  | No | N. A. | No | N. A. | No | Yes | No | Yes | M. L.: MFG/MD/2021/000369 |  | 3 | SUSHRUT PRODUCTS\INTERNATIONAL IMPLANTS\SMALL FRAGMENT BONE SCREWS\CANCELLOUS SCREWS 4MM FULL THD., HEX SLOT | 0.0022803 | Initial issue | N | BONE SCREWS |  | 1 | No | Yes | Yes | Yes | N. A.
B0216 | B0207.22 | CANCELLOUS SCREW, S`RUT, DIA. 4MM, FULLY THREADED, HEX. SLOT, LENGTH 22MM |  | B0216.00 | 00 | 2013-05-02 | N. A. | N. A. | N. A. | QPF/B0216 | 02 | 2014-12-25 | N. A. | N. A. | N. A. | PS/B0216 | 09 | 2017-12-08 | 2022-12-07 | 2019-12-08 | N. A. | B0216 | TMF-1 | IU/1 | Class C | FINISHED GOODS | SUSHRUT™ | CANCELLOUS SCREW, DIA. 4MM | FULLY THREADED, HEX. SLOT, LENGTH 22MM | 16 | No | Yes |  | No | N. A. | No | N. A. | No | Yes | No | Yes | M. L.: MFG/MD/2021/000369 |  | 3 | SUSHRUT PRODUCTS\INTERNATIONAL IMPLANTS\SMALL FRAGMENT BONE SCREWS\CANCELLOUS SCREWS 4MM FULL THD., HEX SLOT | 0.0024316 | Initial issue | N | BONE SCREWS |  | 1 | No | Yes | Yes | Yes | N. A.
B0216 | B0207.24 | CANCELLOUS SCREW, S`RUT, DIA. 4MM, FULLY THREADED, HEX. SLOT, LENGTH 24MM |  | B0216.00 | 00 | 2013-05-02 | N. A. | N. A. | N. A. | QPF/B0216 | 02 | 2014-12-25 | N. A. | N. A. | N. A. | PS/B0216 | 09 | 2017-12-08 | 2022-12-07 | 2019-12-08 | N. A. | B0216 | TMF-1 | IU/1 | Class C | FINISHED GOODS | SUSHRUT™ | CANCELLOUS SCREW, DIA. 4MM | FULLY THREADED, HEX. SLOT, LENGTH 24MM | 16 | No | Yes |  | No | N. A. | No | N. A. | No | Yes | No | Yes | M. L.: MFG/MD/2021/000369 |  | 3 | SUSHRUT PRODUCTS\INTERNATIONAL IMPLANTS\SMALL FRAGMENT BONE SCREWS\CANCELLOUS SCREWS 4MM FULL THD., HEX SLOT | 0.0023455 | Initial issue | N | BONE SCREWS |  | 1 | No | Yes | Yes | Yes | N. A.
B0216 | B0207.26 | CANCELLOUS SCREW, S`RUT, DIA. 4MM, FULLY THREADED, HEX. SLOT, LENGTH 26MM |  | B0216.00 | 00 | 2013-05-02 | N. A. | N. A. | N. A. | QPF/B0216 | 02 | 2014-12-25 | N. A. | N. A. | N. A. | PS/B0216 | 09 | 2017-12-08 | 2022-12-07 | 2019-12-08 | N. A. | B0216 | TMF-1 | IU/1 | Class C | FINISHED GOODS | SUSHRUT™ | CANCELLOUS SCREW, DIA. 4MM | FULLY THREADED, HEX. SLOT, LENGTH 26MM | 16 | No | Yes |  | No | N. A. | No | N. A. | No | Yes | No | Yes | M. L.: MFG/MD/2021/000369 |  | 3 | SUSHRUT PRODUCTS\INTERNATIONAL IMPLANTS\SMALL FRAGMENT BONE SCREWS\CANCELLOUS SCREWS 4MM FULL THD., HEX SLOT | 0.0024364 | Initial issue | N | BONE SCREWS |  | 1 | No | Yes | Yes | Yes | N. A.
B0216 | B0207.28 | CANCELLOUS SCREW, S`RUT, DIA. 4MM, FULLY THREADED, HEX. SLOT, LENGTH 28MM |  | B0216.00 | 00 | 2013-05-02 | N. A. | N. A. | N. A. | QPF/B0216 | 02 | 2014-12-25 | N. A. | N. A. | N. A. | PS/B0216 | 09 | 2017-12-08 | 2022-12-07 | 2019-12-08 | N. A. | B0216 | TMF-1 | IU/1 | Class C | FINISHED GOODS | SUSHRUT™ | CANCELLOUS SCREW, DIA. 4MM | FULLY THREADED, HEX. SLOT, LENGTH 28MM | 16 | No | Yes |  | No | N. A. | No | N. A. | No | Yes | No | Yes | M. L.: MFG/MD/2021/000369 |  | 3 | SUSHRUT PRODUCTS\INTERNATIONAL IMPLANTS\SMALL FRAGMENT BONE SCREWS\CANCELLOUS SCREWS 4MM FULL THD., HEX SLOT | 0.0024545 | Initial issue | N | BONE SCREWS |  | 1 | No | Yes | Yes | Yes | N. A.
B0216 | B0207.30 | CANCELLOUS SCREW, S`RUT, DIA. 4MM, FULLY THREADED, HEX. SLOT, LENGTH 30MM |  | B0216.00 | 00 | 2013-05-02 | N. A. | N. A. | N. A. | QPF/B0216 | 02 | 2014-12-25 | N. A. | N. A. | N. A. | PS/B0216 | 09 | 2017-12-08 | 2022-12-07 | 2019-12-08 | N. A. | B0216 | TMF-1 | IU/1 | Class C | FINISHED GOODS | SUSHRUT™ | CANCELLOUS SCREW, DIA. 4MM | FULLY THREADED, HEX. SLOT, LENGTH 30MM | 16 | No | Yes |  | No | N. A. | No | N. A. | No | Yes | No | Yes | M. L.: MFG/MD/2021/000369 |  | 3 | SUSHRUT PRODUCTS\INTERNATIONAL IMPLANTS\SMALL FRAGMENT BONE SCREWS\CANCELLOUS SCREWS 4MM FULL THD., HEX SLOT | 0.0026118 | Initial issue | N | BONE SCREWS |  | 1 | No | Yes | Yes | Yes | N. A.
B0216 | B0207.32 | CANCELLOUS SCREW, S`RUT, DIA. 4MM, FULLY THREADED, HEX. SLOT, LENGTH 32MM |  | B0216.00 | 00 | 2013-05-02 | N. A. | N. A. | N. A. | QPF/B0216 | 02 | 2014-12-25 | N. A. | N. A. | N. A. | PS/B0216 | 09 | 2017-12-08 | 2022-12-07 | 2019-12-08 | N. A. | B0216 | TMF-1 | IU/1 | Class C | FINISHED GOODS | SUSHRUT™ | CANCELLOUS SCREW, DIA. 4MM | FULLY THREADED, HEX. SLOT, LENGTH 32MM | 16 | No | Yes |  | No | N. A. | No | N. A. | No | Yes | No | Yes | M. L.: MFG/MD/2021/000369 |  | 3 | SUSHRUT PRODUCTS\INTERNATIONAL IMPLANTS\SMALL FRAGMENT BONE SCREWS\CANCELLOUS SCREWS 4MM FULL THD., HEX SLOT | 0.0027364 | Initial issue | N | BONE SCREWS |  | 1 | No | Yes | Yes | Yes | N. A.
B0216 | B0207.34 | CANCELLOUS SCREW, DIA. 4.0MM, FULLY THREADED, HEX. SLOT, LENGTH 34MM |  | B0216.00 | 00 | 2013-05-02 | N. A. | N. A. | N. A. | QPF/B0216 | 02 | 2014-12-25 | N. A. | N. A. | N. A. | PS/B0216 | 09 | 2017-12-08 | 2022-12-07 | 2019-12-08 | N. A. | B0216 | TMF-1 | IU/1 | Class C | FINISHED GOODS | ADLER™ | CANCELLOUS SCREW, DIA. 4MM | FULLY THREADED, HEX. SLOT, LENGTH 32MM | 16 | No | Yes |  | No | N. A. | No | N. A. | No | Yes | No | Yes | M. L.: MFG/MD/2021/000369 |  | 3 | SUSHRUT PRODUCTS\INTERNATIONAL IMPLANTS\SMALL FRAGMENT BONE SCREWS\CANCELLOUS SCREWS 4MM FULL THD., HEX SLOT | 0 | Initial issue | N | BONE SCREWS |  | 1 | No | Yes | Yes | Yes | N. A.
B0216 | B0207.35 | CANCELLOUS SCREW, S`RUT, DIA. 4MM, FULLY THREADED, HEX. SLOT, LENGTH 35MM |  | B0216.00 | 00 | 2013-05-02 | N. A. | N. A. | N. A. | QPF/B0216 | 02 | 2014-12-25 | N. A. | N. A. | N. A. | PS/B0216 | 09 | 2017-12-08 | 2022-12-07 | 2019-12-08 | N. A. | B0216 | TMF-1 | IU/1 | Class C | FINISHED GOODS | SUSHRUT™ | CANCELLOUS SCREW, DIA. 4MM | FULLY THREADED, HEX. SLOT, LENGTH 35MM | 16 | No | Yes |  | No | N. A. | No | N. A. | No | Yes | No | Yes | M. L.: MFG/MD/2021/000369 |  | 3 | SUSHRUT PRODUCTS\INTERNATIONAL IMPLANTS\SMALL FRAGMENT BONE SCREWS\CANCELLOUS SCREWS 4MM FULL THD., HEX SLOT | 0.00295 | Initial issue | N | BONE SCREWS |  | 1 | No | Yes | Yes | Yes | N. A.
B0216 | B0207.36 | CANCELLOUS SCREW, DIA. 4.0MM, FULLY THREADED, HEX. SLOT, LENGTH 36MM |  | B0216.00 | 00 | 2013-05-02 | N. A. | N. A. | N. A. | QPF/B0216 | 02 | 2014-12-25 | N. A. | N. A. | N. A. | PS/B0216 | 09 | 2017-12-08 | 2022-12-07 | 2019-12-08 | N. A. | B0216 | TMF-1 | IU/1 | Class C | FINISHED GOODS | ADLER™ | CANCELLOUS SCREW, DIA. 4MM | FULLY THREADED, HEX. SLOT, LENGTH 36MM | 16 | No | Yes |  | No | N. A. | No | N. A. | No | Yes | No | Yes | M. L.: MFG/MD/2021/000369 |  | 3 | SUSHRUT PRODUCTS\INTERNATIONAL IMPLANTS\SMALL FRAGMENT BONE SCREWS\CANCELLOUS SCREWS 4MM FULL THD., HEX SLOT | 0 | Initial issue | N | BONE SCREWS |  | 1 | No | Yes | Yes | Yes | N. A.
B0216 | B0207.38 | CANCELLOUS SCREW, DIA. 4.0MM, FULLY THREADED, HEX. SLOT, LENGTH 38MM |  | B0216.00 | 00 | 2013-05-02 | N. A. | N. A. | N. A. | QPF/B0216 | 02 | 2014-12-25 | N. A. | N. A. | N. A. | PS/B0216 | 09 | 2017-12-08 | 2022-12-07 | 2019-12-08 | N. A. | B0216 | TMF-1 | IU/1 | Class C | FINISHED GOODS | ADLER™ | CANCELLOUS SCREW, DIA. 4MM | FULLY THREADED, HEX. SLOT, LENGTH 38MM | 16 | No | Yes |  | No | N. A. | No | N. A. | No | Yes | No | Yes | M. L.: MFG/MD/2021/000369 |  | 3 | SUSHRUT PRODUCTS\INTERNATIONAL IMPLANTS\SMALL FRAGMENT BONE SCREWS\CANCELLOUS SCREWS 4MM FULL THD., HEX SLOT | 0 | Initial issue | N | BONE SCREWS |  | 1 | No | Yes | Yes | Yes | N. A.
B0216 | B0207.40 | CANCELLOUS SCREW, S`RUT, DIA. 4MM, FULLY THREADED, HEX. SLOT, LENGTH 40MM |  | B0216.00 | 00 | 2013-05-02 | N. A. | N. A. | N. A. | QPF/B0216 | 02 | 2014-12-25 | N. A. | N. A. | N. A. | PS/B0216 | 09 | 2017-12-08 | 2022-12-07 | 2019-12-08 | N. A. | B0216 | TMF-1 | IU/1 | Class C | FINISHED GOODS | SUSHRUT™ | CANCELLOUS SCREW, DIA. 4MM | FULLY THREADED, HEX. SLOT, LENGTH 40MM | 16 | No | Yes |  | No | N. A. | No | N. A. | No | Yes | No | Yes | M. L.: MFG/MD/2021/000369 |  | 3 | SUSHRUT PRODUCTS\INTERNATIONAL IMPLANTS\SMALL FRAGMENT BONE SCREWS\CANCELLOUS SCREWS 4MM FULL THD., HEX SLOT | 0.0032209 | Initial issue | N | BONE SCREWS |  | 1 | No | Yes | Yes | Yes | N. A.
B0216 | B0207.42 | CANCELLOUS SCREW, DIA. 4.0MM, FULLY THREADED, HEX. SLOT, LENGTH 42MM |  | B0216.00 | 00 | 2013-05-02 | N. A. | N. A. | N. A. | QPF/B0216 | 02 | 2014-12-25 | N. A. | N. A. | N. A. | PS/B0216 | 09 | 2017-12-08 | 2022-12-07 | 2019-12-08 | N. A. | B0216 | TMF-1 | IU/1 | Class C | FINISHED GOODS | ADLER™ | CANCELLOUS SCREW, DIA. 4MM | FULLY THREADED, HEX. SLOT, LENGTH 42MM | 16 | No | Yes |  | No | N. A. | No | N. A. | No | Yes | No | Yes | M. L.: MFG/MD/2021/000369 |  | 3 | SUSHRUT PRODUCTS\INTERNATIONAL IMPLANTS\SMALL FRAGMENT BONE SCREWS\CANCELLOUS SCREWS 4MM FULL THD., HEX SLOT | 0 | Initial issue | N | BONE SCREWS |  | 1 | No | Yes | Yes | Yes | N. A.
B0216 | B0207.44 | CANCELLOUS SCREW, DIA. 4.0MM, FULLY THREADED, HEX. SLOT, LENGTH 44MM |  | B0216.00 | 00 | 2013-05-02 | N. A. | N. A. | N. A. | QPF/B0216 | 02 | 2014-12-25 | N. A. | N. A. | N. A. | PS/B0216 | 09 | 2017-12-08 | 2022-12-07 | 2019-12-08 | N. A. | B0216 | TMF-1 | IU/1 | Class C | FINISHED GOODS | ADLER™ | CANCELLOUS SCREW, DIA. 4MM | FULLY THREADED, HEX. SLOT, LENGTH 44MM | 16 | No | Yes |  | No | N. A. | No | N. A. | No | Yes | No | Yes | M. L.: MFG/MD/2021/000369 |  | 3 | SUSHRUT PRODUCTS\INTERNATIONAL IMPLANTS\SMALL FRAGMENT BONE SCREWS\CANCELLOUS SCREWS 4MM FULL THD., HEX SLOT | 0 | Initial issue | N | BONE SCREWS |  | 1 | No | Yes | Yes | Yes | N. A.
B0216 | B0207.45 | CANCELLOUS SCREW, S`RUT, DIA. 4MM, FULLY THREADED, HEX. SLOT, LENGTH 45MM |  | B0216.00 | 00 | 2013-05-02 | N. A. | N. A. | N. A. | QPF/B0216 | 02 | 2014-12-25 | N. A. | N. A. | N. A. | PS/B0216 | 09 | 2017-12-08 | 2022-12-07 | 2019-12-08 | N. A. | B0216 | TMF-1 | IU/1 | Class C | FINISHED GOODS | SUSHRUT™ | CANCELLOUS SCREW, DIA. 4MM | FULLY THREADED, HEX. SLOT, LENGTH 45MM | 16 | No | Yes |  | No | N. A. | No | N. A. | No | Yes | No | Yes | M. L.: MFG/MD/2021/000369 |  | 3 | SUSHRUT PRODUCTS\INTERNATIONAL IMPLANTS\SMALL FRAGMENT BONE SCREWS\CANCELLOUS SCREWS 4MM FULL THD., HEX SLOT | 0.0033667 | Initial issue | N | BONE SCREWS |  | 1 | No | Yes | Yes | Yes | N. A.
B0216 | B0207.46 | CANCELLOUS SCREW, DIA. 4.0MM, FULLY THREADED, HEX. SLOT, LENGTH 46MM |  | B0216.00 | 00 | 2013-05-02 | N. A. | N. A. | N. A. | QPF/B0216 | 02 | 2014-12-25 | N. A. | N. A. | N. A. | PS/B0216 | 09 | 2017-12-08 | 2022-12-07 | 2019-12-08 | N. A. | B0216 | TMF-1 | IU/1 | Class C | FINISHED GOODS | ADLER™ | CANCELLOUS SCREW, DIA. 4MM | FULLY THREADED, HEX. SLOT, LENGTH 46MM | 16 | No | Yes |  | No | N. A. | No | N. A. | No | Yes | No | Yes | M. L.: MFG/MD/2021/000369 |  | 3 | SUSHRUT PRODUCTS\INTERNATIONAL IMPLANTS\SMALL FRAGMENT BONE SCREWS\CANCELLOUS SCREWS 4MM FULL THD., HEX SLOT | 0 | Initial issue | N | BONE SCREWS |  | 1 | No | Yes | Yes | Yes | N. A.
B0216 | B0207.48 | CANCELLOUS SCREW, DIA. 4.0MM, FULLY THREADED, HEX. SLOT, LENGTH 48MM |  | B0216.00 | 00 | 2013-05-02 | N. A. | N. A. | N. A. | QPF/B0216 | 02 | 2014-12-25 | N. A. | N. A. | N. A. | PS/B0216 | 09 | 2017-12-08 | 2022-12-07 | 2019-12-08 | N. A. | B0216 | TMF-1 | IU/1 | Class C | FINISHED GOODS | ADLER™ | CANCELLOUS SCREW, DIA. 4MM | FULLY THREADED, HEX. SLOT, LENGTH 48MM | 16 | No | Yes |  | No | N. A. | No | N. A. | No | Yes | No | Yes | M. L.: MFG/MD/2021/000369 |  | 3 | SUSHRUT PRODUCTS\INTERNATIONAL IMPLANTS\SMALL FRAGMENT BONE SCREWS\CANCELLOUS SCREWS 4MM FULL THD., HEX SLOT | 0 | Initial issue | N | BONE SCREWS |  | 1 | No | Yes | Yes | Yes | N. A.
B0216 | B0207.50 | CANCELLOUS SCREW, S`RUT, DIA. 4MM, FULLY THREADED, HEX. SLOT, LENGTH 50MM |  | B0216.00 | 00 | 2013-05-02 | N. A. | N. A. | N. A. | QPF/B0216 | 02 | 2014-12-25 | N. A. | N. A. | N. A. | PS/B0216 | 09 | 2017-12-08 | 2022-12-07 | 2019-12-08 | N. A. | B0216 | TMF-1 | IU/1 | Class C | FINISHED GOODS | SUSHRUT™ | CANCELLOUS SCREW, DIA. 4MM | FULLY THREADED, HEX. SLOT, LENGTH 50MM | 16 | No | Yes |  | No | N. A. | No | N. A. | No | Yes | No | Yes | M. L.: MFG/MD/2021/000369 |  | 3 | SUSHRUT PRODUCTS\INTERNATIONAL IMPLANTS\SMALL FRAGMENT BONE SCREWS\CANCELLOUS SCREWS 4MM FULL THD., HEX SLOT | 0.0036531 | Initial issue | N | BONE SCREWS |  | 1 | No | Yes | Yes | Yes | N. A.
B0216 | B0207.55 | CANCELLOUS SCREW, S`RUT, DIA. 4MM, FULLY THREADED, HEX. SLOT, LENGTH 55MM |  | B0216.00 | 00 | 2013-05-02 | N. A. | N. A. | N. A. | QPF/B0216 | 02 | 2014-12-25 | N. A. | N. A. | N. A. | PS/B0216 | 09 | 2017-12-08 | 2022-12-07 | 2019-12-08 | N. A. | B0216 | TMF-1 | IU/1 | Class C | FINISHED GOODS | SUSHRUT™ | CANCELLOUS SCREW, DIA. 4MM | FULLY THREADED, HEX. SLOT, LENGTH 55MM | 16 | No | Yes |  | No | N. A. | No | N. A. | No | Yes | No | Yes | M. L.: MFG/MD/2021/000369 |  | 3 | SUSHRUT PRODUCTS\INTERNATIONAL IMPLANTS\SMALL FRAGMENT BONE SCREWS\CANCELLOUS SCREWS 4MM FULL THD., HEX SLOT | 0.0039067 | Initial issue | N | BONE SCREWS |  | 1 | No | Yes | Yes | Yes | N. A.
B0216 | B0207.60 | CANCELLOUS SCREW, S`RUT, DIA. 4MM, FULLY THREADED, HEX. SLOT, LENGTH 60MM |  | B0216.00 | 00 | 2013-05-02 | N. A. | N. A. | N. A. | QPF/B0216 | 02 | 2014-12-25 | N. A. | N. A. | N. A. | PS/B0216 | 09 | 2017-12-08 | 2022-12-07 | 2019-12-08 | N. A. | B0216 | TMF-1 | IU/1 | Class C | FINISHED GOODS | SUSHRUT™ | CANCELLOUS SCREW, DIA. 4MM | FULLY THREADED, HEX. SLOT, LENGTH 60MM | 16 | No | Yes |  | No | N. A. | No | N. A. | No | Yes | No | Yes | M. L.: MFG/MD/2021/000369 |  | 3 | SUSHRUT PRODUCTS\INTERNATIONAL IMPLANTS\SMALL FRAGMENT BONE SCREWS\CANCELLOUS SCREWS 4MM FULL THD., HEX SLOT | 0.0040814 | Initial issue | N | BONE SCREWS |  | 1 | No | Yes | Yes | Yes | N. A.
B0216 | B0207.65 | CANCELLOUS SCREW, DIA. 4.0MM, FULLY THREADED, HEX. SLOT, LENGTH 65MM |  | B0216.00 | 00 | 2013-05-02 | N. A. | N. A. | N. A. | QPF/B0216 | 02 | 2014-12-25 | N. A. | N. A. | N. A. | PS/B0216 | 09 | 2017-12-08 | 2022-12-07 | 2019-12-08 | N. A. | B0216 | TMF-1 | IU/1 | Class C | FINISHED GOODS | ADLER™ | CANCELLOUS SCREW, DIA. 4MM | FULLY THREADED, HEX. SLOT, LENGTH 65MM | 16 | No | Yes |  | No | N. A. | No | N. A. | No | Yes | No | Yes | M. L.: MFG/MD/2021/000369 |  | 3 | SUSHRUT PRODUCTS\INTERNATIONAL IMPLANTS\SMALL FRAGMENT BONE SCREWS\CANCELLOUS SCREWS 4MM FULL THD., HEX SLOT | 0 | Initial issue | N | BONE SCREWS |  | 1 | No | Yes | Yes | Yes | N. A.
B0216 | B0207.70 | CANCELLOUS SCREW, DIA. 4.0MM, FULLY THREADED, HEX. SLOT, LENGTH 70MM |  | B0216.00 | 00 | 2013-05-02 | N. A. | N. A. | N. A. | QPF/B0216 | 02 | 2014-12-25 | N. A. | N. A. | N. A. | PS/B0216 | 09 | 2017-12-08 | 2022-12-07 | 2019-12-08 | N. A. | B0216 | TMF-1 | IU/1 | Class C | FINISHED GOODS | ADLER™ | CANCELLOUS SCREW, DIA. 4MM | FULLY THREADED, HEX. SLOT, LENGTH 70MM | 16 | No | Yes |  | No | N. A. | No | N. A. | No | Yes | No | Yes | M. L.: MFG/MD/2021/000369 |  | 3 | SUSHRUT PRODUCTS\INTERNATIONAL IMPLANTS\SMALL FRAGMENT BONE SCREWS\CANCELLOUS SCREWS 4MM FULL THD., HEX SLOT | 0 | Initial issue | N | BONE SCREWS |  | 1 | No | Yes | Yes | Yes | N. A.
B0216 | B0207.75 | CANCELLOUS SCREW, DIA. 4.0MM, FULLY THREADED, HEX. SLOT, LENGTH 75MM |  | B0216.00 | 00 | 2013-05-02 | N. A. | N. A. | N. A. | QPF/B0216 | 02 | 2014-12-25 | N. A. | N. A. | N. A. | PS/B0216 | 09 | 2017-12-08 | 2022-12-07 | 2019-12-08 | N. A. | B0216 | TMF-1 | IU/1 | Class C | FINISHED GOODS | ADLER™ | CANCELLOUS SCREW, DIA. 4MM | FULLY THREADED, HEX. SLOT, LENGTH 75MM | 16 | No | Yes |  | No | N. A. | No | N. A. | No | Yes | No | Yes | M. L.: MFG/MD/2021/000369 |  | 3 | SUSHRUT PRODUCTS\INTERNATIONAL IMPLANTS\SMALL FRAGMENT BONE SCREWS\CANCELLOUS SCREWS 4MM FULL THD., HEX SLOT | 0 | Initial issue | N | BONE SCREWS |  | 1 | No | Yes | Yes | Yes | N. A.
B0216 | B0207.80 | CANCELLOUS SCREW, DIA. 4.0MM, FULLY THREADED, HEX. SLOT, LENGTH 80MM |  | B0216.00 | 00 | 2013-05-02 | N. A. | N. A. | N. A. | QPF/B0216 | 02 | 2014-12-25 | N. A. | N. A. | N. A. | PS/B0216 | 09 | 2017-12-08 | 2022-12-07 | 2019-12-08 | N. A. | B0216 | TMF-1 | IU/1 | Class C | FINISHED GOODS | ADLER™ | CANCELLOUS SCREW, DIA. 4MM | FULLY THREADED, HEX. SLOT, LENGTH 80MM | 16 | No | Yes |  | No | N. A. | No | N. A. | No | Yes | No | Yes | M. L.: MFG/MD/2021/000369 |  | 3 | SUSHRUT PRODUCTS\INTERNATIONAL IMPLANTS\SMALL FRAGMENT BONE SCREWS\CANCELLOUS SCREWS 4MM FULL THD., HEX SLOT | 0 | Initial issue | N | BONE SCREWS |  | 1 | No | Yes | Yes | Yes | N. A.
B0218 | B0210.06 | CORTEX SCREW, S`RUT, DIA. 2.7MM, HEX. SLOT, LENGTH 6MM |  | B0218.00 | 02 | 2018-06-21 | N. A. | N. A. | N. A. | QPF/B0218 | 01 | 2008-03-06 | N. A. | N. A. | N. A. | PS/B0218 | 04 | 2019-01-05 | 2022-12-07 | 2019-12-08 | N. A. | B0218 | TMF-1 | IU/1 | Class C | FINISHED GOODS | SUSHRUT™ | CORTEX SCREW, DIA. 2.7MM | LENGTH 6MM | 16 | No | Yes |  | No | N. A. | No | N. A. | No | Yes | No | Yes | M. L.: MFG/MD/2021/000369 |  | 3 | SUSHRUT PRODUCTS\INTERNATIONAL IMPLANTS\MINI BONE SCREWS\CORTEX SCREWS 2.7MM, HEX SLOT | 0.0012364 | Initial issue | N | BONE SCREWS |  | 1 | No | Yes | Yes | Yes | N. A.
B0218 | B0210.08 | CORTEX SCREW, S`RUT, DIA. 2.7MM, HEX. SLOT, LENGTH 8MM |  | B0218.00 | 02 | 2018-06-21 | N. A. | N. A. | N. A. | QPF/B0218 | 01 | 2008-03-06 | N. A. | N. A. | N. A. | PS/B0218 | 04 | 2019-01-05 | 2022-12-07 | 2019-12-08 | N. A. | B0218 | TMF-1 | IU/1 | Class C | FINISHED GOODS | SUSHRUT™ | CORTEX SCREW, DIA. 2.7MM | LENGTH 8MM | 16 | No | Yes |  | No | N. A. | No | N. A. | No | Yes | No | Yes | M. L.: MFG/MD/2021/000369 |  | 3 | SUSHRUT PRODUCTS\INTERNATIONAL IMPLANTS\MINI BONE SCREWS\CORTEX SCREWS 2.7MM, HEX SLOT | 0.00154 | Initial issue | N | BONE SCREWS |  | 1 | No | Yes | Yes | Yes | N. A.
B0218 | B0210.09 | CORTEX SCREW, S`RUT, DIA. 2.7MM, HEX. SLOT, LENGTH 9MM |  | B0218.00 | #N/A | #N/A | N. A. | N. A. | N. A. | QPF/B0218 | #N/A | #N/A | #N/A | #N/A | #N/A | PS/B0218 | #N/A | #N/A | #N/A | #N/A | #N/A | B0218 | TMF-1 | IU/1 | Class C | FINISHED GOODS | SUSHRUT™ | CORTEX SCREW, DIA. 2.7MM | LENGTH 9MM | 16 | No | Yes |  | No | N. A. | No | N. A. | No | Yes | No | Yes | M. L.: MFG/MD/2021/000369 |  | 3 | SUSHRUT PRODUCTS\INTERNATIONAL IMPLANTS\MINI BONE SCREWS\CORTEX SCREWS 2.7MM, HEX SLOT | 0 | Initial issue | Y | BONE SCREWS |  | 1 | No | Yes | Yes | Yes | N. A.
B0218 | B0210.10 | CORTEX SCREW, S`RUT, DIA. 2.7MM, HEX. SLOT, LENGTH 10MM |  | B0218.00 | 02 | 2018-06-21 | N. A. | N. A. | N. A. | QPF/B0218 | 01 | 2008-03-06 | N. A. | N. A. | N. A. | PS/B0218 | 04 | 2019-01-05 | 2022-12-07 | 2019-12-08 | N. A. | B0218 | TMF-1 | IU/1 | Class C | FINISHED GOODS | SUSHRUT™ | CORTEX SCREW, DIA. 2.7MM | LENGTH 10MM | 16 | No | Yes |  | No | N. A. | No | N. A. | No | Yes | No | Yes | M. L.: MFG/MD/2021/000369 |  | 3 | SUSHRUT PRODUCTS\INTERNATIONAL IMPLANTS\MINI BONE SCREWS\CORTEX SCREWS 2.7MM, HEX SLOT | 0.001619 | Initial issue | N | BONE SCREWS |  | 1 | No | Yes | Yes | Yes | N. A.
B0218 | B0210.11 | CORTEX SCREW, S`RUT, DIA. 2.7MM, HEX. SLOT, LENGTH 11MM |  | B0218.00 | #N/A | #N/A | N. A. | N. A. | N. A. | QPF/B0218 | #N/A | #N/A | #N/A | #N/A | #N/A | PS/B0218 | #N/A | #N/A | #N/A | #N/A | #N/A | B0218 | TMF-1 | IU/1 | Class C | FINISHED GOODS | SUSHRUT™ | CORTEX SCREW, DIA. 2.7MM | LENGTH 11MM | 16 | No | Yes |  | No | N. A. | No | N. A. | No | Yes | No | Yes | M. L.: MFG/MD/2021/000369 |  | 3 | SUSHRUT PRODUCTS\INTERNATIONAL IMPLANTS\MINI BONE SCREWS\CORTEX SCREWS 2.7MM, HEX SLOT | 0.001619 | Initial issue | Y | BONE SCREWS |  | 1 | No | Yes | Yes | Yes | N. A.
B0218 | B0210.12 | CORTEX SCREW, S`RUT, DIA. 2.7MM, HEX. SLOT, LENGTH 12MM |  | B0218.00 | 02 | 2018-06-21 | N. A. | N. A. | N. A. | QPF/B0218 | 01 | 2008-03-06 | N. A. | N. A. | N. A. | PS/B0218 | 04 | 2019-01-05 | 2022-12-07 | 2019-12-08 | N. A. | B0218 | TMF-1 | IU/1 | Class C | FINISHED GOODS | SUSHRUT™ | CORTEX SCREW, DIA. 2.7MM | LENGTH 12MM | 16 | No | Yes |  | No | N. A. | No | N. A. | No | Yes | No | Yes | M. L.: MFG/MD/2021/000369 |  | 3 | SUSHRUT PRODUCTS\INTERNATIONAL IMPLANTS\MINI BONE SCREWS\CORTEX SCREWS 2.7MM, HEX SLOT | 0.0017 | Initial issue | N | BONE SCREWS |  | 1 | No | Yes | Yes | Yes | N. A.
B0218 | B0210.14 | CORTEX SCREW, S`RUT, DIA. 2.7MM, HEX. SLOT, LENGTH 14MM |  | B0218.00 | 02 | 2018-06-21 | N. A. | N. A. | N. A. | QPF/B0218 | 01 | 2008-03-06 | N. A. | N. A. | N. A. | PS/B0218 | 04 | 2019-01-05 | 2022-12-07 | 2019-12-08 | N. A. | B0218 | TMF-1 | IU/1 | Class C | FINISHED GOODS | SUSHRUT™ | CORTEX SCREW, DIA. 2.7MM | LENGTH 14MM | 16 | No | Yes |  | No | N. A. | No | N. A. | No | Yes | No | Yes | M. L.: MFG/MD/2021/000369 |  | 3 | SUSHRUT PRODUCTS\INTERNATIONAL IMPLANTS\MINI BONE SCREWS\CORTEX SCREWS 2.7MM, HEX SLOT | 0.0023417 | Initial issue | N | BONE SCREWS |  | 1 | No | Yes | Yes | Yes | N. A.
B0218 | B0210.16 | CORTEX SCREW, S`RUT, DIA. 2.7MM, HEX. SLOT, LENGTH 16MM |  | B0218.00 | 02 | 2018-06-21 | N. A. | N. A. | N. A. | QPF/B0218 | 01 | 2008-03-06 | N. A. | N. A. | N. A. | PS/B0218 | 04 | 2019-01-05 | 2022-12-07 | 2019-12-08 | N. A. | B0218 | TMF-1 | IU/1 | Class C | FINISHED GOODS | SUSHRUT™ | CORTEX SCREW, DIA. 2.7MM | LENGTH 16MM | 16 | No | Yes |  | No | N. A. | No | N. A. | No | Yes | No | Yes | M. L.: MFG/MD/2021/000369 |  | 3 | SUSHRUT PRODUCTS\INTERNATIONAL IMPLANTS\MINI BONE SCREWS\CORTEX SCREWS 2.7MM, HEX SLOT | 0.0018437 | Initial issue | N | BONE SCREWS |  | 1 | No | Yes | Yes | Yes | N. A.
B0218 | B0210.18 | CORTEX SCREW, S`RUT, DIA. 2.7MM, HEX. SLOT, LENGTH 18MM |  | B0218.00 | 02 | 2018-06-21 | N. A. | N. A. | N. A. | QPF/B0218 | 01 | 2008-03-06 | N. A. | N. A. | N. A. | PS/B0218 | 04 | 2019-01-05 | 2022-12-07 | 2019-12-08 | N. A. | B0218 | TMF-1 | IU/1 | Class C | FINISHED GOODS | SUSHRUT™ | CORTEX SCREW, DIA. 2.7MM | LENGTH 18MM | 16 | No | Yes |  | No | N. A. | No | N. A. | No | Yes | No | Yes | M. L.: MFG/MD/2021/000369 |  | 3 | SUSHRUT PRODUCTS\INTERNATIONAL IMPLANTS\MINI BONE SCREWS\CORTEX SCREWS 2.7MM, HEX SLOT | 0.0019771 | Initial issue | N | BONE SCREWS |  | 1 | No | Yes | Yes | Yes | N. A.
B0218 | B0210.20 | CORTEX SCREW, S`RUT, DIA. 2.7MM, HEX. SLOT, LENGTH 20MM |  | B0218.00 | 02 | 2018-06-21 | N. A. | N. A. | N. A. | QPF/B0218 | 01 | 2008-03-06 | N. A. | N. A. | N. A. | PS/B0218 | 04 | 2019-01-05 | 2022-12-07 | 2019-12-08 | N. A. | B0218 | TMF-1 | IU/1 | Class C | FINISHED GOODS | SUSHRUT™ | CORTEX SCREW, DIA. 2.7MM | LENGTH 20MM | 16 | No | Yes |  | No | N. A. | No | N. A. | No | Yes | No | Yes | M. L.: MFG/MD/2021/000369 |  | 3 | SUSHRUT PRODUCTS\INTERNATIONAL IMPLANTS\MINI BONE SCREWS\CORTEX SCREWS 2.7MM, HEX SLOT | 0.0021364 | Initial issue | N | BONE SCREWS |  | 1 | No | Yes | Yes | Yes | N. A.
B0218 | B0210.22 | CORTEX SCREW, S`RUT, DIA. 2.7MM, HEX. SLOT, LENGTH 22MM |  | B0218.00 | 02 | 2018-06-21 | N. A. | N. A. | N. A. | QPF/B0218 | 01 | 2008-03-06 | N. A. | N. A. | N. A. | PS/B0218 | 04 | 2019-01-05 | 2022-12-07 | 2019-12-08 | N. A. | B0218 | TMF-1 | IU/1 | Class C | FINISHED GOODS | SUSHRUT™ | CORTEX SCREW, DIA. 2.7MM | LENGTH 22MM | 16 | No | Yes |  | No | N. A. | No | N. A. | No | Yes | No | Yes | M. L.: MFG/MD/2021/000369 |  | 3 | SUSHRUT PRODUCTS\INTERNATIONAL IMPLANTS\MINI BONE SCREWS\CORTEX SCREWS 2.7MM, HEX SLOT | 0.0021831 | Initial issue | N | BONE SCREWS |  | 1 | No | Yes | Yes | Yes | N. A.
B0218 | B0210.24 | CORTEX SCREW, S`RUT, DIA. 2.7MM, HEX. SLOT, LENGTH 24MM |  | B0218.00 | 02 | 2018-06-21 | N. A. | N. A. | N. A. | QPF/B0218 | 01 | 2008-03-06 | N. A. | N. A. | N. A. | PS/B0218 | 04 | 2019-01-05 | 2022-12-07 | 2019-12-08 | N. A. | B0218 | TMF-1 | IU/1 | Class C | FINISHED GOODS | SUSHRUT™ | CORTEX SCREW, DIA. 2.7MM | LENGTH 24MM | 16 | No | Yes |  | No | N. A. | No | N. A. | No | Yes | No | Yes | M. L.: MFG/MD/2021/000369 |  | 3 | SUSHRUT PRODUCTS\INTERNATIONAL IMPLANTS\MINI BONE SCREWS\CORTEX SCREWS 2.7MM, HEX SLOT | 0.0024 | Initial issue | N | BONE SCREWS |  | 1 | No | Yes | Yes | Yes | N. A.
B0218 | B0210.26 | CORTEX SCREW, S`RUT, DIA. 2.7MM, HEX. SLOT, LENGTH 26MM |  | B0218.00 | 02 | 2018-06-21 | N. A. | N. A. | N. A. | QPF/B0218 | 01 | 2008-03-06 | N. A. | N. A. | N. A. | PS/B0218 | 04 | 2019-01-05 | 2022-12-07 | 2019-12-08 | N. A. | B0218 | TMF-1 | IU/1 | Class C | FINISHED GOODS | SUSHRUT™ | CORTEX SCREW, DIA. 2.7MM | LENGTH 26MM | 16 | No | Yes |  | No | N. A. | No | N. A. | No | Yes | No | Yes | M. L.: MFG/MD/2021/000369 |  | 3 | SUSHRUT PRODUCTS\INTERNATIONAL IMPLANTS\MINI BONE SCREWS\CORTEX SCREWS 2.7MM, HEX SLOT | 0.0023333 | Initial issue | N | BONE SCREWS |  | 1 | No | Yes | Yes | Yes | N. A.
B0218 | B0210.28 | CORTEX SCREW, S`RUT, DIA. 2.7MM, HEX. SLOT, LENGTH 28MM |  | B0218.00 | 02 | 2018-06-21 | N. A. | N. A. | N. A. | QPF/B0218 | 01 | 2008-03-06 | N. A. | N. A. | N. A. | PS/B0218 | 04 | 2019-01-05 | 2022-12-07 | 2019-12-08 | N. A. | B0218 | TMF-1 | IU/1 | Class C | FINISHED GOODS | SUSHRUT™ | CORTEX SCREW, DIA. 2.7MM | LENGTH 28MM | 16 | No | Yes |  | No | N. A. | No | N. A. | No | Yes | No | Yes | M. L.: MFG/MD/2021/000369 |  | 3 | SUSHRUT PRODUCTS\INTERNATIONAL IMPLANTS\MINI BONE SCREWS\CORTEX SCREWS 2.7MM, HEX SLOT | 0.00236 | Initial issue | N | BONE SCREWS |  | 1 | No | Yes | Yes | Yes | N. A.
B0218 | B0210.30 | CORTEX SCREW, S`RUT, DIA. 2.7MM, HEX. SLOT, LENGTH 30MM |  | B0218.00 | 02 | 2018-06-21 | N. A. | N. A. | N. A. | QPF/B0218 | 01 | 2008-03-06 | N. A. | N. A. | N. A. | PS/B0218 | 04 | 2019-01-05 | 2022-12-07 | 2019-12-08 | N. A. | B0218 | TMF-1 | IU/1 | Class C | FINISHED GOODS | SUSHRUT™ | CORTEX SCREW, DIA. 2.7MM | LENGTH 30MM | 16 | No | Yes |  | No | N. A. | No | N. A. | No | Yes | No | Yes | M. L.: MFG/MD/2021/000369 |  | 3 | SUSHRUT PRODUCTS\INTERNATIONAL IMPLANTS\MINI BONE SCREWS\CORTEX SCREWS 2.7MM, HEX SLOT | 0.0024333 | Initial issue | N | BONE SCREWS |  | 1 | No | Yes | Yes | Yes | N. A.
B0218 | B0210.32 | CORTEX SCREW, S`RUT, DIA. 2.7MM, HEX. SLOT, LENGTH 32MM |  | B0218.00 | 02 | 2018-06-21 | N. A. | N. A. | N. A. | QPF/B0218 | 01 | 2008-03-06 | N. A. | N. A. | N. A. | PS/B0218 | 04 | 2019-01-05 | 2022-12-07 | 2019-12-08 | N. A. | B0218 | TMF-1 | IU/1 | Class C | FINISHED GOODS | SUSHRUT™ | CORTEX SCREW, DIA. 2.7MM | LENGTH 32MM | 16 | No | Yes |  | No | N. A. | No | N. A. | No | Yes | No | Yes | M. L.: MFG/MD/2021/000369 |  | 3 | SUSHRUT PRODUCTS\INTERNATIONAL IMPLANTS\MINI BONE SCREWS\CORTEX SCREWS 2.7MM, HEX SLOT | 0.0023333 | Initial issue | N | BONE SCREWS |  | 1 | No | Yes | Yes | Yes | N. A.
B0218 | B0210.34 | CORTEX SCREW, Ø2.7MM, HEX. SLOT, LENGTH 34MM |  | B0218.00 | 02 | 2018-06-21 | N. A. | N. A. | N. A. | QPF/B0218 | 01 | 2008-03-06 | N. A. | N. A. | N. A. | PS/B0218 | 04 | 2019-01-05 | 2022-12-07 | 2019-12-08 | N. A. | B0218 | TMF-1 | IU/1 | Class C | FINISHED GOODS | SUSHRUT™ | CORTEX SCREW, DIA. 2.7MM | LENGTH 34MM | 16 | No | Yes |  | No | N. A. | No | N. A. | No | Yes | No | Yes | M. L.: MFG/MD/2021/000369 |  | 3 | SUSHRUT PRODUCTS\INTERNATIONAL IMPLANTS\MINI BONE SCREWS\CORTEX SCREWS 2.7MM, HEX SLOT | 0 | Initial issue | N | BONE SCREWS |  | 1 | No | Yes | Yes | Yes | N. A.
B0218 | B0210.36 | CORTEX SCREW, Ø2.7MM, HEX. SLOT, LENGTH 36MM |  | B0218.00 | 02 | 2018-06-21 | N. A. | N. A. | N. A. | QPF/B0218 | 01 | 2008-03-06 | N. A. | N. A. | N. A. | PS/B0218 | 04 | 2019-01-05 | 2022-12-07 | 2019-12-08 | N. A. | B0218 | TMF-1 | IU/1 | Class C | FINISHED GOODS | SUSHRUT™ | CORTEX SCREW, DIA. 2.7MM | LENGTH 36MM | 16 | No | Yes |  | No | N. A. | No | N. A. | No | Yes | No | Yes | M. L.: MFG/MD/2021/000369 |  | 3 | SUSHRUT PRODUCTS\INTERNATIONAL IMPLANTS\MINI BONE SCREWS\CORTEX SCREWS 2.7MM, HEX SLOT | 0 | Initial issue | N | BONE SCREWS |  | 1 | No | Yes | Yes | Yes | N. A.
B0218 | B0210.38 | CORTEX SCREW, Ø2.7MM, HEX. SLOT, LENGTH 38MM |  | B0218.00 | 02 | 2018-06-21 | N. A. | N. A. | N. A. | QPF/B0218 | 01 | 2008-03-06 | N. A. | N. A. | N. A. | PS/B0218 | 04 | 2019-01-05 | 2022-12-07 | 2019-12-08 | N. A. | B0218 | TMF-1 | IU/1 | Class C | FINISHED GOODS | SUSHRUT™ | CORTEX SCREW, DIA. 2.7MM | LENGTH 38MM | 16 | No | Yes |  | No | N. A. | No | N. A. | No | Yes | No | Yes | M. L.: MFG/MD/2021/000369 |  | 3 | SUSHRUT PRODUCTS\INTERNATIONAL IMPLANTS\MINI BONE SCREWS\CORTEX SCREWS 2.7MM, HEX SLOT | 0 | Initial issue | N | BONE SCREWS |  | 1 | No | Yes | Yes | Yes | N. A.
B0218 | B0210.40 | CORTEX SCREW, Ø2.7MM, HEX. SLOT, LENGTH 40MM |  | B0218.00 | 02 | 2018-06-21 | N. A. | N. A. | N. A. | QPF/B0218 | 01 | 2008-03-06 | N. A. | N. A. | N. A. | PS/B0218 | 04 | 2019-01-05 | 2022-12-07 | 2019-12-08 | N. A. | B0218 | TMF-1 | IU/1 | Class C | FINISHED GOODS | SUSHRUT™ | CORTEX SCREW, DIA. 2.7MM | LENGTH 40MM | 16 | No | Yes |  | No | N. A. | No | N. A. | No | Yes | No | Yes | M. L.: MFG/MD/2021/000369 |  | 3 | SUSHRUT PRODUCTS\INTERNATIONAL IMPLANTS\MINI BONE SCREWS\CORTEX SCREWS 2.7MM, HEX SLOT | 0 | Initial issue | N | BONE SCREWS |  | 1 | No | Yes | Yes | Yes | N. A.
B0212 | B0212.10 | CORTEX SCREW, ADLER, DIA. 3.5MM / 1.25MM PITCH HEX. SLOT, 10MM |  | B0212.00 | 06 | 2019-06-15 | N. A. | N. A. | N. A. | QPF/B0212 | 02 | 2014-12-18 | N. A. | N. A. | N. A. | PS/B0212 | 04 | 2018-11-10 | 2022-12-07 | 2019-12-08 | N. A. | B0212 | TMF-1 | IU/1 | Class C | FINISHED GOODS | ADLER™ | CORTEX SCREW, DIA. 3.5MM | 1.25MM PITCH, HEX. SLOT, LENGTH 10MM | 16 | No | Yes |  | No | N. A. | No | N. A. | No | Yes | No | Yes | M. L.: MFG/MD/2021/000369 |  | 3 | ADLER PRODUCTS\SMALL FRAGMENT BONE SCREWS, ADLER\CORTEX SCREW, ADLER 3.5MM X 1.25P | 0.0019 | Initial issue | N | BONE SCREWS |  | 1 | No | Yes | Yes | Yes | N. A.
B0212 | B0212.12 | CORTEX SCREW, ADLER, DIA. 3.5MM / 1.25MM PITCH HEX. SLOT, 12MM |  | B0212.00 | 06 | 2019-06-15 | N. A. | N. A. | N. A. | QPF/B0212 | 02 | 2014-12-18 | N. A. | N. A. | N. A. | PS/B0212 | 04 | 2018-11-10 | 2022-12-07 | 2019-12-08 | N. A. | B0212 | TMF-1 | IU/1 | Class C | FINISHED GOODS | ADLER™ | CORTEX SCREW, DIA. 3.5MM | 1.25MM PITCH, HEX. SLOT, LENGTH 12MM | 16 | No | Yes |  | No | N. A. | No | N. A. | No | Yes | No | Yes | M. L.: MFG/MD/2021/000369 |  | 3 | ADLER PRODUCTS\SMALL FRAGMENT BONE SCREWS, ADLER\CORTEX SCREW, ADLER 3.5MM X 1.25P | 0 | Initial issue | N | BONE SCREWS |  | 1 | No | Yes | Yes | Yes | N. A.
B0212 | B0212.14 | CORTEX SCREW, ADLER, DIA. 3.5MM / 1.25MM PITCH HEX. SLOT, 14MM |  | B0212.00 | 06 | 2019-06-15 | N. A. | N. A. | N. A. | QPF/B0212 | 02 | 2014-12-18 | N. A. | N. A. | N. A. | PS/B0212 | 04 | 2018-11-10 | 2022-12-07 | 2019-12-08 | N. A. | B0212 | TMF-1 | IU/1 | Class C | FINISHED GOODS | ADLER™ | CORTEX SCREW, DIA. 3.5MM | 1.25MM PITCH, HEX. SLOT, LENGTH 14MM | 16 | No | Yes |  | No | N. A. | No | N. A. | No | Yes | No | Yes | M. L.: MFG/MD/2021/000369 |  | 3 | ADLER PRODUCTS\SMALL FRAGMENT BONE SCREWS, ADLER\CORTEX SCREW, ADLER 3.5MM X 1.25P | 0.003 | Initial issue | N | BONE SCREWS |  | 1 | No | Yes | Yes | Yes | N. A.
B0212 | B0212.16 | CORTEX SCREW, ADLER, DIA. 3.5MM / 1.25MM PITCH HEX. SLOT, 16MM |  | B0212.00 | 06 | 2019-06-15 | N. A. | N. A. | N. A. | QPF/B0212 | 02 | 2014-12-18 | N. A. | N. A. | N. A. | PS/B0212 | 04 | 2018-11-10 | 2022-12-07 | 2019-12-08 | N. A. | B0212 | TMF-1 | IU/1 | Class C | FINISHED GOODS | ADLER™ | CORTEX SCREW, DIA. 3.5MM | 1.25MM PITCH, HEX. SLOT, LENGTH 16MM | 16 | No | Yes |  | No | N. A. | No | N. A. | No | Yes | No | Yes | M. L.: MFG/MD/2021/000369 |  | 3 | ADLER PRODUCTS\SMALL FRAGMENT BONE SCREWS, ADLER\CORTEX SCREW, ADLER 3.5MM X 1.25P | 0.003 | Initial issue | N | BONE SCREWS |  | 1 | No | Yes | Yes | Yes | N. A.
B0212 | B0212.18 | CORTEX SCREW, ADLER, DIA. 3.5MM / 1.25MM PITCH HEX. SLOT, 18MM |  | B0212.00 | 06 | 2019-06-15 | N. A. | N. A. | N. A. | QPF/B0212 | 02 | 2014-12-18 | N. A. | N. A. | N. A. | PS/B0212 | 04 | 2018-11-10 | 2022-12-07 | 2019-12-08 | N. A. | B0212 | TMF-1 | IU/1 | Class C | FINISHED GOODS | ADLER™ | CORTEX SCREW, DIA. 3.5MM | 1.25MM PITCH, HEX. SLOT, LENGTH 18MM | 16 | No | Yes |  | No | N. A. | No | N. A. | No | Yes | No | Yes | M. L.: MFG/MD/2021/000369 |  | 3 | ADLER PRODUCTS\SMALL FRAGMENT BONE SCREWS, ADLER\CORTEX SCREW, ADLER 3.5MM X 1.25P | 0.003 | Initial issue | N | BONE SCREWS |  | 1 | No | Yes | Yes | Yes | N. A.
B0212 | B0212.20 | CORTEX SCREW, ADLER, DIA. 3.5MM / 1.25MM PITCH HEX. SLOT, 20MM |  | B0212.00 | 06 | 2019-06-15 | N. A. | N. A. | N. A. | QPF/B0212 | 02 | 2014-12-18 | N. A. | N. A. | N. A. | PS/B0212 | 04 | 2018-11-10 | 2022-12-07 | 2019-12-08 | N. A. | B0212 | TMF-1 | IU/1 | Class C | FINISHED GOODS | ADLER™ | CORTEX SCREW, DIA. 3.5MM | 1.25MM PITCH, HEX. SLOT, LENGTH 20MM | 16 | No | Yes |  | No | N. A. | No | N. A. | No | Yes | No | Yes | M. L.: MFG/MD/2021/000369 |  | 3 | ADLER PRODUCTS\SMALL FRAGMENT BONE SCREWS, ADLER\CORTEX SCREW, ADLER 3.5MM X 1.25P | 0.003 | Initial issue | N | BONE SCREWS |  | 1 | No | Yes | Yes | Yes | N. A.
B0212 | B0212.22 | CORTEX SCREW, ADLER, DIA. 3.5MM / 1.25MM PITCH HEX. SLOT, 22MM |  | B0212.00 | 06 | 2019-06-15 | N. A. | N. A. | N. A. | QPF/B0212 | 02 | 2014-12-18 | N. A. | N. A. | N. A. | PS/B0212 | 04 | 2018-11-10 | 2022-12-07 | 2019-12-08 | N. A. | B0212 | TMF-1 | IU/1 | Class C | FINISHED GOODS | ADLER™ | CORTEX SCREW, DIA. 3.5MM | 1.25MM PITCH, HEX. SLOT, LENGTH 22MM | 16 | No | Yes |  | No | N. A. | No | N. A. | No | Yes | No | Yes | M. L.: MFG/MD/2021/000369 |  | 3 | ADLER PRODUCTS\SMALL FRAGMENT BONE SCREWS, ADLER\CORTEX SCREW, ADLER 3.5MM X 1.25P | 0.004 | Initial issue | N | BONE SCREWS |  | 1 | No | Yes | Yes | Yes | N. A.
B0212 | B0212.24 | CORTEX SCREW, ADLER, DIA. 3.5MM / 1.25MM PITCH HEX. SLOT, 24MM |  | B0212.00 | 06 | 2019-06-15 | N. A. | N. A. | N. A. | QPF/B0212 | 02 | 2014-12-18 | N. A. | N. A. | N. A. | PS/B0212 | 04 | 2018-11-10 | 2022-12-07 | 2019-12-08 | N. A. | B0212 | TMF-1 | IU/1 | Class C | FINISHED GOODS | ADLER™ | CORTEX SCREW, DIA. 3.5MM | 1.25MM PITCH, HEX. SLOT, LENGTH 24MM | 16 | No | Yes |  | No | N. A. | No | N. A. | No | Yes | No | Yes | M. L.: MFG/MD/2021/000369 |  | 3 | ADLER PRODUCTS\SMALL FRAGMENT BONE SCREWS, ADLER\CORTEX SCREW, ADLER 3.5MM X 1.25P | 0.0053 | Initial issue | N | BONE SCREWS |  | 1 | No | Yes | Yes | Yes | N. A.
B0212 | B0212.26 | CORTEX SCREW, ADLER, DIA. 3.5MM / 1.25MM PITCH HEX. SLOT, 26MM |  | B0212.00 | 06 | 2019-06-15 | N. A. | N. A. | N. A. | QPF/B0212 | 02 | 2014-12-18 | N. A. | N. A. | N. A. | PS/B0212 | 04 | 2018-11-10 | 2022-12-07 | 2019-12-08 | N. A. | B0212 | TMF-1 | IU/1 | Class C | FINISHED GOODS | ADLER™ | CORTEX SCREW, DIA. 3.5MM | 1.25MM PITCH, HEX. SLOT, LENGTH 26MM | 16 | No | Yes |  | No | N. A. | No | N. A. | No | Yes | No | Yes | M. L.: MFG/MD/2021/000369 |  | 3 | ADLER PRODUCTS\SMALL FRAGMENT BONE SCREWS, ADLER\CORTEX SCREW, ADLER 3.5MM X 1.25P | 0.0057 | Initial issue | N | BONE SCREWS |  | 1 | No | Yes | Yes | Yes | N. A.
B0212 | B0212.28 | CORTEX SCREW, ADLER, DIA. 3.5MM / 1.25MM PITCH HEX. SLOT, 28MM |  | B0212.00 | 06 | 2019-06-15 | N. A. | N. A. | N. A. | QPF/B0212 | 02 | 2014-12-18 | N. A. | N. A. | N. A. | PS/B0212 | 04 | 2018-11-10 | 2022-12-07 | 2019-12-08 | N. A. | B0212 | TMF-1 | IU/1 | Class C | FINISHED GOODS | ADLER™ | CORTEX SCREW, DIA. 3.5MM | 1.25MM PITCH, HEX. SLOT, LENGTH 28MM | 16 | No | Yes |  | No | N. A. | No | N. A. | No | Yes | No | Yes | M. L.: MFG/MD/2021/000369 |  | 3 | ADLER PRODUCTS\SMALL FRAGMENT BONE SCREWS, ADLER\CORTEX SCREW, ADLER 3.5MM X 1.25P | 0.0053 | Initial issue | N | BONE SCREWS |  | 1 | No | Yes | Yes | Yes | N. A.
B0212 | B0212.30 | CORTEX SCREW, ADLER, DIA. 3.5MM / 1.25MM PITCH HEX. SLOT, 30MM |  | B0212.00 | 06 | 2019-06-15 | N. A. | N. A. | N. A. | QPF/B0212 | 02 | 2014-12-18 | N. A. | N. A. | N. A. | PS/B0212 | 04 | 2018-11-10 | 2022-12-07 | 2019-12-08 | N. A. | B0212 | TMF-1 | IU/1 | Class C | FINISHED GOODS | ADLER™ | CORTEX SCREW, DIA. 3.5MM | 1.25MM PITCH, HEX. SLOT, LENGTH 30MM | 16 | No | Yes |  | No | N. A. | No | N. A. | No | Yes | No | Yes | M. L.: MFG/MD/2021/000369 |  | 3 | ADLER PRODUCTS\SMALL FRAGMENT BONE SCREWS, ADLER\CORTEX SCREW, ADLER 3.5MM X 1.25P | 0.0057 | Initial issue | N | BONE SCREWS |  | 1 | No | Yes | Yes | Yes | N. A.
B0212 | B0212.32 | CORTEX SCREW, ADLER, DIA. 3.5MM / 1.25MM PITCH HEX. SLOT, 32MM |  | B0212.00 | 06 | 2019-06-15 | N. A. | N. A. | N. A. | QPF/B0212 | 02 | 2014-12-18 | N. A. | N. A. | N. A. | PS/B0212 | 04 | 2018-11-10 | 2022-12-07 | 2019-12-08 | N. A. | B0212 | TMF-1 | IU/1 | Class C | FINISHED GOODS | ADLER™ | CORTEX SCREW, DIA. 3.5MM | 1.25MM PITCH, HEX. SLOT, LENGTH 32MM | 16 | No | Yes |  | No | N. A. | No | N. A. | No | Yes | No | Yes | M. L.: MFG/MD/2021/000369 |  | 3 | ADLER PRODUCTS\SMALL FRAGMENT BONE SCREWS, ADLER\CORTEX SCREW, ADLER 3.5MM X 1.25P | 0.0057 | Initial issue | N | BONE SCREWS |  | 1 | No | Yes | Yes | Yes | N. A.
B0212 | B0212.34 | CORTEX SCREW, ADLER, DIA. 3.5MM / 1.25MM PITCH HEX. SLOT, 34MM |  | B0212.00 | 06 | 2019-06-15 | N. A. | N. A. | N. A. | QPF/B0212 | 02 | 2014-12-18 | N. A. | N. A. | N. A. | PS/B0212 | 04 | 2018-11-10 | 2022-12-07 | 2019-12-08 | N. A. | B0212 | TMF-1 | IU/1 | Class C | FINISHED GOODS | ADLER™ | CORTEX SCREW, DIA. 3.5MM | 1.25MM PITCH, HEX. SLOT, LENGTH 34MM | 16 | No | Yes |  | No | N. A. | No | N. A. | No | Yes | No | Yes | M. L.: MFG/MD/2021/000369 |  | 3 | ADLER PRODUCTS\SMALL FRAGMENT BONE SCREWS, ADLER\CORTEX SCREW, ADLER 3.5MM X 1.25P | 0.0057 | Initial issue | N | BONE SCREWS |  | 1 | No | Yes | Yes | Yes | N. A.
B0212 | B0212.36 | CORTEX SCREW, ADLER, DIA. 3.5MM / 1.25MM PITCH HEX. SLOT, 36MM |  | B0212.00 | 06 | 2019-06-15 | N. A. | N. A. | N. A. | QPF/B0212 | 02 | 2014-12-18 | N. A. | N. A. | N. A. | PS/B0212 | 04 | 2018-11-10 | 2022-12-07 | 2019-12-08 | N. A. | B0212 | TMF-1 | IU/1 | Class C | FINISHED GOODS | ADLER™ | CORTEX SCREW, DIA. 3.5MM | 1.25MM PITCH, HEX. SLOT, LENGTH 36MM | 16 | No | Yes |  | No | N. A. | No | N. A. | No | Yes | No | Yes | M. L.: MFG/MD/2021/000369 |  | 3 | ADLER PRODUCTS\SMALL FRAGMENT BONE SCREWS, ADLER\CORTEX SCREW, ADLER 3.5MM X 1.25P | 0 | Initial issue | N | BONE SCREWS |  | 1 | No | Yes | Yes | Yes | N. A.
B0212 | B0212.38 | CORTEX SCREW, ADLER, DIA. 3.5MM / 1.25MM PITCH HEX. SLOT, 38MM |  | B0212.00 | 06 | 2019-06-15 | N. A. | N. A. | N. A. | QPF/B0212 | 02 | 2014-12-18 | N. A. | N. A. | N. A. | PS/B0212 | 04 | 2018-11-10 | 2022-12-07 | 2019-12-08 | N. A. | B0212 | TMF-1 | IU/1 | Class C | FINISHED GOODS | ADLER™ | CORTEX SCREW, DIA. 3.5MM | 1.25MM PITCH, HEX. SLOT, LENGTH 38MM | 16 | No | Yes |  | No | N. A. | No | N. A. | No | Yes | No | Yes | M. L.: MFG/MD/2021/000369 |  | 3 | ADLER PRODUCTS\SMALL FRAGMENT BONE SCREWS, ADLER\CORTEX SCREW, ADLER 3.5MM X 1.25P | 0.0057 | Initial issue | N | BONE SCREWS |  | 1 | No | Yes | Yes | Yes | N. A.
B0212 | B0212.40 | CORTEX SCREW, ADLER, DIA. 3.5MM / 1.25MM PITCH HEX. SLOT, 40MM |  | B0212.00 | 06 | 2019-06-15 | N. A. | N. A. | N. A. | QPF/B0212 | 02 | 2014-12-18 | N. A. | N. A. | N. A. | PS/B0212 | 04 | 2018-11-10 | 2022-12-07 | 2019-12-08 | N. A. | B0212 | TMF-1 | IU/1 | Class C | FINISHED GOODS | ADLER™ | CORTEX SCREW, DIA. 3.5MM | 1.25MM PITCH, HEX. SLOT, LENGTH 40MM | 16 | No | Yes |  | No | N. A. | No | N. A. | No | Yes | No | Yes | M. L.: MFG/MD/2021/000369 |  | 3 | ADLER PRODUCTS\SMALL FRAGMENT BONE SCREWS, ADLER\CORTEX SCREW, ADLER 3.5MM X 1.25P | 0 | Initial issue | N | BONE SCREWS |  | 1 | No | Yes | Yes | Yes | N. A.
B0212 | B0212.42 | CORTEX SCREW, ADLER, DIA. 3.5MM / 1.25MM PITCH HEX. SLOT, 42MM |  | B0212.00 | #N/A | #N/A | N. A. | N. A. | N. A. | QPF/B0212 | #N/A | #N/A | #N/A | #N/A | #N/A | PS/B0212 | #N/A | #N/A | #N/A | #N/A | #N/A | B0212 | TMF-1 | IU/1 | Class C | FINISHED GOODS | ADLER™ | CORTEX SCREW, DIA. 3.5MM | 1.25MM PITCH, HEX. SLOT, LENGTH 42MM | 16 | No | Yes |  | No | N. A. | No | N. A. | No | Yes | No | Yes | M. L.: MFG/MD/2021/000369 |  | 3 | ADLER PRODUCTS\SMALL FRAGMENT BONE SCREWS, ADLER\CORTEX SCREW, ADLER 3.5MM X 1.25P | 0.0057 | Initial issue | Y | BONE SCREWS |  | 1 | No | Yes | Yes | Yes | N. A.
B0212 | B0212.44 | CORTEX SCREW, ADLER, DIA. 3.5MM / 1.25MM PITCH HEX. SLOT, 44MM |  | B0212.00 | #N/A | #N/A | N. A. | N. A. | N. A. | QPF/B0212 | #N/A | #N/A | #N/A | #N/A | #N/A | PS/B0212 | #N/A | #N/A | #N/A | #N/A | #N/A | B0212 | TMF-1 | IU/1 | Class C | FINISHED GOODS | ADLER™ | CORTEX SCREW, DIA. 3.5MM | 1.25MM PITCH, HEX. SLOT, LENGTH 44MM | 16 | No | Yes |  | No | N. A. | No | N. A. | No | Yes | No | Yes | M. L.: MFG/MD/2021/000369 |  | 3 | ADLER PRODUCTS\SMALL FRAGMENT BONE SCREWS, ADLER\CORTEX SCREW, ADLER 3.5MM X 1.25P | 0 | Initial issue | Y | BONE SCREWS |  | 1 | No | Yes | Yes | Yes | N. A.
B0212 | B0212.45 | CORTEX SCREW, ADLER, DIA. 3.5MM / 1.25MM PITCH, HEX. SLOT, 45MM |  | B0212.00 | 06 | 2019-06-15 | N. A. | N. A. | N. A. | QPF/B0212 | 02 | 2014-12-18 | N. A. | N. A. | N. A. | PS/B0212 | 04 | 2018-11-10 | 2022-12-07 | 2019-12-08 | N. A. | B0212 | TMF-1 | IU/1 | Class C | FINISHED GOODS | ADLER™ | CORTEX SCREW, DIA. 3.5MM | 1.25MM PITCH, HEX. SLOT, LENGTH 45MM | 16 | No | Yes |  | No | N. A. | No | N. A. | No | Yes | No | Yes | M. L.: MFG/MD/2021/000369 |  | 3 | ADLER PRODUCTS\SMALL FRAGMENT BONE SCREWS, ADLER\CORTEX SCREW, ADLER 3.5MM X 1.25P | 0 | Initial issue | N | BONE SCREWS |  | 1 | No | Yes | Yes | Yes | N. A.
B0212 | B0212.46 | CORTEX SCREW, ADLER, DIA. 3.5MM / 1.25MM PITCH HEX. SLOT, 46MM |  | B0212.00 | #N/A | #N/A | N. A. | N. A. | N. A. | QPF/B0212 | #N/A | #N/A | #N/A | #N/A | #N/A | PS/B0212 | #N/A | #N/A | #N/A | #N/A | #N/A | B0212 | TMF-1 | IU/1 | Class C | FINISHED GOODS | ADLER™ | CORTEX SCREW, DIA. 3.5MM | 1.25MM PITCH, HEX. SLOT, LENGTH 46MM | 16 | No | Yes |  | No | N. A. | No | N. A. | No | Yes | No | Yes | M. L.: MFG/MD/2021/000369 |  | 3 | ADLER PRODUCTS\SMALL FRAGMENT BONE SCREWS, ADLER\CORTEX SCREW, ADLER 3.5MM X 1.25P | 0 | Initial issue | Y | BONE SCREWS |  | 1 | No | Yes | Yes | Yes | N. A.
B0212 | B0212.48 | CORTEX SCREW, ADLER, DIA. 3.5MM / 1.25MM PITCH HEX. SLOT, 48MM |  | B0212.00 | #N/A | #N/A | N. A. | N. A. | N. A. | QPF/B0212 | #N/A | #N/A | #N/A | #N/A | #N/A | PS/B0212 | #N/A | #N/A | #N/A | #N/A | #N/A | B0212 | TMF-1 | IU/1 | Class C | FINISHED GOODS | ADLER™ | CORTEX SCREW, DIA. 3.5MM | 1.25MM PITCH, HEX. SLOT, LENGTH 48MM | 16 | No | Yes |  | No | N. A. | No | N. A. | No | Yes | No | Yes | M. L.: MFG/MD/2021/000369 |  | 3 | ADLER PRODUCTS\SMALL FRAGMENT BONE SCREWS, ADLER\CORTEX SCREW, ADLER 3.5MM X 1.25P | 0.0057 | Initial issue | Y | BONE SCREWS |  | 1 | No | Yes | Yes | Yes | N. A.
B0212 | B0212.50 | CORTEX SCREW, ADLER, DIA. 3.5MM / 1.25MM PITCH, HEX. SLOT, 50MM |  | B0212.00 | 06 | 2019-06-15 | N. A. | N. A. | N. A. | QPF/B0212 | 02 | 2014-12-18 | N. A. | N. A. | N. A. | PS/B0212 | 04 | 2018-11-10 | 2022-12-07 | 2019-12-08 | N. A. | B0212 | TMF-1 | IU/1 | Class C | FINISHED GOODS | ADLER™ | CORTEX SCREW, DIA. 3.5MM | 1.25MM PITCH, HEX. SLOT, LENGTH 50MM | 16 | No | Yes |  | No | N. A. | No | N. A. | No | Yes | No | Yes | M. L.: MFG/MD/2021/000369 |  | 3 | ADLER PRODUCTS\SMALL FRAGMENT BONE SCREWS, ADLER\CORTEX SCREW, ADLER 3.5MM X 1.25P | 0.0057 | Initial issue | N | BONE SCREWS |  | 1 | No | Yes | Yes | Yes | N. A.
B0212 | B0212.52 | CORTEX SCREW, ADLER, DIA. 3.5MM / 1.25MM PITCH, HEX. SLOT, 52MM |  | B0212.00 | #N/A | #N/A | N. A. | N. A. | N. A. | QPF/B0212 | #N/A | #N/A | #N/A | #N/A | #N/A | PS/B0212 | #N/A | #N/A | #N/A | #N/A | #N/A | B0212 | TMF-1 | IU/1 | Class C | FINISHED GOODS | ADLER™ | CORTEX SCREW, DIA. 3.5MM | 1.25MM PITCH, HEX. SLOT, LENGTH 52MM | 16 | No | Yes |  | No | N. A. | No | N. A. | No | Yes | No | Yes | M. L.: MFG/MD/2021/000369 |  | 3 | ADLER PRODUCTS\SMALL FRAGMENT BONE SCREWS, ADLER\CORTEX SCREW, ADLER 3.5MM X 1.25P | 0 | Initial issue | Y | BONE SCREWS |  | 1 | No | Yes | Yes | Yes | N. A.
B0212 | B0212.54 | CORTEX SCREW, ADLER, DIA. 3.5MM / 1.25MM PITCH, HEX. SLOT, 54MM |  | B0212.00 | #N/A | #N/A | N. A. | N. A. | N. A. | QPF/B0212 | #N/A | #N/A | #N/A | #N/A | #N/A | PS/B0212 | #N/A | #N/A | #N/A | #N/A | #N/A | B0212 | TMF-1 | IU/1 | Class C | FINISHED GOODS | ADLER™ | CORTEX SCREW, DIA. 3.5MM | 1.25MM PITCH, HEX. SLOT, LENGTH 54MM | 16 | No | Yes |  | No | N. A. | No | N. A. | No | Yes | No | Yes | M. L.: MFG/MD/2021/000369 |  | 3 | ADLER PRODUCTS\SMALL FRAGMENT BONE SCREWS, ADLER\CORTEX SCREW, ADLER 3.5MM X 1.25P | 0 | Initial issue | Y | BONE SCREWS |  | 1 | No | Yes | Yes | Yes | N. A.
B0212 | B0212.55 | CORTEX SCREW, ADLER, DIA. 3.5MM / 1.25MM PITCH, HEX. SLOT, 55MM |  | B0212.00 | 06 | 2019-06-15 | N. A. | N. A. | N. A. | QPF/B0212 | 02 | 2014-12-18 | N. A. | N. A. | N. A. | PS/B0212 | 04 | 2018-11-10 | 2022-12-07 | 2019-12-08 | N. A. | B0212 | TMF-1 | IU/1 | Class C | FINISHED GOODS | ADLER™ | CORTEX SCREW, DIA. 3.5MM | 1.25MM PITCH, HEX. SLOT, LENGTH 55MM | 16 | No | Yes |  | No | N. A. | No | N. A. | No | Yes | No | Yes | M. L.: MFG/MD/2021/000369 |  | 3 | ADLER PRODUCTS\SMALL FRAGMENT BONE SCREWS, ADLER\CORTEX SCREW, ADLER 3.5MM X 1.25P | 0.0057 | Initial issue | N | BONE SCREWS |  | 1 | No | Yes | Yes | Yes | N. A.
B0212 | B0212.56 | CORTEX SCREW, ADLER, DIA. 3.5MM / 1.25MM PITCH, HEX. SLOT, 56MM |  | B0212.00 | #N/A | #N/A | N. A. | N. A. | N. A. | QPF/B0212 | #N/A | #N/A | #N/A | #N/A | #N/A | PS/B0212 | #N/A | #N/A | #N/A | #N/A | #N/A | B0212 | TMF-1 | IU/1 | Class C | FINISHED GOODS | ADLER™ | CORTEX SCREW, DIA. 3.5MM | 1.25MM PITCH, HEX. SLOT, LENGTH 56MM | 16 | No | Yes |  | No | N. A. | No | N. A. | No | Yes | No | Yes | M. L.: MFG/MD/2021/000369 |  | 3 | ADLER PRODUCTS\SMALL FRAGMENT BONE SCREWS, ADLER\CORTEX SCREW, ADLER 3.5MM X 1.25P | 0 | Initial issue | Y | BONE SCREWS |  | 1 | No | Yes | Yes | Yes | N. A.
B0212 | B0212.58 | CORTEX SCREW, ADLER, DIA. 3.5MM / 1.25MM PITCH, HEX. SLOT, 58MM |  | B0212.00 | #N/A | #N/A | N. A. | N. A. | N. A. | QPF/B0212 | #N/A | #N/A | #N/A | #N/A | #N/A | PS/B0212 | #N/A | #N/A | #N/A | #N/A | #N/A | B0212 | TMF-1 | IU/1 | Class C | FINISHED GOODS | ADLER™ | CORTEX SCREW, DIA. 3.5MM | 1.25MM PITCH, HEX. SLOT, LENGTH 58MM | 16 | No | Yes |  | No | N. A. | No | N. A. | No | Yes | No | Yes | M. L.: MFG/MD/2021/000369 |  | 3 | ADLER PRODUCTS\SMALL FRAGMENT BONE SCREWS, ADLER\CORTEX SCREW, ADLER 3.5MM X 1.25P | 0 | Initial issue | Y | BONE SCREWS |  | 1 | No | Yes | Yes | Yes | N. A.
B0212 | B0212.60 | CORTEX SCREW, ADLER, DIA. 3.5MM / 1.25MM PITCH, HEX. SLOT, 60MM |  | B0212.00 | 06 | 2019-06-15 | N. A. | N. A. | N. A. | QPF/B0212 | 02 | 2014-12-18 | N. A. | N. A. | N. A. | PS/B0212 | 04 | 2018-11-10 | 2022-12-07 | 2019-12-08 | N. A. | B0212 | TMF-1 | IU/1 | Class C | FINISHED GOODS | ADLER™ | CORTEX SCREW, DIA. 3.5MM | 1.25MM PITCH, HEX. SLOT, LENGTH 60MM | 16 | No | Yes |  | No | N. A. | No | N. A. | No | Yes | No | Yes | M. L.: MFG/MD/2021/000369 |  | 3 | ADLER PRODUCTS\SMALL FRAGMENT BONE SCREWS, ADLER\CORTEX SCREW, ADLER 3.5MM X 1.25P | 0.0057 | Initial issue | N | BONE SCREWS |  | 1 | No | Yes | Yes | Yes | N. A.
B0212 | B0212.65 | CORTEX SCREW, ADLER, DIA. 3.5MM / 1.25MM PITCH, HEX. SLOT, 65MM |  | B0212.00 | #N/A | #N/A | N. A. | N. A. | N. A. | QPF/B0212 | #N/A | #N/A | #N/A | #N/A | #N/A | PS/B0212 | #N/A | #N/A | #N/A | #N/A | #N/A | B0212 | TMF-1 | IU/1 | Class C | FINISHED GOODS | ADLER™ | CORTEX SCREW, DIA. 3.5MM | 1.25MM PITCH, HEX. SLOT, LENGTH 65MM | 16 | No | Yes |  | No | N. A. | No | N. A. | No | Yes | No | Yes | M. L.: MFG/MD/2021/000369 |  | 3 | ADLER PRODUCTS\SMALL FRAGMENT BONE SCREWS, ADLER\CORTEX SCREW, ADLER 3.5MM X 1.25P | 0 | Initial issue | Y | BONE SCREWS |  | 1 | No | Yes | Yes | Yes | N. A.
B0212 | B0212.70 | CORTEX SCREW, ADLER, DIA. 3.5MM / 1.25MM PITCH, HEX. SLOT, 70MM |  | B0212.00 | #N/A | #N/A | N. A. | N. A. | N. A. | QPF/B0212 | #N/A | #N/A | #N/A | #N/A | #N/A | PS/B0212 | #N/A | #N/A | #N/A | #N/A | #N/A | B0212 | TMF-1 | IU/1 | Class C | FINISHED GOODS | ADLER™ | CORTEX SCREW, DIA. 3.5MM | 1.25MM PITCH, HEX. SLOT, LENGTH 70MM | 16 | No | Yes |  | No | N. A. | No | N. A. | No | Yes | No | Yes | M. L.: MFG/MD/2021/000369 |  | 3 | ADLER PRODUCTS\SMALL FRAGMENT BONE SCREWS, ADLER\CORTEX SCREW, ADLER 3.5MM X 1.25P | 0 | Initial issue | Y | BONE SCREWS |  | 1 | No | Yes | Yes | Yes | N. A.
B0212 | B0212.75 | CORTEX SCREW, ADLER, DIA. 3.5MM / 1.25MM PITCH, HEX. SLOT, 75MM |  | B0212.00 | #N/A | #N/A | N. A. | N. A. | N. A. | QPF/B0212 | #N/A | #N/A | #N/A | #N/A | #N/A | PS/B0212 | #N/A | #N/A | #N/A | #N/A | #N/A | B0212 | TMF-1 | IU/1 | Class C | FINISHED GOODS | ADLER™ | CORTEX SCREW, DIA. 3.5MM | 1.25MM PITCH, HEX. SLOT, LENGTH 75MM | 16 | No | Yes |  | No | N. A. | No | N. A. | No | Yes | No | Yes | M. L.: MFG/MD/2021/000369 |  | 3 | ADLER PRODUCTS\SMALL FRAGMENT BONE SCREWS, ADLER\CORTEX SCREW, ADLER 3.5MM X 1.25P | 0 | Initial issue | Y | BONE SCREWS |  | 1 | No | Yes | Yes | Yes | N. A.
B0212 | B0212.80 | CORTEX SCREW, ADLER, DIA. 3.5MM / 1.25MM PITCH, HEX. SLOT, 80MM |  | B0212.00 | #N/A | #N/A | N. A. | N. A. | N. A. | QPF/B0212 | #N/A | #N/A | #N/A | #N/A | #N/A | PS/B0212 | #N/A | #N/A | #N/A | #N/A | #N/A | B0212 | TMF-1 | IU/1 | Class C | FINISHED GOODS | ADLER™ | CORTEX SCREW, DIA. 3.5MM | 1.25MM PITCH, HEX. SLOT, LENGTH 80MM | 16 | No | Yes |  | No | N. A. | No | N. A. | No | Yes | No | Yes | M. L.: MFG/MD/2021/000369 |  | 3 | ADLER PRODUCTS\SMALL FRAGMENT BONE SCREWS, ADLER\CORTEX SCREW, ADLER 3.5MM X 1.25P | 0 | Initial issue | Y | BONE SCREWS |  | 1 | No | Yes | Yes | Yes | N. A.
B0212 | B0212.85 | CORTEX SCREW, ADLER, DIA. 3.5MM / 1.25MM PITCH, HEX. SLOT, 85MM |  | B0212.00 | #N/A | #N/A | N. A. | N. A. | N. A. | QPF/B0212 | #N/A | #N/A | #N/A | #N/A | #N/A | PS/B0212 | #N/A | #N/A | #N/A | #N/A | #N/A | B0212 | TMF-1 | IU/1 | Class C | FINISHED GOODS | ADLER™ | CORTEX SCREW, DIA. 3.5MM | 1.25MM PITCH, HEX. SLOT, LENGTH 85MM | 16 | No | Yes |  | No | N. A. | No | N. A. | No | Yes | No | Yes | M. L.: MFG/MD/2021/000369 |  | 3 | ADLER PRODUCTS\SMALL FRAGMENT BONE SCREWS, ADLER\CORTEX SCREW, ADLER 3.5MM X 1.25P | 0 | Initial issue | Y | BONE SCREWS |  | 1 | No | Yes | Yes | Yes | N. A.
B0212 | B0212.90 | CORTEX SCREW, ADLER, DIA. 3.5MM / 1.25MM PITCH, HEX. SLOT, 90MM |  | B0212.00 | #N/A | #N/A | N. A. | N. A. | N. A. | QPF/B0212 | #N/A | #N/A | #N/A | #N/A | #N/A | PS/B0212 | #N/A | #N/A | #N/A | #N/A | #N/A | B0212 | TMF-1 | IU/1 | Class C | FINISHED GOODS | ADLER™ | CORTEX SCREW, DIA. 3.5MM | 1.25MM PITCH, HEX. SLOT, LENGTH 90MM | 16 | No | Yes |  | No | N. A. | No | N. A. | No | Yes | No | Yes | M. L.: MFG/MD/2021/000369 |  | 3 | ADLER PRODUCTS\SMALL FRAGMENT BONE SCREWS, ADLER\CORTEX SCREW, ADLER 3.5MM X 1.25P | 0 | Initial issue | Y | BONE SCREWS |  | 1 | No | Yes | Yes | Yes | N. A.
B0212 | B0212.95 | CORTEX SCREW, ADLER, DIA. 3.5MM / 1.25MM PITCH, HEX. SLOT, 95MM |  | B0212.00 | #N/A | #N/A | N. A. | N. A. | N. A. | QPF/B0212 | #N/A | #N/A | #N/A | #N/A | #N/A | PS/B0212 | #N/A | #N/A | #N/A | #N/A | #N/A | B0212 | TMF-1 | IU/1 | Class C | FINISHED GOODS | ADLER™ | CORTEX SCREW, DIA. 3.5MM | 1.25MM PITCH, HEX. SLOT, LENGTH 95MM | 16 | No | Yes |  | No | N. A. | No | N. A. | No | Yes | No | Yes | M. L.: MFG/MD/2021/000369 |  | 3 | ADLER PRODUCTS\SMALL FRAGMENT BONE SCREWS, ADLER\CORTEX SCREW, ADLER 3.5MM X 1.25P | 0 | Initial issue | Y | BONE SCREWS |  | 1 | No | Yes | Yes | Yes | N. A.
B0212 | B0214.10 | CORTEX SCREW, ADLER, 3.5 / 1.75MM PITCH HEX SLOT 10MM |  | B0214.000 | #N/A | #N/A | N. A. | N. A. | N. A. | QPF/B0212 | #N/A | #N/A | #N/A | #N/A | #N/A | PS/B0214 | #N/A | #N/A | #N/A | #N/A | #N/A | B0214 | TMF-1 | IU/1 | Class C | FINISHED GOODS | ADLER™ | CORTEX SCREW, DIA. 3.5MM | PITCH 1.75MM, LENGTH 10MM | 16 | No | Yes |  | No | N. A. | No | N. A. | No | Yes | No | Yes | M. L.: MFG/MD/2021/000369 |  | 3 | ADLER PRODUCTS\SMALL FRAGMENT BONE SCREWS, ADLER\CANC SCREW, ADLER, 3.5MM | 0 | Initial issue | Y | BONE SCREWS |  | 1 | No | Yes | Yes | Yes | N. A.
B0212 | B0214.12 | CORTEX SCREW, ADLER, 3.5 / 1.75MM PITCH HEX SLOT 12MM |  | B0214.000 | #N/A | #N/A | N. A. | N. A. | N. A. | QPF/B0212 | #N/A | #N/A | #N/A | #N/A | #N/A | PS/B0214 | #N/A | #N/A | #N/A | #N/A | #N/A | B0214 | TMF-1 | IU/1 | Class C | FINISHED GOODS | ADLER™ | CORTEX SCREW, DIA. 3.5MM | PITCH 1.75MM, LENGTH 12MM | 16 | No | Yes |  | No | N. A. | No | N. A. | No | Yes | No | Yes | M. L.: MFG/MD/2021/000369 |  | 3 | ADLER PRODUCTS\SMALL FRAGMENT BONE SCREWS, ADLER\CANC SCREW, ADLER, 3.5MM | 0 | Initial issue | Y | BONE SCREWS |  | 1 | No | Yes | Yes | Yes | N. A.
B0212 | B0214.14 | CORTEX SCREW, ADLER, 3.5 / 1.75MM PITCH HEX SLOT 14MM |  | B0214.000 | #N/A | #N/A | N. A. | N. A. | N. A. | QPF/B0212 | #N/A | #N/A | #N/A | #N/A | #N/A | PS/B0214 | #N/A | #N/A | #N/A | #N/A | #N/A | B0214 | TMF-1 | IU/1 | Class C | FINISHED GOODS | ADLER™ | CORTEX SCREW, DIA. 3.5MM | PITCH 1.75MM, LENGTH 14MM | 16 | No | Yes |  | No | N. A. | No | N. A. | No | Yes | No | Yes | M. L.: MFG/MD/2021/000369 |  | 3 | ADLER PRODUCTS\SMALL FRAGMENT BONE SCREWS, ADLER\CANC SCREW, ADLER, 3.5MM | 0 | Initial issue | Y | BONE SCREWS |  | 1 | No | Yes | Yes | Yes | N. A.
B0212 | B0214.16 | CORTEX SCREW, ADLER, 3.5 / 1.75MM PITCH HEX SLOT 16MM |  | B0214.000 | #N/A | #N/A | N. A. | N. A. | N. A. | QPF/B0212 | #N/A | #N/A | #N/A | #N/A | #N/A | PS/B0214 | #N/A | #N/A | #N/A | #N/A | #N/A | B0214 | TMF-1 | IU/1 | Class C | FINISHED GOODS | ADLER™ | CORTEX SCREW, DIA. 3.5MM | PITCH 1.75MM, LENGTH 16MM | 16 | No | Yes |  | No | N. A. | No | N. A. | No | Yes | No | Yes | M. L.: MFG/MD/2021/000369 |  | 3 | ADLER PRODUCTS\SMALL FRAGMENT BONE SCREWS, ADLER\CANC SCREW, ADLER, 3.5MM | 0 | Initial issue | Y | BONE SCREWS |  | 1 | No | Yes | Yes | Yes | N. A.
B0212 | B0214.18 | CORTEX SCREW, ADLER, 3.5 / 1.75MM PITCH HEX SLOT 18MM |  | B0214.000 | #N/A | #N/A | N. A. | N. A. | N. A. | QPF/B0212 | #N/A | #N/A | #N/A | #N/A | #N/A | PS/B0214 | #N/A | #N/A | #N/A | #N/A | #N/A | B0214 | TMF-1 | IU/1 | Class C | FINISHED GOODS | ADLER™ | CORTEX SCREW, DIA. 3.5MM | PITCH 1.75MM, LENGTH 18MM | 16 | No | Yes |  | No | N. A. | No | N. A. | No | Yes | No | Yes | M. L.: MFG/MD/2021/000369 |  | 3 | ADLER PRODUCTS\SMALL FRAGMENT BONE SCREWS, ADLER\CANC SCREW, ADLER, 3.5MM | 0 | Initial issue | Y | BONE SCREWS |  | 1 | No | Yes | Yes | Yes | N. A.
B0212 | B0214.20 | CORTEX SCREW, ADLER, 3.5 / 1.75MM PITCH HEX SLOT 20MM |  | B0214.000 | #N/A | #N/A | N. A. | N. A. | N. A. | QPF/B0212 | #N/A | #N/A | #N/A | #N/A | #N/A | PS/B0214 | #N/A | #N/A | #N/A | #N/A | #N/A | B0214 | TMF-1 | IU/1 | Class C | FINISHED GOODS | ADLER™ | CORTEX SCREW, DIA. 3.5MM | PITCH 1.75MM, LENGTH 20MM | 16 | No | Yes |  | No | N. A. | No | N. A. | No | Yes | No | Yes | M. L.: MFG/MD/2021/000369 |  | 3 | ADLER PRODUCTS\SMALL FRAGMENT BONE SCREWS, ADLER\CANC SCREW, ADLER, 3.5MM | 0 | Initial issue | Y | BONE SCREWS |  | 1 | No | Yes | Yes | Yes | N. A.
B0212 | B0214.22 | CORTEX SCREW, ADLER, 3.5 / 1.75MM PITCH HEX SLOT 22MM |  | B0214.000 | #N/A | #N/A | N. A. | N. A. | N. A. | QPF/B0212 | #N/A | #N/A | #N/A | #N/A | #N/A | PS/B0214 | #N/A | #N/A | #N/A | #N/A | #N/A | B0214 | TMF-1 | IU/1 | Class C | FINISHED GOODS | ADLER™ | CORTEX SCREW, DIA. 3.5MM | PITCH 1.75MM, LENGTH 22MM | 16 | No | Yes |  | No | N. A. | No | N. A. | No | Yes | No | Yes | M. L.: MFG/MD/2021/000369 |  | 3 | ADLER PRODUCTS\SMALL FRAGMENT BONE SCREWS, ADLER\CANC SCREW, ADLER, 3.5MM | 0 | Initial issue | Y | BONE SCREWS |  | 1 | No | Yes | Yes | Yes | N. A.
B0212 | B0214.24 | CORTEX SCREW, ADLER, 3.5 / 1.75MM PITCH HEX SLOT 24MM |  | B0214.000 | #N/A | #N/A | N. A. | N. A. | N. A. | QPF/B0212 | #N/A | #N/A | #N/A | #N/A | #N/A | PS/B0214 | #N/A | #N/A | #N/A | #N/A | #N/A | B0214 | TMF-1 | IU/1 | Class C | FINISHED GOODS | ADLER™ | CORTEX SCREW, DIA. 3.5MM | PITCH 1.75MM, LENGTH 24MM | 16 | No | Yes |  | No | N. A. | No | N. A. | No | Yes | No | Yes | M. L.: MFG/MD/2021/000369 |  | 3 | ADLER PRODUCTS\SMALL FRAGMENT BONE SCREWS, ADLER\CANC SCREW, ADLER, 3.5MM | 0 | Initial issue | Y | BONE SCREWS |  | 1 | No | Yes | Yes | Yes | N. A.
B0212 | B0214.26 | CORTEX SCREW, ADLER, 3.5 / 1.75MM PITCH HEX SLOT 26MM |  | B0214.000 | #N/A | #N/A | N. A. | N. A. | N. A. | QPF/B0212 | #N/A | #N/A | #N/A | #N/A | #N/A | PS/B0214 | #N/A | #N/A | #N/A | #N/A | #N/A | B0214 | TMF-1 | IU/1 | Class C | FINISHED GOODS | ADLER™ | CORTEX SCREW, DIA. 3.5MM | PITCH 1.75MM, LENGTH 26MM | 16 | No | Yes |  | No | N. A. | No | N. A. | No | Yes | No | Yes | M. L.: MFG/MD/2021/000369 |  | 3 | ADLER PRODUCTS\SMALL FRAGMENT BONE SCREWS, ADLER\CANC SCREW, ADLER, 3.5MM | 0 | Initial issue | Y | BONE SCREWS |  | 1 | No | Yes | Yes | Yes | N. A.
B0212 | B0214.28 | CORTEX SCREW, ADLER, 3.5 / 1.75MM PITCH HEX SLOT 28MM |  | B0214.000 | #N/A | #N/A | N. A. | N. A. | N. A. | QPF/B0212 | #N/A | #N/A | #N/A | #N/A | #N/A | PS/B0214 | #N/A | #N/A | #N/A | #N/A | #N/A | B0214 | TMF-1 | IU/1 | Class C | FINISHED GOODS | ADLER™ | CORTEX SCREW, DIA. 3.5MM | PITCH 1.75MM, LENGTH 28MM | 16 | No | Yes |  | No | N. A. | No | N. A. | No | Yes | No | Yes | M. L.: MFG/MD/2021/000369 |  | 3 | ADLER PRODUCTS\SMALL FRAGMENT BONE SCREWS, ADLER\CANC SCREW, ADLER, 3.5MM | 0 | Initial issue | Y | BONE SCREWS |  | 1 | No | Yes | Yes | Yes | N. A.
B0212 | B0214.30 | CORTEX SCREW, ADLER, 3.5 / 1.75MM PITCH HEX SLOT 30MM |  | B0214.000 | #N/A | #N/A | N. A. | N. A. | N. A. | QPF/B0212 | #N/A | #N/A | #N/A | #N/A | #N/A | PS/B0214 | #N/A | #N/A | #N/A | #N/A | #N/A | B0214 | TMF-1 | IU/1 | Class C | FINISHED GOODS | ADLER™ | CORTEX SCREW, DIA. 3.5MM | PITCH 1.75MM, LENGTH 30MM | 16 | No | Yes |  | No | N. A. | No | N. A. | No | Yes | No | Yes | M. L.: MFG/MD/2021/000369 |  | 3 | ADLER PRODUCTS\SMALL FRAGMENT BONE SCREWS, ADLER\CANC SCREW, ADLER, 3.5MM | 0 | Initial issue | Y | BONE SCREWS |  | 1 | No | Yes | Yes | Yes | N. A.
B0212 | B0214.32 | CORTEX SCREW, ADLER, 3.5 / 1.75MM PITCH HEX SLOT 32MM |  | B0214.000 | #N/A | #N/A | N. A. | N. A. | N. A. | QPF/B0212 | #N/A | #N/A | #N/A | #N/A | #N/A | PS/B0214 | #N/A | #N/A | #N/A | #N/A | #N/A | B0214 | TMF-1 | IU/1 | Class C | FINISHED GOODS | ADLER™ | CORTEX SCREW, DIA. 3.5MM | PITCH 1.75MM, LENGTH 32MM | 16 | No | Yes |  | No | N. A. | No | N. A. | No | Yes | No | Yes | M. L.: MFG/MD/2021/000369 |  | 3 | ADLER PRODUCTS\SMALL FRAGMENT BONE SCREWS, ADLER\CANC SCREW, ADLER, 3.5MM | 0 | Initial issue | Y | BONE SCREWS |  | 1 | No | Yes | Yes | Yes | N. A.
B0212 | B0214.34 | CORTEX SCREW, ADLER, 3.5 / 1.75MM PITCH HEX SLOT 34MM |  | B0214.000 | #N/A | #N/A | N. A. | N. A. | N. A. | QPF/B0212 | #N/A | #N/A | #N/A | #N/A | #N/A | PS/B0214 | #N/A | #N/A | #N/A | #N/A | #N/A | B0214 | TMF-1 | IU/1 | Class C | FINISHED GOODS | ADLER™ | CORTEX SCREW, DIA. 3.5MM | PITCH 1.75MM, LENGTH 34MM | 16 | No | Yes |  | No | N. A. | No | N. A. | No | Yes | No | Yes | M. L.: MFG/MD/2021/000369 |  | 3 | ADLER PRODUCTS\SMALL FRAGMENT BONE SCREWS, ADLER\CANC SCREW, ADLER, 3.5MM | 0 | Initial issue | Y | BONE SCREWS |  | 1 | No | Yes | Yes | Yes | N. A.
B0212 | B0214.36 | CORTEX SCREW, ADLER, 3.5 / 1.75MM PITCH HEX SLOT 36MM |  | B0214.000 | #N/A | #N/A | N. A. | N. A. | N. A. | QPF/B0212 | #N/A | #N/A | #N/A | #N/A | #N/A | PS/B0214 | #N/A | #N/A | #N/A | #N/A | #N/A | B0214 | TMF-1 | IU/1 | Class C | FINISHED GOODS | ADLER™ | CORTEX SCREW, DIA. 3.5MM | PITCH 1.75MM, LENGTH 36MM | 16 | No | Yes |  | No | N. A. | No | N. A. | No | Yes | No | Yes | M. L.: MFG/MD/2021/000369 |  | 3 | ADLER PRODUCTS\SMALL FRAGMENT BONE SCREWS, ADLER\CANC SCREW, ADLER, 3.5MM | 0 | Initial issue | Y | BONE SCREWS |  | 1 | No | Yes | Yes | Yes | N. A.
B0212 | B0214.38 | CORTEX SCREW, ADLER, 3.5 / 1.75MM PITCH HEX SLOT 38MM |  | B0214.000 | #N/A | #N/A | N. A. | N. A. | N. A. | QPF/B0212 | #N/A | #N/A | #N/A | #N/A | #N/A | PS/B0214 | #N/A | #N/A | #N/A | #N/A | #N/A | B0214 | TMF-1 | IU/1 | Class C | FINISHED GOODS | ADLER™ | CORTEX SCREW, DIA. 3.5MM | PITCH 1.75MM, LENGTH 38MM | 16 | No | Yes |  | No | N. A. | No | N. A. | No | Yes | No | Yes | M. L.: MFG/MD/2021/000369 |  | 3 | ADLER PRODUCTS\SMALL FRAGMENT BONE SCREWS, ADLER\CANC SCREW, ADLER, 3.5MM | 0 | Initial issue | Y | BONE SCREWS |  | 1 | No | Yes | Yes | Yes | N. A.
B0212 | B0214.40 | CORTEX SCREW, ADLER, 3.5 / 1.75MM PITCH HEX SLOT 40MM |  | B0214.000 | #N/A | #N/A | N. A. | N. A. | N. A. | QPF/B0212 | #N/A | #N/A | #N/A | #N/A | #N/A | PS/B0214 | #N/A | #N/A | #N/A | #N/A | #N/A | B0214 | TMF-1 | IU/1 | Class C | FINISHED GOODS | ADLER™ | CORTEX SCREW, DIA. 3.5MM | PITCH 1.75MM, LENGTH 40MM | 16 | No | Yes |  | No | N. A. | No | N. A. | No | Yes | No | Yes | M. L.: MFG/MD/2021/000369 |  | 3 | ADLER PRODUCTS\SMALL FRAGMENT BONE SCREWS, ADLER\CANC SCREW, ADLER, 3.5MM | 0 | Initial issue | Y | BONE SCREWS |  | 1 | No | Yes | Yes | Yes | N. A.
B0212 | B0214.45 | CORTEX SCREW, ADLER, 3.5 / 1.75MM PITCH HEX SLOT 45MM |  | B0214.000 | #N/A | #N/A | N. A. | N. A. | N. A. | QPF/B0212 | #N/A | #N/A | #N/A | #N/A | #N/A | PS/B0214 | #N/A | #N/A | #N/A | #N/A | #N/A | B0214 | TMF-1 | IU/1 | Class C | FINISHED GOODS | ADLER™ | CORTEX SCREW, DIA. 3.5MM | PITCH 1.75MM, LENGTH 45MM | 16 | No | Yes |  | No | N. A. | No | N. A. | No | Yes | No | Yes | M. L.: MFG/MD/2021/000369 |  | 3 | ADLER PRODUCTS\SMALL FRAGMENT BONE SCREWS, ADLER\CANC SCREW, ADLER, 3.5MM | 0 | Initial issue | Y | BONE SCREWS |  | 1 | No | Yes | Yes | Yes | N. A.
B0212 | B0214.50 | CORTEX SCREW, ADLER, 3.5 / 1.75MM PITCH HEX SLOT 50MM |  | B0214.000 | #N/A | #N/A | N. A. | N. A. | N. A. | QPF/B0212 | #N/A | #N/A | #N/A | #N/A | #N/A | PS/B0214 | #N/A | #N/A | #N/A | #N/A | #N/A | B0214 | TMF-1 | IU/1 | Class C | FINISHED GOODS | ADLER™ | CORTEX SCREW, DIA. 3.5MM | PITCH 1.75MM, LENGTH 50MM | 16 | No | Yes |  | No | N. A. | No | N. A. | No | Yes | No | Yes | M. L.: MFG/MD/2021/000369 |  | 3 | ADLER PRODUCTS\SMALL FRAGMENT BONE SCREWS, ADLER\CANC SCREW, ADLER, 3.5MM | 0 | Initial issue | Y | BONE SCREWS |  | 1 | No | Yes | Yes | Yes | N. A.
B0212 | B0214.55 | CORTEX SCREW, ADLER, 3.5 / 1.75MM PITCH HEX SLOT 55MM |  | B0214.000 | #N/A | #N/A | N. A. | N. A. | N. A. | QPF/B0212 | #N/A | #N/A | #N/A | #N/A | #N/A | PS/B0214 | #N/A | #N/A | #N/A | #N/A | #N/A | B0214 | TMF-1 | IU/1 | Class C | FINISHED GOODS | ADLER™ | CORTEX SCREW, DIA. 3.5MM | PITCH 1.75MM, LENGTH 55MM | 16 | No | Yes |  | No | N. A. | No | N. A. | No | Yes | No | Yes | M. L.: MFG/MD/2021/000369 |  | 3 | ADLER PRODUCTS\SMALL FRAGMENT BONE SCREWS, ADLER\CANC SCREW, ADLER, 3.5MM | 0 | Initial issue | Y | BONE SCREWS |  | 1 | No | Yes | Yes | Yes | N. A.
B0212 | B0214.60 | CORTEX SCREW, ADLER, 3.5 / 1.75MM PITCH HEX SLOT 60MM |  | B0214.000 | #N/A | #N/A | N. A. | N. A. | N. A. | QPF/B0212 | #N/A | #N/A | #N/A | #N/A | #N/A | PS/B0214 | #N/A | #N/A | #N/A | #N/A | #N/A | B0214 | TMF-1 | IU/1 | Class C | FINISHED GOODS | ADLER™ | CORTEX SCREW, DIA. 3.5MM | PITCH 1.75MM, LENGTH 60MM | 16 | No | Yes |  | No | N. A. | No | N. A. | No | Yes | No | Yes | M. L.: MFG/MD/2021/000369 |  | 3 | ADLER PRODUCTS\SMALL FRAGMENT BONE SCREWS, ADLER\CANC SCREW, ADLER, 3.5MM | 0 | Initial issue | Y | BONE SCREWS |  | 1 | No | Yes | Yes | Yes | N. A.
B0216 | B0216.10 | CANCELLOUS SCREW, ADLER, DIA. 4.0MM, PARTLY THREADED, HEX. SLOT, 10MM |  | B0216.00 | 00 | 2013-05-02 | N. A. | N. A. | N. A. | QPF/B0216 | 02 | 2014-12-25 | N. A. | N. A. | N. A. | PS/B0216 | 09 | 2017-12-08 | 2022-12-07 | 2019-12-08 | N. A. | B0216 | TMF-1 | IU/1 | Class C | FINISHED GOODS | ADLER™ | CANCELLOUS SCREW, DIA. 4.0MM | PARTLY THREADED, HEX. SLOT, 10MM | 16 | No | Yes |  | No | N. A. | No | N. A. | No | Yes | No | Yes | M. L.: MFG/MD/2021/000369 |  | 3 | ADLER PRODUCTS\SMALL FRAGMENT BONE SCREWS, ADLER\CANC SCREW, ADLER 4MM X SHORT THD | 0.0031 | Initial issue | N | BONE SCREWS |  | 1 | No | Yes | Yes | Yes | N. A.
B0216 | B0216.12 | CANCELLOUS SCREW, ADLER, DIA. 4.0MM, PARTLY THREADED, HEX. SLOT, 12MM |  | B0216.00 | 00 | 2013-05-02 | N. A. | N. A. | N. A. | QPF/B0216 | 02 | 2014-12-25 | N. A. | N. A. | N. A. | PS/B0216 | 09 | 2017-12-08 | 2022-12-07 | 2019-12-08 | N. A. | B0216 | TMF-1 | IU/1 | Class C | FINISHED GOODS | ADLER™ | CANCELLOUS SCREW, DIA. 4.0MM | PARTLY THREADED, HEX. SLOT, 12MM | 16 | No | Yes |  | No | N. A. | No | N. A. | No | Yes | No | Yes | M. L.: MFG/MD/2021/000369 |  | 3 | ADLER PRODUCTS\SMALL FRAGMENT BONE SCREWS, ADLER\CANC SCREW, ADLER 4MM X SHORT THD | 0.0031 | Initial issue | N | BONE SCREWS |  | 1 | No | Yes | Yes | Yes | N. A.
B0216 | B0216.14 | CANCELLOUS SCREW, ADLER, DIA. 4.0MM, PARTLY THREADED, HEX. SLOT, 14MM |  | B0216.00 | 00 | 2013-05-02 | N. A. | N. A. | N. A. | QPF/B0216 | 02 | 2014-12-25 | N. A. | N. A. | N. A. | PS/B0216 | 09 | 2017-12-08 | 2022-12-07 | 2019-12-08 | N. A. | B0216 | TMF-1 | IU/1 | Class C | FINISHED GOODS | ADLER™ | CANCELLOUS SCREW, DIA. 4.0MM | PARTLY THREADED, HEX. SLOT, 14MM | 16 | No | Yes |  | No | N. A. | No | N. A. | No | Yes | No | Yes | M. L.: MFG/MD/2021/000369 |  | 3 | ADLER PRODUCTS\SMALL FRAGMENT BONE SCREWS, ADLER\CANC SCREW, ADLER 4MM X SHORT THD | 0.0031 | Initial issue | N | BONE SCREWS |  | 1 | No | Yes | Yes | Yes | N. A.
B0216 | B0216.16 | CANCELLOUS SCREW, ADLER, DIA. 4.0MM, PARTLY THREADED, HEX. SLOT, 16MM |  | B0216.00 | 00 | 2013-05-02 | N. A. | N. A. | N. A. | QPF/B0216 | 02 | 2014-12-25 | N. A. | N. A. | N. A. | PS/B0216 | 09 | 2017-12-08 | 2022-12-07 | 2019-12-08 | N. A. | B0216 | TMF-1 | IU/1 | Class C | FINISHED GOODS | ADLER™ | CANCELLOUS SCREW, DIA. 4.0MM | PARTLY THREADED, HEX. SLOT, 16MM | 16 | No | Yes |  | No | N. A. | No | N. A. | No | Yes | No | Yes | M. L.: MFG/MD/2021/000369 |  | 3 | ADLER PRODUCTS\SMALL FRAGMENT BONE SCREWS, ADLER\CANC SCREW, ADLER 4MM X SHORT THD | 0.0031 | Initial issue | N | BONE SCREWS |  | 1 | No | Yes | Yes | Yes | N. A.
B0216 | B0216.18 | CANCELLOUS SCREW, ADLER, DIA. 4.0MM, PARTLY THREADED, HEX. SLOT, 18MM |  | B0216.00 | 00 | 2013-05-02 | N. A. | N. A. | N. A. | QPF/B0216 | 02 | 2014-12-25 | N. A. | N. A. | N. A. | PS/B0216 | 09 | 2017-12-08 | 2022-12-07 | 2019-12-08 | N. A. | B0216 | TMF-1 | IU/1 | Class C | FINISHED GOODS | ADLER™ | CANCELLOUS SCREW, DIA. 4.0MM | PARTLY THREADED, HEX. SLOT, 18MM | 16 | No | Yes |  | No | N. A. | No | N. A. | No | Yes | No | Yes | M. L.: MFG/MD/2021/000369 |  | 3 | ADLER PRODUCTS\SMALL FRAGMENT BONE SCREWS, ADLER\CANC SCREW, ADLER 4MM X SHORT THD | 0.0031 | Initial issue | N | BONE SCREWS |  | 1 | No | Yes | Yes | Yes | N. A.
B0216 | B0216.20 | CANCELLOUS SCREW, ADLER, DIA. 4.0MM, PARTLY THREADED, HEX. SLOT, 20MM |  | B0216.00 | 00 | 2013-05-02 | N. A. | N. A. | N. A. | QPF/B0216 | 02 | 2014-12-25 | N. A. | N. A. | N. A. | PS/B0216 | 09 | 2017-12-08 | 2022-12-07 | 2019-12-08 | N. A. | B0216 | TMF-1 | IU/1 | Class C | FINISHED GOODS | ADLER™ | CANCELLOUS SCREW, DIA. 4.0MM | PARTLY THREADED, HEX. SLOT, 20MM | 16 | No | Yes |  | No | N. A. | No | N. A. | No | Yes | No | Yes | M. L.: MFG/MD/2021/000369 |  | 3 | ADLER PRODUCTS\SMALL FRAGMENT BONE SCREWS, ADLER\CANC SCREW, ADLER 4MM X SHORT THD | 0.0031 | Initial issue | N | BONE SCREWS |  | 1 | No | Yes | Yes | Yes | N. A.
B0216 | B0216.22 | CANCELLOUS SCREW, ADLER, DIA. 4.0MM, PARTLY THREADED, HEX. SLOT, 22MM |  | B0216.00 | 00 | 2013-05-02 | N. A. | N. A. | N. A. | QPF/B0216 | 02 | 2014-12-25 | N. A. | N. A. | N. A. | PS/B0216 | 09 | 2017-12-08 | 2022-12-07 | 2019-12-08 | N. A. | B0216 | TMF-1 | IU/1 | Class C | FINISHED GOODS | ADLER™ | CANCELLOUS SCREW, DIA. 4.0MM | PARTLY THREADED, HEX. SLOT, 22MM | 16 | No | Yes |  | No | N. A. | No | N. A. | No | Yes | No | Yes | M. L.: MFG/MD/2021/000369 |  | 3 | ADLER PRODUCTS\SMALL FRAGMENT BONE SCREWS, ADLER\CANC SCREW, ADLER 4MM X SHORT THD | 0.004 | Initial issue | N | BONE SCREWS |  | 1 | No | Yes | Yes | Yes | N. A.
B0216 | B0216.24 | CANCELLOUS SCREW, ADLER, DIA. 4.0MM, PARTLY THREADED, HEX. SLOT, 24MM |  | B0216.00 | 00 | 2013-05-02 | N. A. | N. A. | N. A. | QPF/B0216 | 02 | 2014-12-25 | N. A. | N. A. | N. A. | PS/B0216 | 09 | 2017-12-08 | 2022-12-07 | 2019-12-08 | N. A. | B0216 | TMF-1 | IU/1 | Class C | FINISHED GOODS | ADLER™ | CANCELLOUS SCREW, DIA. 4.0MM | PARTLY THREADED, HEX. SLOT, 24MM | 16 | No | Yes |  | No | N. A. | No | N. A. | No | Yes | No | Yes | M. L.: MFG/MD/2021/000369 |  | 3 | ADLER PRODUCTS\SMALL FRAGMENT BONE SCREWS, ADLER\CANC SCREW, ADLER 4MM X SHORT THD | 0.0046 | Initial issue | N | BONE SCREWS |  | 1 | No | Yes | Yes | Yes | N. A.
B0216 | B0216.26 | CANCELLOUS SCREW, ADLER, DIA. 4.0MM, PARTLY THREADED, HEX. SLOT, 26MM |  | B0216.00 | 00 | 2013-05-02 | N. A. | N. A. | N. A. | QPF/B0216 | 02 | 2014-12-25 | N. A. | N. A. | N. A. | PS/B0216 | 09 | 2017-12-08 | 2022-12-07 | 2019-12-08 | N. A. | B0216 | TMF-1 | IU/1 | Class C | FINISHED GOODS | ADLER™ | CANCELLOUS SCREW, DIA. 4.0MM | PARTLY THREADED, HEX. SLOT, 26MM | 16 | No | Yes |  | No | N. A. | No | N. A. | No | Yes | No | Yes | M. L.: MFG/MD/2021/000369 |  | 3 | ADLER PRODUCTS\SMALL FRAGMENT BONE SCREWS, ADLER\CANC SCREW, ADLER 4MM X SHORT THD | 0.0046 | Initial issue | N | BONE SCREWS |  | 1 | No | Yes | Yes | Yes | N. A.
B0216 | B0216.28 | CANCELLOUS SCREW, ADLER, DIA. 4.0MM, PARTLY THREADED, HEX. SLOT, 28MM |  | B0216.00 | 00 | 2013-05-02 | N. A. | N. A. | N. A. | QPF/B0216 | 02 | 2014-12-25 | N. A. | N. A. | N. A. | PS/B0216 | 09 | 2017-12-08 | 2022-12-07 | 2019-12-08 | N. A. | B0216 | TMF-1 | IU/1 | Class C | FINISHED GOODS | ADLER™ | CANCELLOUS SCREW, DIA. 4.0MM | PARTLY THREADED, HEX. SLOT, 28MM | 16 | No | Yes |  | No | N. A. | No | N. A. | No | Yes | No | Yes | M. L.: MFG/MD/2021/000369 |  | 3 | ADLER PRODUCTS\SMALL FRAGMENT BONE SCREWS, ADLER\CANC SCREW, ADLER 4MM X SHORT THD | 0.0046 | Initial issue | N | BONE SCREWS |  | 1 | No | Yes | Yes | Yes | N. A.
B0216 | B0216.30 | CANCELLOUS SCREW, ADLER, DIA. 4.0MM, PARTLY THREADED, HEX. SLOT, 30MM |  | B0216.00 | 00 | 2013-05-02 | N. A. | N. A. | N. A. | QPF/B0216 | 02 | 2014-12-25 | N. A. | N. A. | N. A. | PS/B0216 | 09 | 2017-12-08 | 2022-12-07 | 2019-12-08 | N. A. | B0216 | TMF-1 | IU/1 | Class C | FINISHED GOODS | ADLER™ | CANCELLOUS SCREW, DIA. 4.0MM | PARTLY THREADED, HEX. SLOT, 30MM | 16 | No | Yes |  | No | N. A. | No | N. A. | No | Yes | No | Yes | M. L.: MFG/MD/2021/000369 |  | 3 | ADLER PRODUCTS\SMALL FRAGMENT BONE SCREWS, ADLER\CANC SCREW, ADLER 4MM X SHORT THD | 0 | Initial issue | N | BONE SCREWS |  | 1 | No | Yes | Yes | Yes | N. A.
B0216 | B0216.32 | CANCELLOUS SCREW, ADLER, DIA. 4.0MM, PARTLY THREADED, HEX. SLOT, 32MM |  | B0216.00 | 00 | 2013-05-02 | N. A. | N. A. | N. A. | QPF/B0216 | 02 | 2014-12-25 | N. A. | N. A. | N. A. | PS/B0216 | 09 | 2017-12-08 | 2022-12-07 | 2019-12-08 | N. A. | B0216 | TMF-1 | IU/1 | Class C | FINISHED GOODS | ADLER™ | CANCELLOUS SCREW, DIA. 4.0MM | PARTLY THREADED, HEX. SLOT, 32MM | 16 | No | Yes |  | No | N. A. | No | N. A. | No | Yes | No | Yes | M. L.: MFG/MD/2021/000369 |  | 3 | ADLER PRODUCTS\SMALL FRAGMENT BONE SCREWS, ADLER\CANC SCREW, ADLER 4MM X SHORT THD | 0.0046 | Initial issue | N | BONE SCREWS |  | 1 | No | Yes | Yes | Yes | N. A.
B0216 | B0216.34 | CANCELLOUS SCREW, ADLER, DIA. 4.0MM, PARTLY THREADED, HEX. SLOT, LENGTH 34MM |  | B0216.00 | 00 | 2013-05-02 | N. A. | N. A. | N. A. | QPF/B0216 | 02 | 2014-12-25 | N. A. | N. A. | N. A. | PS/B0216 | 09 | 2017-12-08 | 2022-12-07 | 2019-12-08 | N. A. | B0216 | TMF-1 | IU/1 | Class C | FINISHED GOODS | ADLER™ | CANCELLOUS SCREW, DIA. 4.0MM | PARTLY THREADED, HEX. SLOT, 34MM | 16 | No | Yes |  | No | N. A. | No | N. A. | No | Yes | No | Yes | M. L.: MFG/MD/2021/000369 |  | 3 | ADLER PRODUCTS\SMALL FRAGMENT BONE SCREWS, ADLER\CANC SCREW, ADLER 4MM X SHORT THD | 0 | Initial issue | N | BONE SCREWS |  | 1 | No | Yes | Yes | Yes | N. A.
B0216 | B0216.35 | CANCELLOUS SCREW, ADLER, DIA. 4.0MM, PARTLY THREADED, HEX. SLOT, 35MM |  | B0216.00 | 00 | 2013-05-02 | N. A. | N. A. | N. A. | QPF/B0216 | 02 | 2014-12-25 | N. A. | N. A. | N. A. | PS/B0216 | 09 | 2017-12-08 | 2022-12-07 | 2019-12-08 | N. A. | B0216 | TMF-1 | IU/1 | Class C | FINISHED GOODS | ADLER™ | CANCELLOUS SCREW, DIA. 4.0MM | PARTLY THREADED, HEX. SLOT, 35MM | 16 | No | Yes |  | No | N. A. | No | N. A. | No | Yes | No | Yes | M. L.: MFG/MD/2021/000369 |  | 3 | ADLER PRODUCTS\SMALL FRAGMENT BONE SCREWS, ADLER\CANC SCREW, ADLER 4MM X SHORT THD | 0.0046 | Initial issue | N | BONE SCREWS |  | 1 | No | Yes | Yes | Yes | N. A.
B0216 | B0216.36 | CANCELLOUS SCREW, ADLER, DIA. 4.0MM, PARTLY THREADED, HEX. SLOT, LENGTH 36MM |  | B0216.00 | 00 | 2013-05-02 | N. A. | N. A. | N. A. | QPF/B0216 | 02 | 2014-12-25 | N. A. | N. A. | N. A. | PS/B0216 | 09 | 2017-12-08 | 2022-12-07 | 2019-12-08 | N. A. | B0216 | TMF-1 | IU/1 | Class C | FINISHED GOODS | ADLER™ | CANCELLOUS SCREW, DIA. 4.0MM | PARTLY THREADED, HEX. SLOT, 36MM | 16 | No | Yes |  | No | N. A. | No | N. A. | No | Yes | No | Yes | M. L.: MFG/MD/2021/000369 |  | 3 | ADLER PRODUCTS\SMALL FRAGMENT BONE SCREWS, ADLER\CANC SCREW, ADLER 4MM X SHORT THD | 0 | Initial issue | N | BONE SCREWS |  | 1 | No | Yes | Yes | Yes | N. A.
B0216 | B0216.40 | CANCELLOUS SCREW, ADLER, DIA. 4.0MM, PARTLY THREADED, HEX. SLOT, 40MM |  | B0216.00 | 00 | 2013-05-02 | N. A. | N. A. | N. A. | QPF/B0216 | 02 | 2014-12-25 | N. A. | N. A. | N. A. | PS/B0216 | 09 | 2017-12-08 | 2022-12-07 | 2019-12-08 | N. A. | B0216 | TMF-1 | IU/1 | Class C | FINISHED GOODS | ADLER™ | CANCELLOUS SCREW, DIA. 4.0MM | PARTLY THREADED, HEX. SLOT, 40MM | 16 | No | Yes |  | No | N. A. | No | N. A. | No | Yes | No | Yes | M. L.: MFG/MD/2021/000369 |  | 3 | ADLER PRODUCTS\SMALL FRAGMENT BONE SCREWS, ADLER\CANC SCREW, ADLER 4MM X SHORT THD | 0.0046 | Initial issue | N | BONE SCREWS |  | 1 | No | Yes | Yes | Yes | N. A.
B0216 | B0216.42 | CANCELLOUS SCREW, ADLER, DIA. 4.0MM, PARTLY THREADED, HEX. SLOT, LENGTH 42MM |  | B0216.00 | 00 | 2013-05-02 | N. A. | N. A. | N. A. | QPF/B0216 | 02 | 2014-12-25 | N. A. | N. A. | N. A. | PS/B0216 | 09 | 2017-12-08 | 2022-12-07 | 2019-12-08 | N. A. | B0216 | TMF-1 | IU/1 | Class C | FINISHED GOODS | ADLER™ | CANCELLOUS SCREW, DIA. 4.0MM | PARTLY THREADED, HEX. SLOT ,42MM | 16 | No | Yes |  | No | N. A. | No | N. A. | No | Yes | No | Yes | M. L.: MFG/MD/2021/000369 |  | 3 | ADLER PRODUCTS\SMALL FRAGMENT BONE SCREWS, ADLER\CANC SCREW, ADLER 4MM X SHORT THD | 0 | Initial issue | N | BONE SCREWS |  | 1 | No | Yes | Yes | Yes | N. A.
B0216 | B0216.44 | CANCELLOUS SCREW, ADLER, DIA. 4.0MM, PARTLY THREADED, HEX. SLOT, LENGTH 44MM |  | B0216.00 | 00 | 2013-05-02 | N. A. | N. A. | N. A. | QPF/B0216 | 02 | 2014-12-25 | N. A. | N. A. | N. A. | PS/B0216 | 09 | 2017-12-08 | 2022-12-07 | 2019-12-08 | N. A. | B0216 | TMF-1 | IU/1 | Class C | FINISHED GOODS | ADLER™ | CANCELLOUS SCREW, DIA. 4.0MM | PARTLY THREADED, HEX. SLOT, 44MM | 16 | No | Yes |  | No | N. A. | No | N. A. | No | Yes | No | Yes | M. L.: MFG/MD/2021/000369 |  | 3 | ADLER PRODUCTS\SMALL FRAGMENT BONE SCREWS, ADLER\CANC SCREW, ADLER 4MM X SHORT THD | 0 | Initial issue | N | BONE SCREWS |  | 1 | No | Yes | Yes | Yes | N. A.
B0216 | B0216.45 | CANCELLOUS SCREW, ADLER, DIA. 4.0MM, PARTLY THREADED, HEX. SLOT, 45MM |  | B0216.00 | 00 | 2013-05-02 | N. A. | N. A. | N. A. | QPF/B0216 | 02 | 2014-12-25 | N. A. | N. A. | N. A. | PS/B0216 | 09 | 2017-12-08 | 2022-12-07 | 2019-12-08 | N. A. | B0216 | TMF-1 | IU/1 | Class C | FINISHED GOODS | ADLER™ | CANCELLOUS SCREW, DIA. 4.0MM | PARTLY THREADED, HEX. SLOT, 45MM | 16 | No | Yes |  | No | N. A. | No | N. A. | No | Yes | No | Yes | M. L.: MFG/MD/2021/000369 |  | 3 | ADLER PRODUCTS\SMALL FRAGMENT BONE SCREWS, ADLER\CANC SCREW, ADLER 4MM X SHORT THD | 0.0046 | Initial issue | N | BONE SCREWS |  | 1 | No | Yes | Yes | Yes | N. A.
B0216 | B0216.46 | CANCELLOUS SCREW, ADLER, DIA. 4.0MM, PARTLY THREADED, HEX. SLOT, LENGTH 46MM |  | B0216.00 | 00 | 2013-05-02 | N. A. | N. A. | N. A. | QPF/B0216 | 02 | 2014-12-25 | N. A. | N. A. | N. A. | PS/B0216 | 09 | 2017-12-08 | 2022-12-07 | 2019-12-08 | N. A. | B0216 | TMF-1 | IU/1 | Class C | FINISHED GOODS | ADLER™ | CANCELLOUS SCREW, DIA. 4.0MM | PARTLY THREADED, HEX. SLOT, 46MM | 16 | No | Yes |  | No | N. A. | No | N. A. | No | Yes | No | Yes | M. L.: MFG/MD/2021/000369 |  | 3 | ADLER PRODUCTS\SMALL FRAGMENT BONE SCREWS, ADLER\CANC SCREW, ADLER 4MM X SHORT THD | 0 | Initial issue | N | BONE SCREWS |  | 1 | No | Yes | Yes | Yes | N. A.
B0216 | B0216.48 | CANCELLOUS SCREW, ADLER, DIA. 4.0MM, PARTLY THREADED, HEX. SLOT, LENGTH 48MM |  | B0216.00 | 00 | 2013-05-02 | N. A. | N. A. | N. A. | QPF/B0216 | 02 | 2014-12-25 | N. A. | N. A. | N. A. | PS/B0216 | 09 | 2017-12-08 | 2022-12-07 | 2019-12-08 | N. A. | B0216 | TMF-1 | IU/1 | Class C | FINISHED GOODS | ADLER™ | CANCELLOUS SCREW, DIA. 4.0MM | PARTLY THREADED, HEX. SLOT, 48MM | 16 | No | Yes |  | No | N. A. | No | N. A. | No | Yes | No | Yes | M. L.: MFG/MD/2021/000369 |  | 3 | ADLER PRODUCTS\SMALL FRAGMENT BONE SCREWS, ADLER\CANC SCREW, ADLER 4MM X SHORT THD | 0 | Initial issue | N | BONE SCREWS |  | 1 | No | Yes | Yes | Yes | N. A.
B0216 | B0216.50 | CANCELLOUS SCREW, ADLER, DIA. 4.0MM, PARTLY THREADED, HEX. SLOT, 50MM |  | B0216.00 | 00 | 2013-05-02 | N. A. | N. A. | N. A. | QPF/B0216 | 02 | 2014-12-25 | N. A. | N. A. | N. A. | PS/B0216 | 09 | 2017-12-08 | 2022-12-07 | 2019-12-08 | N. A. | B0216 | TMF-1 | IU/1 | Class C | FINISHED GOODS | ADLER™ | CANCELLOUS SCREW, DIA. 4.0MM | PARTLY THREADED, HEX. SLOT, 50MM | 16 | No | Yes |  | No | N. A. | No | N. A. | No | Yes | No | Yes | M. L.: MFG/MD/2021/000369 |  | 3 | ADLER PRODUCTS\SMALL FRAGMENT BONE SCREWS, ADLER\CANC SCREW, ADLER 4MM X SHORT THD | 0.0046 | Initial issue | N | BONE SCREWS |  | 1 | No | Yes | Yes | Yes | N. A.
B0216 | B0216.55 | CANCELLOUS SCREW, ADLER, DIA. 4.0MM, PARTLY THREADED, HEX. SLOT, 55MM |  | B0216.00 | 00 | 2013-05-02 | N. A. | N. A. | N. A. | QPF/B0216 | 02 | 2014-12-25 | N. A. | N. A. | N. A. | PS/B0216 | 09 | 2017-12-08 | 2022-12-07 | 2019-12-08 | N. A. | B0216 | TMF-1 | IU/1 | Class C | FINISHED GOODS | ADLER™ | CANCELLOUS SCREW, DIA. 4.0MM | PARTLY THREADED, HEX. SLOT, 55MM | 16 | No | Yes |  | No | N. A. | No | N. A. | No | Yes | No | Yes | M. L.: MFG/MD/2021/000369 |  | 3 | ADLER PRODUCTS\SMALL FRAGMENT BONE SCREWS, ADLER\CANC SCREW, ADLER 4MM X SHORT THD | 0.0046 | Initial issue | N | BONE SCREWS |  | 1 | No | Yes | Yes | Yes | N. A.
B0216 | B0216.60 | CANCELLOUS SCREW, ADLER, DIA. 4.0MM, PARTLY THREADED, HEX. SLOT, 60MM |  | B0216.00 | 00 | 2013-05-02 | N. A. | N. A. | N. A. | QPF/B0216 | 02 | 2014-12-25 | N. A. | N. A. | N. A. | PS/B0216 | 09 | 2017-12-08 | 2022-12-07 | 2019-12-08 | N. A. | B0216 | TMF-1 | IU/1 | Class C | FINISHED GOODS | ADLER™ | CANCELLOUS SCREW, DIA. 4.0MM | PARTLY THREADED, HEX. SLOT, 60MM | 16 | No | Yes |  | No | N. A. | No | N. A. | No | Yes | No | Yes | M. L.: MFG/MD/2021/000369 |  | 3 | ADLER PRODUCTS\SMALL FRAGMENT BONE SCREWS, ADLER\CANC SCREW, ADLER 4MM X SHORT THD | 0.0027333 | Initial issue | N | BONE SCREWS |  | 1 | No | Yes | Yes | Yes | N. A.
B0216 | B0216.65 | CANCELLOUS SCREW, ADLER, DIA. 4.0MM, PARTLY THREADED, HEX. SLOT, 65MM |  | B0216.00 | 00 | 2013-05-02 | N. A. | N. A. | N. A. | QPF/B0216 | 02 | 2014-12-25 | N. A. | N. A. | N. A. | PS/B0216 | 09 | 2017-12-08 | 2022-12-07 | 2019-12-08 | N. A. | B0216 | TMF-1 | IU/1 | Class C | FINISHED GOODS | ADLER™ | CANCELLOUS SCREW, DIA. 4.0MM | PARTLY THREADED, HEX. SLOT, 65MM | 16 | No | Yes |  | No | N. A. | No | N. A. | No | Yes | No | Yes | M. L.: MFG/MD/2021/000369 |  | 3 | ADLER PRODUCTS\SMALL FRAGMENT BONE SCREWS, ADLER\CANC SCREW, ADLER 4MM X SHORT THD | 0 | Initial issue | Y | BONE SCREWS |  | 1 | No | Yes | Yes | Yes | N. A.
B0216 | B0216.70 | CANCELLOUS SCREW, ADLER, DIA. 4.0MM, PARTLY THREADED, HEX. SLOT, 70MM |  | B0216.00 | 00 | 2013-05-02 | N. A. | N. A. | N. A. | QPF/B0216 | 02 | 2014-12-25 | N. A. | N. A. | N. A. | PS/B0216 | 09 | 2017-12-08 | 2022-12-07 | 2019-12-08 | N. A. | B0216 | TMF-1 | IU/1 | Class C | FINISHED GOODS | ADLER™ | CANCELLOUS SCREW, DIA. 4.0MM | PARTLY THREADED, HEX. SLOT, 70MM | 16 | No | Yes |  | No | N. A. | No | N. A. | No | Yes | No | Yes | M. L.: MFG/MD/2021/000369 |  | 3 | ADLER PRODUCTS\SMALL FRAGMENT BONE SCREWS, ADLER\CANC SCREW, ADLER 4MM X SHORT THD | 0 | Initial issue | Y | BONE SCREWS |  | 1 | No | Yes | Yes | Yes | N. A.
B0216 | B0216.75 | CANCELLOUS SCREW, ADLER, DIA. 4.0MM, PARTLY THREADED, HEX. SLOT, LENGTH 75MM |  | B0216.00 | 00 | 2013-05-02 | N. A. | N. A. | N. A. | QPF/B0216 | 02 | 2014-12-25 | N. A. | N. A. | N. A. | PS/B0216 | 09 | 2017-12-08 | 2022-12-07 | 2019-12-08 | N. A. | B0216 | TMF-1 | IU/1 | Class C | FINISHED GOODS | ADLER™ | CANCELLOUS SCREW, DIA. 4.0MM | PARTLY THREADED, HEX. SLOT, 75MM | 16 | No | Yes |  | No | N. A. | No | N. A. | No | Yes | No | Yes | M. L.: MFG/MD/2021/000369 |  | 1 | ADLER PRODUCTS\SMALL FRAGMENT BONE SCREWS, ADLER\CANC SCREW, ADLER 4MM X SHORT THD | 0 | Initial issue | N | BONE SCREWS |  | 1 | No | Yes | Yes | Yes | N. A.
B0216 | B0216.80 | CANCELLOUS SCREW, ADLER, DIA. 4.0MM, PARTLY THREADED, HEX. SLOT, LENGTH 80MM |  | B0216.00 | 00 | 2013-05-02 | N. A. | N. A. | N. A. | QPF/B0216 | 02 | 2014-12-25 | N. A. | N. A. | N. A. | PS/B0216 | 09 | 2017-12-08 | 2022-12-07 | 2019-12-08 | N. A. | B0216 | TMF-1 | IU/1 | Class C | FINISHED GOODS | ADLER™ | CANCELLOUS SCREW, DIA. 4.0MM | PARTLY THREADED, HEX. SLOT, 80MM | 16 | No | Yes |  | No | N. A. | No | N. A. | No | Yes | No | Yes | M. L.: MFG/MD/2021/000369 |  | 1 | ADLER PRODUCTS\SMALL FRAGMENT BONE SCREWS, ADLER\CANC SCREW, ADLER 4MM X SHORT THD | 0 | Initial issue | N | BONE SCREWS |  | 1 | No | Yes | Yes | Yes | N. A.
B0216 | B0217.10 | CANCELLOUS SCREW, ADLER, DIA. 4.0MM, FULLY THREADED, HEX. SLOT, 10MM |  | B0216.00 | 00 | 2013-05-02 | N. A. | N. A. | N. A. | QPF/B0216 | 02 | 2014-12-25 | N. A. | N. A. | N. A. | PS/B0216 | 09 | 2017-12-08 | 2022-12-07 | 2019-12-08 | N. A. | B0216 | TMF-1 | IU/1 | Class C | FINISHED GOODS | ADLER™ | CANCELLOUS SCREW, DIA. 4.0MM | FULLY THREADED, HEX. SLOT, 10MM | 16 | No | Yes |  | No | N. A. | No | N. A. | No | Yes | No | Yes | M. L.: MFG/MD/2021/000369 |  | 3 | ADLER PRODUCTS\SMALL FRAGMENT BONE SCREWS, ADLER\CANC SCREW, ADLER 4MM X FULL THD | 0.0027333 | Initial issue | Y | BONE SCREWS |  | 1 | No | Yes | Yes | Yes | N. A.
B0216 | B0217.12 | CANCELLOUS SCREW, ADLER, DIA. 4.0MM, FULLY THREADED, HEX. SLOT, 12MM |  | B0216.00 | 00 | 2013-05-02 | N. A. | N. A. | N. A. | QPF/B0216 | 02 | 2014-12-25 | N. A. | N. A. | N. A. | PS/B0216 | 09 | 2017-12-08 | 2022-12-07 | 2019-12-08 | N. A. | B0216 | TMF-1 | IU/1 | Class C | FINISHED GOODS | ADLER™ | CANCELLOUS SCREW, DIA. 4.0MM | FULLY THREADED, HEX. SLOT, 12MM | 16 | No | Yes |  | No | N. A. | No | N. A. | No | Yes | No | Yes | M. L.: MFG/MD/2021/000369 |  | 3 | ADLER PRODUCTS\SMALL FRAGMENT BONE SCREWS, ADLER\CANC SCREW, ADLER 4MM X FULL THD | 0.0027333 | Initial issue | N | BONE SCREWS |  | 1 | No | Yes | Yes | Yes | N. A.
B0216 | B0217.14 | CANCELLOUS SCREW, ADLER, DIA. 4.0MM, FULLY THREADED, HEX. SLOT, 14MM |  | B0216.00 | 00 | 2013-05-02 | N. A. | N. A. | N. A. | QPF/B0216 | 02 | 2014-12-25 | N. A. | N. A. | N. A. | PS/B0216 | 09 | 2017-12-08 | 2022-12-07 | 2019-12-08 | N. A. | B0216 | TMF-1 | IU/1 | Class C | FINISHED GOODS | ADLER™ | CANCELLOUS SCREW, DIA. 4.0MM | FULLY THREADED, HEX. SLOT, 14MM | 16 | No | Yes |  | No | N. A. | No | N. A. | No | Yes | No | Yes | M. L.: MFG/MD/2021/000369 |  | 3 | ADLER PRODUCTS\SMALL FRAGMENT BONE SCREWS, ADLER\CANC SCREW, ADLER 4MM X FULL THD | 0 | Initial issue | N | BONE SCREWS |  | 1 | No | Yes | Yes | Yes | N. A.
B0216 | B0217.16 | CANCELLOUS SCREW, ADLER, DIA. 4.0MM, FULLY THREADED, HEX. SLOT, 16MM |  | B0216.00 | 00 | 2013-05-02 | N. A. | N. A. | N. A. | QPF/B0216 | 02 | 2014-12-25 | N. A. | N. A. | N. A. | PS/B0216 | 09 | 2017-12-08 | 2022-12-07 | 2019-12-08 | N. A. | B0216 | TMF-1 | IU/1 | Class C | FINISHED GOODS | ADLER™ | CANCELLOUS SCREW, DIA. 4.0MM | FULLY THREADED, HEX. SLOT, 16MM | 16 | No | Yes |  | No | N. A. | No | N. A. | No | Yes | No | Yes | M. L.: MFG/MD/2021/000369 |  | 3 | ADLER PRODUCTS\SMALL FRAGMENT BONE SCREWS, ADLER\CANC SCREW, ADLER 4MM X FULL THD | 0 | Initial issue | N | BONE SCREWS |  | 1 | No | Yes | Yes | Yes | N. A.
B0216 | B0217.18 | CANCELLOUS SCREW, ADLER, DIA. 4.0MM, FULLY THREADED, HEX. SLOT, 18MM |  | B0216.00 | 00 | 2013-05-02 | N. A. | N. A. | N. A. | QPF/B0216 | 02 | 2014-12-25 | N. A. | N. A. | N. A. | PS/B0216 | 09 | 2017-12-08 | 2022-12-07 | 2019-12-08 | N. A. | B0216 | TMF-1 | IU/1 | Class C | FINISHED GOODS | ADLER™ | CANCELLOUS SCREW, DIA. 4.0MM | FULLY THREADED, HEX. SLOT, 18MM | 16 | No | Yes |  | No | N. A. | No | N. A. | No | Yes | No | Yes | M. L.: MFG/MD/2021/000369 |  | 3 | ADLER PRODUCTS\SMALL FRAGMENT BONE SCREWS, ADLER\CANC SCREW, ADLER 4MM X FULL THD | 0.0027333 | Initial issue | N | BONE SCREWS |  | 1 | No | Yes | Yes | Yes | N. A.
B0216 | B0217.20 | CANCELLOUS SCREW, ADLER, DIA. 4.0MM, FULLY THREADED, HEX. SLOT, 20MM |  | B0216.00 | 00 | 2013-05-02 | N. A. | N. A. | N. A. | QPF/B0216 | 02 | 2014-12-25 | N. A. | N. A. | N. A. | PS/B0216 | 09 | 2017-12-08 | 2022-12-07 | 2019-12-08 | N. A. | B0216 | TMF-1 | IU/1 | Class C | FINISHED GOODS | ADLER™ | CANCELLOUS SCREW, DIA. 4.0MM | FULLY THREADED, HEX. SLOT, 20MM | 16 | No | Yes |  | No | N. A. | No | N. A. | No | Yes | No | Yes | M. L.: MFG/MD/2021/000369 |  | 3 | ADLER PRODUCTS\SMALL FRAGMENT BONE SCREWS, ADLER\CANC SCREW, ADLER 4MM X FULL THD | 0.0027333 | Initial issue | N | BONE SCREWS |  | 1 | No | Yes | Yes | Yes | N. A.
B0216 | B0217.22 | CANCELLOUS SCREW, ADLER, DIA. 4.0MM, FULLY THREADED, HEX. SLOT, 22MM |  | B0216.00 | 00 | 2013-05-02 | N. A. | N. A. | N. A. | QPF/B0216 | 02 | 2014-12-25 | N. A. | N. A. | N. A. | PS/B0216 | 09 | 2017-12-08 | 2022-12-07 | 2019-12-08 | N. A. | B0216 | TMF-1 | IU/1 | Class C | FINISHED GOODS | ADLER™ | CANCELLOUS SCREW, DIA. 4.0MM | FULLY THREADED, HEX. SLOT, 22MM | 16 | No | Yes |  | No | N. A. | No | N. A. | No | Yes | No | Yes | M. L.: MFG/MD/2021/000369 |  | 3 | ADLER PRODUCTS\SMALL FRAGMENT BONE SCREWS, ADLER\CANC SCREW, ADLER 4MM X FULL THD | 0.0027333 | Initial issue | N | BONE SCREWS |  | 1 | No | Yes | Yes | Yes | N. A.
B0216 | B0217.24 | CANCELLOUS SCREW, ADLER, DIA. 4.0MM, FULLY THREADED, HEX. SLOT, 24MM |  | B0216.00 | 00 | 2013-05-02 | N. A. | N. A. | N. A. | QPF/B0216 | 02 | 2014-12-25 | N. A. | N. A. | N. A. | PS/B0216 | 09 | 2017-12-08 | 2022-12-07 | 2019-12-08 | N. A. | B0216 | TMF-1 | IU/1 | Class C | FINISHED GOODS | ADLER™ | CANCELLOUS SCREW, DIA. 4.0MM | FULLY THREADED, HEX. SLOT, 24MM | 16 | No | Yes |  | No | N. A. | No | N. A. | No | Yes | No | Yes | M. L.: MFG/MD/2021/000369 |  | 3 | ADLER PRODUCTS\SMALL FRAGMENT BONE SCREWS, ADLER\CANC SCREW, ADLER 4MM X FULL THD | 0.0027333 | Initial issue | N | BONE SCREWS |  | 1 | No | Yes | Yes | Yes | N. A.
B0216 | B0217.26 | CANCELLOUS SCREW, ADLER, DIA. 4.0MM, FULLY THREADED, HEX. SLOT, 26MM |  | B0216.00 | 00 | 2013-05-02 | N. A. | N. A. | N. A. | QPF/B0216 | 02 | 2014-12-25 | N. A. | N. A. | N. A. | PS/B0216 | 09 | 2017-12-08 | 2022-12-07 | 2019-12-08 | N. A. | B0216 | TMF-1 | IU/1 | Class C | FINISHED GOODS | ADLER™ | CANCELLOUS SCREW, DIA. 4.0MM | FULLY THREADED, HEX. SLOT, 26MM | 16 | No | Yes |  | No | N. A. | No | N. A. | No | Yes | No | Yes | M. L.: MFG/MD/2021/000369 |  | 3 | ADLER PRODUCTS\SMALL FRAGMENT BONE SCREWS, ADLER\CANC SCREW, ADLER 4MM X FULL THD | 0.0027333 | Initial issue | N | BONE SCREWS |  | 1 | No | Yes | Yes | Yes | N. A.
B0216 | B0217.28 | CANCELLOUS SCREW, ADLER, DIA. 4.0MM, FULLY THREADED, HEX. SLOT, 28MM |  | B0216.00 | 00 | 2013-05-02 | N. A. | N. A. | N. A. | QPF/B0216 | 02 | 2014-12-25 | N. A. | N. A. | N. A. | PS/B0216 | 09 | 2017-12-08 | 2022-12-07 | 2019-12-08 | N. A. | B0216 | TMF-1 | IU/1 | Class C | FINISHED GOODS | ADLER™ | CANCELLOUS SCREW, DIA. 4.0MM | FULLY THREADED, HEX. SLOT, 28MM | 16 | No | Yes |  | No | N. A. | No | N. A. | No | Yes | No | Yes | M. L.: MFG/MD/2021/000369 |  | 3 | ADLER PRODUCTS\SMALL FRAGMENT BONE SCREWS, ADLER\CANC SCREW, ADLER 4MM X FULL THD | 0 | Initial issue | N | BONE SCREWS |  | 1 | No | Yes | Yes | Yes | N. A.
B0216 | B0217.30 | CANCELLOUS SCREW, ADLER, DIA. 4.0MM, FULLY THREADED, HEX. SLOT, 30MM |  | B0216.00 | 00 | 2013-05-02 | N. A. | N. A. | N. A. | QPF/B0216 | 02 | 2014-12-25 | N. A. | N. A. | N. A. | PS/B0216 | 09 | 2017-12-08 | 2022-12-07 | 2019-12-08 | N. A. | B0216 | TMF-1 | IU/1 | Class C | FINISHED GOODS | ADLER™ | CANCELLOUS SCREW, DIA. 4.0MM | FULLY THREADED, HEX. SLOT, 30MM | 16 | No | Yes |  | No | N. A. | No | N. A. | No | Yes | No | Yes | M. L.: MFG/MD/2021/000369 |  | 3 | ADLER PRODUCTS\SMALL FRAGMENT BONE SCREWS, ADLER\CANC SCREW, ADLER 4MM X FULL THD | 0.0027333 | Initial issue | N | BONE SCREWS |  | 1 | No | Yes | Yes | Yes | N. A.
B0216 | B0217.32 | CANCELLOUS SCREW, ADLER, DIA. 4.0MM, FULLY THREADED, HEX. SLOT, 32MM |  | B0216.00 | 00 | 2013-05-02 | N. A. | N. A. | N. A. | QPF/B0216 | 02 | 2014-12-25 | N. A. | N. A. | N. A. | PS/B0216 | 09 | 2017-12-08 | 2022-12-07 | 2019-12-08 | N. A. | B0216 | TMF-1 | IU/1 | Class C | FINISHED GOODS | ADLER™ | CANCELLOUS SCREW, DIA. 4.0MM | FULLY THREADED, HEX. SLOT, 32MM | 16 | No | Yes |  | No | N. A. | No | N. A. | No | Yes | No | Yes | M. L.: MFG/MD/2021/000369 |  | 3 | ADLER PRODUCTS\SMALL FRAGMENT BONE SCREWS, ADLER\CANC SCREW, ADLER 4MM X FULL THD | 0.0027333 | Initial issue | N | BONE SCREWS |  | 1 | No | Yes | Yes | Yes | N. A.
B0216 | B0217.34 | CANCELLOUS SCREW, ADLER, DIA. 4.0MM, FULLY THREADED, HEX. SLOT, 34MM |  | B0216.00 | 00 | 2013-05-02 | N. A. | N. A. | N. A. | QPF/B0216 | 02 | 2014-12-25 | N. A. | N. A. | N. A. | PS/B0216 | 09 | 2017-12-08 | 2022-12-07 | 2019-12-08 | N. A. | B0216 | TMF-1 | IU/1 | Class C | FINISHED GOODS | ADLER™ | CANCELLOUS SCREW, DIA. 4.0MM | FULLY THREADED, HEX. SLOT, 34MM | 16 | No | Yes |  | No | N. A. | No | N. A. | No | Yes | No | Yes | M. L.: MFG/MD/2021/000369 |  | 3 | ADLER PRODUCTS\SMALL FRAGMENT BONE SCREWS, ADLER\CANC SCREW, ADLER 4MM X FULL THD | 0 | Initial issue | N | BONE SCREWS |  | 1 | No | Yes | Yes | Yes | N. A.
B0216 | B0217.35 | CANCELLOUS SCREW, ADLER, DIA. 4.0MM, FULLY THREADED, HEX. SLOT, 35MM |  | B0216.00 | 00 | 2013-05-02 | N. A. | N. A. | N. A. | QPF/B0216 | 02 | 2014-12-25 | N. A. | N. A. | N. A. | PS/B0216 | 09 | 2017-12-08 | 2022-12-07 | 2019-12-08 | N. A. | B0216 | TMF-1 | IU/1 | Class C | FINISHED GOODS | ADLER™ | CANCELLOUS SCREW, DIA. 4.0MM | FULLY THREADED, HEX. SLOT, 35MM | 16 | No | Yes |  | No | N. A. | No | N. A. | No | Yes | No | Yes | M. L.: MFG/MD/2021/000369 |  | 3 | ADLER PRODUCTS\SMALL FRAGMENT BONE SCREWS, ADLER\CANC SCREW, ADLER 4MM X FULL THD | 0.0027333 | Initial issue | N | BONE SCREWS |  | 1 | No | Yes | Yes | Yes | N. A.
B0216 | B0217.36 | CANCELLOUS SCREW, ADLER, DIA. 4.0MM, FULLY THREADED, HEX. SLOT, 36MM |  | B0216.00 | 00 | 2013-05-02 | N. A. | N. A. | N. A. | QPF/B0216 | 02 | 2014-12-25 | N. A. | N. A. | N. A. | PS/B0216 | 09 | 2017-12-08 | 2022-12-07 | 2019-12-08 | N. A. | B0216 | TMF-1 | IU/1 | Class C | FINISHED GOODS | ADLER™ | CANCELLOUS SCREW, DIA. 4.0MM | FULLY THREADED, HEX. SLOT, 36MM | 16 | No | Yes |  | No | N. A. | No | N. A. | No | Yes | No | Yes | M. L.: MFG/MD/2021/000369 |  | 3 | ADLER PRODUCTS\SMALL FRAGMENT BONE SCREWS, ADLER\CANC SCREW, ADLER 4MM X FULL THD | 0.0027333 | Initial issue | N | BONE SCREWS |  | 1 | No | Yes | Yes | Yes | N. A.
B0216 | B0217.38 | CANCELLOUS SCREW, ADLER, DIA. 4.0MM, FULLY THREADED, HEX. SLOT, 38MM |  | B0216.00 | 00 | 2013-05-02 | N. A. | N. A. | N. A. | QPF/B0216 | 02 | 2014-12-25 | N. A. | N. A. | N. A. | PS/B0216 | 09 | 2017-12-08 | 2022-12-07 | 2019-12-08 | N. A. | B0216 | TMF-1 | IU/1 | Class C | FINISHED GOODS | ADLER™ | CANCELLOUS SCREW, DIA. 4.0MM | FULLY THREADED, HEX. SLOT, 38MM | 16 | No | Yes |  | No | N. A. | No | N. A. | No | Yes | No | Yes | M. L.: MFG/MD/2021/000369 |  | 3 | ADLER PRODUCTS\SMALL FRAGMENT BONE SCREWS, ADLER\CANC SCREW, ADLER 4MM X FULL THD | 0 | Initial issue | N | BONE SCREWS |  | 1 | No | Yes | Yes | Yes | N. A.
B0216 | B0217.40 | CANCELLOUS SCREW, ADLER, DIA. 4.0MM, FULLY THREADED, HEX. SLOT, 40MM |  | B0216.00 | 00 | 2013-05-02 | N. A. | N. A. | N. A. | QPF/B0216 | 02 | 2014-12-25 | N. A. | N. A. | N. A. | PS/B0216 | 09 | 2017-12-08 | 2022-12-07 | 2019-12-08 | N. A. | B0216 | TMF-1 | IU/1 | Class C | FINISHED GOODS | ADLER™ | CANCELLOUS SCREW, DIA. 4.0MM | FULLY THREADED, HEX. SLOT, 40MM | 16 | No | Yes |  | No | N. A. | No | N. A. | No | Yes | No | Yes | M. L.: MFG/MD/2021/000369 |  | 3 | ADLER PRODUCTS\SMALL FRAGMENT BONE SCREWS, ADLER\CANC SCREW, ADLER 4MM X FULL THD | 0.0027333 | Initial issue | N | BONE SCREWS |  | 1 | No | Yes | Yes | Yes | N. A.
B0216 | B0217.42 | CANCELLOUS SCREW, ADLER, DIA. 4.0MM, FULLY THREADED, HEX. SLOT, 42MM |  | B0216.00 | 00 | 2013-05-02 | N. A. | N. A. | N. A. | QPF/B0216 | 02 | 2014-12-25 | N. A. | N. A. | N. A. | PS/B0216 | 09 | 2017-12-08 | 2022-12-07 | 2019-12-08 | N. A. | B0216 | TMF-1 | IU/1 | Class C | FINISHED GOODS | ADLER™ | CANCELLOUS SCREW, DIA. 4.0MM | FULLY THREADED, HEX. SLOT, 42MM | 16 | No | Yes |  | No | N. A. | No | N. A. | No | Yes | No | Yes | M. L.: MFG/MD/2021/000369 |  | 3 | ADLER PRODUCTS\SMALL FRAGMENT BONE SCREWS, ADLER\CANC SCREW, ADLER 4MM X FULL THD | 0 | Initial issue | N | BONE SCREWS |  | 1 | No | Yes | Yes | Yes | N. A.
B0216 | B0217.44 | CANCELLOUS SCREW, ADLER, DIA. 4.0MM, FULLY THREADED, HEX. SLOT, 44MM |  | B0216.00 | 00 | 2013-05-02 | N. A. | N. A. | N. A. | QPF/B0216 | 02 | 2014-12-25 | N. A. | N. A. | N. A. | PS/B0216 | 09 | 2017-12-08 | 2022-12-07 | 2019-12-08 | N. A. | B0216 | TMF-1 | IU/1 | Class C | FINISHED GOODS | ADLER™ | CANCELLOUS SCREW, DIA. 4.0MM | FULLY THREADED, HEX. SLOT, 44MM | 16 | No | Yes |  | No | N. A. | No | N. A. | No | Yes | No | Yes | M. L.: MFG/MD/2021/000369 |  | 3 | ADLER PRODUCTS\SMALL FRAGMENT BONE SCREWS, ADLER\CANC SCREW, ADLER 4MM X FULL THD | 0 | Initial issue | N | BONE SCREWS |  | 1 | No | Yes | Yes | Yes | N. A.
B0216 | B0217.45 | CANCELLOUS SCREW, ADLER, DIA. 4.0MM, FULLY THREADED, HEX. SLOT, 45MM |  | B0216.00 | 00 | 2013-05-02 | N. A. | N. A. | N. A. | QPF/B0216 | 02 | 2014-12-25 | N. A. | N. A. | N. A. | PS/B0216 | 09 | 2017-12-08 | 2022-12-07 | 2019-12-08 | N. A. | B0216 | TMF-1 | IU/1 | Class C | FINISHED GOODS | ADLER™ | CANCELLOUS SCREW, DIA. 4.0MM | FULLY THREADED, HEX. SLOT, 45MM | 16 | No | Yes |  | No | N. A. | No | N. A. | No | Yes | No | Yes | M. L.: MFG/MD/2021/000369 |  | 3 | ADLER PRODUCTS\SMALL FRAGMENT BONE SCREWS, ADLER\CANC SCREW, ADLER 4MM X FULL THD | 0.004 | Initial issue | N | BONE SCREWS |  | 1 | No | Yes | Yes | Yes | N. A.
B0216 | B0217.46 | CANCELLOUS SCREW, ADLER, DIA. 4.0MM, FULLY THREADED, HEX. SLOT, LENGTH 46MM |  | B0216.00 | 00 | 2013-05-02 | N. A. | N. A. | N. A. | QPF/B0216 | 02 | 2014-12-25 | N. A. | N. A. | N. A. | PS/B0216 | 09 | 2017-12-08 | 2022-12-07 | 2019-12-08 | N. A. | B0216 | TMF-1 | IU/1 | Class C | FINISHED GOODS | ADLER™ | CANCELLOUS SCREW, DIA. 4.0MM | FULLY THREADED,HEX. SLOT,46MM | 16 | No | Yes |  | No | N. A. | No | N. A. | No | Yes | No | Yes | M. L.: MFG/MD/2021/000369 |  | 3 | ADLER PRODUCTS\SMALL FRAGMENT BONE SCREWS, ADLER\CANC SCREW, ADLER 4MM X FULL THD | 0 | Initial issue | N | BONE SCREWS |  | 1 | No | Yes | Yes | Yes | N. A.
B0216 | B0217.48 | CANCELLOUS SCREW, ADLER, DIA. 4.0MM, FULLY THREADED, HEX. SLOT, 48MM |  | B0216.00 | 00 | 2013-05-02 | N. A. | N. A. | N. A. | QPF/B0216 | 02 | 2014-12-25 | N. A. | N. A. | N. A. | PS/B0216 | 09 | 2017-12-08 | 2022-12-07 | 2019-12-08 | N. A. | B0216 | TMF-1 | IU/1 | Class C | FINISHED GOODS | ADLER™ | CANCELLOUS SCREW, DIA. 4.0MM | FULLY THREADED, HEX. SLOT, 48MM | 16 | No | Yes |  | No | N. A. | No | N. A. | No | Yes | No | Yes | M. L.: MFG/MD/2021/000369 |  | 3 | ADLER PRODUCTS\SMALL FRAGMENT BONE SCREWS, ADLER\CANC SCREW, ADLER 4MM X FULL THD | 0 | Initial issue | N | BONE SCREWS |  | 1 | No | Yes | Yes | Yes | N. A.
B0216 | B0217.50 | CANCELLOUS SCREW, ADLER, DIA. 4.0MM, FULLY THREADED, HEX. SLOT, 50MM |  | B0216.00 | 00 | 2013-05-02 | N. A. | N. A. | N. A. | QPF/B0216 | 02 | 2014-12-25 | N. A. | N. A. | N. A. | PS/B0216 | 09 | 2017-12-08 | 2022-12-07 | 2019-12-08 | N. A. | B0216 | TMF-1 | IU/1 | Class C | FINISHED GOODS | ADLER™ | CANCELLOUS SCREW, DIA. 4.0MM | FULLY THREADED, HEX. SLOT, 50MM | 16 | No | Yes |  | No | N. A. | No | N. A. | No | Yes | No | Yes | M. L.: MFG/MD/2021/000369 |  | 3 | ADLER PRODUCTS\SMALL FRAGMENT BONE SCREWS, ADLER\CANC SCREW, ADLER 4MM X FULL THD | 0.0063333 | Initial issue | N | BONE SCREWS |  | 1 | No | Yes | Yes | Yes | N. A.
B0216 | B0217.55 | CANCELLOUS SCREW, ADLER, DIA. 4.0MM, FULLY THREADED, HEX. SLOT, 55MM |  | B0216.00 | 00 | 2013-05-02 | N. A. | N. A. | N. A. | QPF/B0216 | 02 | 2014-12-25 | N. A. | N. A. | N. A. | PS/B0216 | 09 | 2017-12-08 | 2022-12-07 | 2019-12-08 | N. A. | B0216 | TMF-1 | IU/1 | Class C | FINISHED GOODS | ADLER™ | CANCELLOUS SCREW, DIA. 4.0MM | FULLY THREADED, HEX. SLOT, 55MM | 16 | No | Yes |  | No | N. A. | No | N. A. | No | Yes | No | Yes | M. L.: MFG/MD/2021/000369 |  | 3 | ADLER PRODUCTS\SMALL FRAGMENT BONE SCREWS, ADLER\CANC SCREW, ADLER 4MM X FULL THD | 0.0063333 | Initial issue | N | BONE SCREWS |  | 1 | No | Yes | Yes | Yes | N. A.
B0216 | B0217.60 | CANCELLOUS SCREW, ADLER, DIA. 4.0MM, FULLY THREADED, HEX. SLOT, 60MM |  | B0216.00 | 00 | 2013-05-02 | N. A. | N. A. | N. A. | QPF/B0216 | 02 | 2014-12-25 | N. A. | N. A. | N. A. | PS/B0216 | 09 | 2017-12-08 | 2022-12-07 | 2019-12-08 | N. A. | B0216 | TMF-1 | IU/1 | Class C | FINISHED GOODS | ADLER™ | CANCELLOUS SCREW, DIA. 4.0MM | FULLY THREADED, HEX. SLOT, 60MM | 16 | No | Yes |  | No | N. A. | No | N. A. | No | Yes | No | Yes | M. L.: MFG/MD/2021/000369 |  | 3 | ADLER PRODUCTS\SMALL FRAGMENT BONE SCREWS, ADLER\CANC SCREW, ADLER 4MM X FULL THD | 0.0063333 | Initial issue | N | BONE SCREWS |  | 1 | No | Yes | Yes | Yes | N. A.
B0216 | B0217.65 | CANCELLOUS SCREW, ADLER, DIA. 4.0MM, FULLY THREADED, HEX. SLOT, LENGTH 65MM |  | B0216.00 | 00 | 2013-05-02 | N. A. | N. A. | N. A. | QPF/B0216 | 02 | 2014-12-25 | N. A. | N. A. | N. A. | PS/B0216 | 09 | 2017-12-08 | 2022-12-07 | 2019-12-08 | N. A. | B0216 | TMF-1 | IU/1 | Class C | FINISHED GOODS | ADLER™ | CANCELLOUS SCREW, DIA. 4.0MM | FULLY THREADED,HEX. SLOT, 65MM | 16 | No | Yes |  | No | N. A. | No | N. A. | No | Yes | No | Yes | M. L.: MFG/MD/2021/000369 |  | 3 | ADLER PRODUCTS\SMALL FRAGMENT BONE SCREWS, ADLER\CANC SCREW, ADLER 4MM X FULL THD | 0 | Initial issue | N | BONE SCREWS |  | 1 | No | Yes | Yes | Yes | N. A.
B0216 | B0217.70 | CANCELLOUS SCREW, ADLER, DIA. 4.0MM, FULLY THREADED, HEX. SLOT, LENGTH 70MM |  | B0216.00 | 00 | 2013-05-02 | N. A. | N. A. | N. A. | QPF/B0216 | 02 | 2014-12-25 | N. A. | N. A. | N. A. | PS/B0216 | 09 | 2017-12-08 | 2022-12-07 | 2019-12-08 | N. A. | B0216 | TMF-1 | IU/1 | Class C | FINISHED GOODS | ADLER™ | CANCELLOUS SCREW, DIA. 4.0MM | FULLY THREADED, HEX. SLOT, 70MM | 16 | No | Yes |  | No | N. A. | No | N. A. | No | Yes | No | Yes | M. L.: MFG/MD/2021/000369 |  | 3 | ADLER PRODUCTS\SMALL FRAGMENT BONE SCREWS, ADLER\CANC SCREW, ADLER 4MM X FULL THD | 0 | Initial issue | N | BONE SCREWS |  | 1 | No | Yes | Yes | Yes | N. A.
B0216 | B0217.75 | CANCELLOUS SCREW, ADLER, DIA. 4.0MM, FULLY THREADED, HEX. SLOT, LENGTH 75MM |  | B0216.00 | 00 | 2013-05-02 | N. A. | N. A. | N. A. | QPF/B0216 | 02 | 2014-12-25 | N. A. | N. A. | N. A. | PS/B0216 | 09 | 2017-12-08 | 2022-12-07 | 2019-12-08 | N. A. | B0216 | TMF-1 | IU/1 | Class C | FINISHED GOODS | ADLER™ | CANCELLOUS SCREW, DIA. 4.0MM | FULLY THREADED, HEX. SLOT, 75MM | 16 | No | Yes |  | No | N. A. | No | N. A. | No | Yes | No | Yes | M. L.: MFG/MD/2021/000369 |  | 3 | ADLER PRODUCTS\SMALL FRAGMENT BONE SCREWS, ADLER\CANC SCREW, ADLER 4MM X FULL THD | 0 | Initial issue | N | BONE SCREWS |  | 1 | No | Yes | Yes | Yes | N. A.
B0216 | B0217.80 | CANCELLOUS SCREW, ADLER, DIA. 4.0MM, FULLY THREADED, HEX. SLOT, LENGTH 80MM |  | B0216.00 | 00 | 2013-05-02 | N. A. | N. A. | N. A. | QPF/B0216 | 02 | 2014-12-25 | N. A. | N. A. | N. A. | PS/B0216 | 09 | 2017-12-08 | 2022-12-07 | 2019-12-08 | N. A. | B0216 | TMF-1 | IU/1 | Class C | FINISHED GOODS | ADLER™ | CANCELLOUS SCREW, DIA. 4.0MM | FULLY THREADED, HEX. SLOT, 80MM | 16 | No | Yes |  | No | N. A. | No | N. A. | No | Yes | No | Yes | M. L.: MFG/MD/2021/000369 |  | 3 | ADLER PRODUCTS\SMALL FRAGMENT BONE SCREWS, ADLER\CANC SCREW, ADLER 4MM X FULL THD | 0 | Initial issue | N | BONE SCREWS |  | 1 | No | Yes | Yes | Yes | N. A.
B0218 | B0218.06 | CORTEX SCREW, ADLER, DIA. 2.7MM, HEX. SLOT, LENGTH 6MM |  | B0218.00 | 02 | 2018-06-21 | N. A. | N. A. | N. A. | QPF/B0218 | 01 | 2008-03-06 | N. A. | N. A. | N. A. | PS/B0218 | 04 | 2019-01-05 | 2022-12-07 | 2019-12-08 | N. A. | B0218 | TMF-1 | IU/1 | Class C | FINISHED GOODS | ADLER™ | CORTEX SCREW, DIA. 2.7MM | LENGTH 6MM | 16 | No | Yes |  | No | N. A. | No | N. A. | No | Yes | No | Yes | M. L.: MFG/MD/2021/000369 |  | 3 | ADLER PRODUCTS\SMALL FRAGMENT BONE SCREWS, ADLER\CORTEX SCREW, ADLER 2.7MM | 0.0026 | Initial issue | N | BONE SCREWS |  | 1 | No | Yes | Yes | Yes | N. A.
B0218 | B0218.08 | CORTEX SCREW, ADLER, DIA. 2.7MM, HEX. SLOT, LENGTH 8MM |  | B0218.00 | 02 | 2018-06-21 | N. A. | N. A. | N. A. | QPF/B0218 | 01 | 2008-03-06 | N. A. | N. A. | N. A. | PS/B0218 | 04 | 2019-01-05 | 2022-12-07 | 2019-12-08 | N. A. | B0218 | TMF-1 | IU/1 | Class C | FINISHED GOODS | ADLER™ | CORTEX SCREW, DIA. 2.7MM | LENGTH 8MM | 16 | No | Yes |  | No | N. A. | No | N. A. | No | Yes | No | Yes | M. L.: MFG/MD/2021/000369 |  | 3 | ADLER PRODUCTS\SMALL FRAGMENT BONE SCREWS, ADLER\CORTEX SCREW, ADLER 2.7MM | 0.0026 | Initial issue | N | BONE SCREWS |  | 1 | No | Yes | Yes | Yes | N. A.
B0218 | B0218.10 | CORTEX SCREW, ADLER, DIA. 2.7MM, HEX. SLOT, LENGTH 10MM |  | B0218.00 | 02 | 2018-06-21 | N. A. | N. A. | N. A. | QPF/B0218 | 01 | 2008-03-06 | N. A. | N. A. | N. A. | PS/B0218 | 04 | 2019-01-05 | 2022-12-07 | 2019-12-08 | N. A. | B0218 | TMF-1 | IU/1 | Class C | FINISHED GOODS | ADLER™ | CORTEX SCREW, DIA. 2.7MM | LENGTH 10MM | 16 | No | Yes |  | No | N. A. | No | N. A. | No | Yes | No | Yes | M. L.: MFG/MD/2021/000369 |  | 3 | ADLER PRODUCTS\SMALL FRAGMENT BONE SCREWS, ADLER\CORTEX SCREW, ADLER 2.7MM | 0.0026 | Initial issue | N | BONE SCREWS |  | 1 | No | Yes | Yes | Yes | N. A.
B0218 | B0218.12 | CORTEX SCREW, ADLER, DIA. 2.7MM, HEX. SLOT, LENGTH 12MM |  | B0218.00 | 02 | 2018-06-21 | N. A. | N. A. | N. A. | QPF/B0218 | 01 | 2008-03-06 | N. A. | N. A. | N. A. | PS/B0218 | 04 | 2019-01-05 | 2022-12-07 | 2019-12-08 | N. A. | B0218 | TMF-1 | IU/1 | Class C | FINISHED GOODS | ADLER™ | CORTEX SCREW, DIA. 2.7MM | LENGTH 12MM | 16 | No | Yes |  | No | N. A. | No | N. A. | No | Yes | No | Yes | M. L.: MFG/MD/2021/000369 |  | 3 | ADLER PRODUCTS\SMALL FRAGMENT BONE SCREWS, ADLER\CORTEX SCREW, ADLER 2.7MM | 0.0026 | Initial issue | N | BONE SCREWS |  | 1 | No | Yes | Yes | Yes | N. A.
B0218 | B0218.14 | CORTEX SCREW, ADLER, DIA. 2.7MM, HEX. SLOT, LENGTH 14MM |  | B0218.00 | 02 | 2018-06-21 | N. A. | N. A. | N. A. | QPF/B0218 | 01 | 2008-03-06 | N. A. | N. A. | N. A. | PS/B0218 | 04 | 2019-01-05 | 2022-12-07 | 2019-12-08 | N. A. | B0218 | TMF-1 | IU/1 | Class C | FINISHED GOODS | ADLER™ | CORTEX SCREW, DIA. 2.7MM | LENGTH 14MM | 16 | No | Yes |  | No | N. A. | No | N. A. | No | Yes | No | Yes | M. L.: MFG/MD/2021/000369 |  | 3 | ADLER PRODUCTS\SMALL FRAGMENT BONE SCREWS, ADLER\CORTEX SCREW, ADLER 2.7MM | 0.0026 | Initial issue | N | BONE SCREWS |  | 1 | No | Yes | Yes | Yes | N. A.
B0218 | B0218.16 | CORTEX SCREW, ADLER, DIA. 2.7MM, HEX. SLOT, LENGTH 16MM |  | B0218.00 | 02 | 2018-06-21 | N. A. | N. A. | N. A. | QPF/B0218 | 01 | 2008-03-06 | N. A. | N. A. | N. A. | PS/B0218 | 04 | 2019-01-05 | 2022-12-07 | 2019-12-08 | N. A. | B0218 | TMF-1 | IU/1 | Class C | FINISHED GOODS | ADLER™ | CORTEX SCREW, DIA. 2.7MM | LENGTH 16MM | 16 | No | Yes |  | No | N. A. | No | N. A. | No | Yes | No | Yes | M. L.: MFG/MD/2021/000369 |  | 3 | ADLER PRODUCTS\SMALL FRAGMENT BONE SCREWS, ADLER\CORTEX SCREW, ADLER 2.7MM | 0.0026 | Initial issue | N | BONE SCREWS |  | 1 | No | Yes | Yes | Yes | N. A.
B0218 | B0218.18 | CORTEX SCREW, ADLER, DIA. 2.7MM, HEX. SLOT, LENGTH 18MM |  | B0218.00 | 02 | 2018-06-21 | N. A. | N. A. | N. A. | QPF/B0218 | 01 | 2008-03-06 | N. A. | N. A. | N. A. | PS/B0218 | 04 | 2019-01-05 | 2022-12-07 | 2019-12-08 | N. A. | B0218 | TMF-1 | IU/1 | Class C | FINISHED GOODS | ADLER™ | CORTEX SCREW, DIA. 2.7MM | LENGTH 18MM | 16 | No | Yes |  | No | N. A. | No | N. A. | No | Yes | No | Yes | M. L.: MFG/MD/2021/000369 |  | 3 | ADLER PRODUCTS\SMALL FRAGMENT BONE SCREWS, ADLER\CORTEX SCREW, ADLER 2.7MM | 0.0026 | Initial issue | N | BONE SCREWS |  | 1 | No | Yes | Yes | Yes | N. A.
B0218 | B0218.20 | CORTEX SCREW, ADLER, DIA. 2.7MM, HEX. SLOT, LENGTH 20MM |  | B0218.00 | 02 | 2018-06-21 | N. A. | N. A. | N. A. | QPF/B0218 | 01 | 2008-03-06 | N. A. | N. A. | N. A. | PS/B0218 | 04 | 2019-01-05 | 2022-12-07 | 2019-12-08 | N. A. | B0218 | TMF-1 | IU/1 | Class C | FINISHED GOODS | ADLER™ | CORTEX SCREW, DIA. 2.7MM | LENGTH 20MM | 16 | No | Yes |  | No | N. A. | No | N. A. | No | Yes | No | Yes | M. L.: MFG/MD/2021/000369 |  | 3 | ADLER PRODUCTS\SMALL FRAGMENT BONE SCREWS, ADLER\CORTEX SCREW, ADLER 2.7MM | 0 | Initial issue | N | BONE SCREWS |  | 1 | No | Yes | Yes | Yes | N. A.
B0218 | B0218.22 | CORTEX SCREW, ADLER, DIA. 2.7MM, HEX. SLOT, LENGTH 22MM |  | B0218.00 | 02 | 2018-06-21 | N. A. | N. A. | N. A. | QPF/B0218 | 01 | 2008-03-06 | N. A. | N. A. | N. A. | PS/B0218 | 04 | 2019-01-05 | 2022-12-07 | 2019-12-08 | N. A. | B0218 | TMF-1 | IU/1 | Class C | FINISHED GOODS | ADLER™ | CORTEX SCREW, DIA. 2.7MM | LENGTH 22MM | 16 | No | Yes |  | No | N. A. | No | N. A. | No | Yes | No | Yes | M. L.: MFG/MD/2021/000369 |  | 3 | ADLER PRODUCTS\SMALL FRAGMENT BONE SCREWS, ADLER\CORTEX SCREW, ADLER 2.7MM | 0.0026 | Initial issue | Y | BONE SCREWS |  | 1 | No | Yes | Yes | Yes | N. A.
B0218 | B0218.24 | CORTEX SCREW, ADLER, DIA. 2.7MM, HEX. SLOT, LENGTH 24MM |  | B0218.00 | 02 | 2018-06-21 | N. A. | N. A. | N. A. | QPF/B0218 | 01 | 2008-03-06 | N. A. | N. A. | N. A. | PS/B0218 | 04 | 2019-01-05 | 2022-12-07 | 2019-12-08 | N. A. | B0218 | TMF-1 | IU/1 | Class C | FINISHED GOODS | ADLER™ | CORTEX SCREW, DIA. 2.7MM | LENGTH 24MM | 16 | No | Yes |  | No | N. A. | No | N. A. | No | Yes | No | Yes | M. L.: MFG/MD/2021/000369 |  | 3 | ADLER PRODUCTS\SMALL FRAGMENT BONE SCREWS, ADLER\CORTEX SCREW, ADLER 2.7MM | 0.0026 | Initial issue | Y | BONE SCREWS |  | 1 | No | Yes | Yes | Yes | N. A.
B0218 | B0218.26 | CORTEX SCREW, ADLER, DIA. 2.7MM, HEX. SLOT, LENGTH 26MM |  | B0218.00 | 02 | 2018-06-21 | N. A. | N. A. | N. A. | QPF/B0218 | 01 | 2008-03-06 | N. A. | N. A. | N. A. | PS/B0218 | 04 | 2019-01-05 | 2022-12-07 | 2019-12-08 | N. A. | B0218 | TMF-1 | IU/1 | Class C | FINISHED GOODS | ADLER™ | CORTEX SCREW, DIA. 2.7MM | LENGTH 26MM | 16 | No | Yes |  | No | N. A. | No | N. A. | No | Yes | No | Yes | M. L.: MFG/MD/2021/000369 |  | 3 | ADLER PRODUCTS\SMALL FRAGMENT BONE SCREWS, ADLER\CORTEX SCREW, ADLER 2.7MM | 0.0026 | Initial issue | Y | BONE SCREWS |  | 1 | No | Yes | Yes | Yes | N. A.
B0218 | B0218.28 | CORTEX SCREW, ADLER, DIA. 2.7MM, HEX. SLOT, LENGTH 28MM |  | B0218.00 | 02 | 2018-06-21 | N. A. | N. A. | N. A. | QPF/B0218 | 01 | 2008-03-06 | N. A. | N. A. | N. A. | PS/B0218 | 04 | 2019-01-05 | 2022-12-07 | 2019-12-08 | N. A. | B0218 | TMF-1 | IU/1 | Class C | FINISHED GOODS | ADLER™ | CORTEX SCREW, DIA. 2.7MM | LENGTH 28MM | 16 | No | Yes |  | No | N. A. | No | N. A. | No | Yes | No | Yes | M. L.: MFG/MD/2021/000369 |  | 3 | ADLER PRODUCTS\SMALL FRAGMENT BONE SCREWS, ADLER\CORTEX SCREW, ADLER 2.7MM | 0.00315 | Initial issue | Y | BONE SCREWS |  | 1 | No | Yes | Yes | Yes | N. A.
B0218 | B0218.30 | CORTEX SCREW, ADLER, DIA. 2.7MM, HEX. SLOT, LENGTH 30MM |  | B0218.00 | 02 | 2018-06-21 | N. A. | N. A. | N. A. | QPF/B0218 | 01 | 2008-03-06 | N. A. | N. A. | N. A. | PS/B0218 | 04 | 2019-01-05 | 2022-12-07 | 2019-12-08 | N. A. | B0218 | TMF-1 | IU/1 | Class C | FINISHED GOODS | ADLER™ | CORTEX SCREW, DIA. 2.7MM | LENGTH 30MM | 16 | No | Yes |  | No | N. A. | No | N. A. | No | Yes | No | Yes | M. L.: MFG/MD/2021/000369 |  | 3 | ADLER PRODUCTS\SMALL FRAGMENT BONE SCREWS, ADLER\CORTEX SCREW, ADLER 2.7MM | 0.004 | Initial issue | Y | BONE SCREWS |  | 1 | No | Yes | Yes | Yes | N. A.
B0218 | B0218.32 | CORTEX SCREW, ADLER, DIA. 2.7MM, HEX. SLOT, LENGTH 32MM |  | B0218.00 | 02 | 2018-06-21 | N. A. | N. A. | N. A. | QPF/B0218 | 01 | 2008-03-06 | N. A. | N. A. | N. A. | PS/B0218 | 04 | 2019-01-05 | 2022-12-07 | 2019-12-08 | N. A. | B0218 | TMF-1 | IU/1 | Class C | FINISHED GOODS | ADLER™ | CORTEX SCREW, DIA. 2.7MM | LENGTH 32MM | 16 | No | Yes |  | No | N. A. | No | N. A. | No | Yes | No | Yes | M. L.: MFG/MD/2021/000369 |  | 3 | ADLER PRODUCTS\SMALL FRAGMENT BONE SCREWS, ADLER\CORTEX SCREW, ADLER 2.7MM | 0.004 | Initial issue | Y | BONE SCREWS |  | 1 | No | Yes | Yes | Yes | N. A.
B0218 | B0218.34 | CORTEX SCREW, ADLER, DIA. 2.7MM, HEX. SLOT, LENGTH 34MM |  | B0218.00 | 02 | 2018-06-21 | N. A. | N. A. | N. A. | QPF/B0218 | 01 | 2008-03-06 | N. A. | N. A. | N. A. | PS/B0218 | 04 | 2019-01-05 | 2022-12-07 | 2019-12-08 | N. A. | B0218 | TMF-1 | IU/1 | Class C | FINISHED GOODS | ADLER™ | CORTEX SCREW, DIA. 2.7MM | LENGTH 34MM | 16 | No | Yes |  | No | N. A. | No | N. A. | No | Yes | No | Yes | M. L.: MFG/MD/2021/000369 |  | 3 | ADLER PRODUCTS\SMALL FRAGMENT BONE SCREWS, ADLER\CORTEX SCREW, ADLER 2.7MM | 0.004 | Initial issue | Y | BONE SCREWS |  | 1 | No | Yes | Yes | Yes | N. A.
B0218 | B0218.36 | CORTEX SCREW, ADLER, DIA. 2.7MM, HEX. SLOT, LENGTH 36MM |  | B0218.00 | 02 | 2018-06-21 | N. A. | N. A. | N. A. | QPF/B0218 | 01 | 2008-03-06 | N. A. | N. A. | N. A. | PS/B0218 | 04 | 2019-01-05 | 2022-12-07 | 2019-12-08 | N. A. | B0218 | TMF-1 | IU/1 | Class C | FINISHED GOODS | ADLER™ | CORTEX SCREW, DIA. 2.7MM | LENGTH 36MM | 16 | No | Yes |  | No | N. A. | No | N. A. | No | Yes | No | Yes | M. L.: MFG/MD/2021/000369 |  | 3 | ADLER PRODUCTS\SMALL FRAGMENT BONE SCREWS, ADLER\CORTEX SCREW, ADLER 2.7MM | 0.004 | Initial issue | Y | BONE SCREWS |  | 1 | No | Yes | Yes | Yes | N. A.
B0218 | B0218.38 | CORTEX SCREW, ADLER, DIA. 2.7MM, HEX. SLOT, LENGTH 38MM |  | B0218.00 | 02 | 2018-06-21 | N. A. | N. A. | N. A. | QPF/B0218 | 01 | 2008-03-06 | N. A. | N. A. | N. A. | PS/B0218 | 04 | 2019-01-05 | 2022-12-07 | 2019-12-08 | N. A. | B0218 | TMF-1 | IU/1 | Class C | FINISHED GOODS | ADLER™ | CORTEX SCREW, DIA. 2.7MM | LENGTH 38MM | 16 | No | Yes |  | No | N. A. | No | N. A. | No | Yes | No | Yes | M. L.: MFG/MD/2021/000369 |  | 3 | ADLER PRODUCTS\SMALL FRAGMENT BONE SCREWS, ADLER\CORTEX SCREW, ADLER 2.7MM | 0.004 | Initial issue | Y | BONE SCREWS |  | 1 | No | Yes | Yes | Yes | N. A.
B0218 | B0218.40 | CORTEX SCREW, ADLER, DIA. 2.7MM, HEX. SLOT, LENGTH 40MM |  | B0218.00 | 02 | 2018-06-21 | N. A. | N. A. | N. A. | QPF/B0218 | 01 | 2008-03-06 | N. A. | N. A. | N. A. | PS/B0218 | 04 | 2019-01-05 | 2022-12-07 | 2019-12-08 | N. A. | B0218 | TMF-1 | IU/1 | Class C | FINISHED GOODS | ADLER™ | CORTEX SCREW, DIA. 2.7MM | LENGTH 40MM | 16 | No | Yes |  | No | N. A. | No | N. A. | No | Yes | No | Yes | M. L.: MFG/MD/2021/000369 |  | 3 | ADLER PRODUCTS\SMALL FRAGMENT BONE SCREWS, ADLER\CORTEX SCREW, ADLER 2.7MM | 0.004 | Initial issue | Y | BONE SCREWS |  | 1 | No | Yes | Yes | Yes | N. A.
B0220 | B0220.10 | CORTEX SCREW, ADLER, SELF TAPPING, DIA. 3.5MM / 1.25MM PITCH HEX. SLOT, 10MM |  | B0220.00 | N. A. | N. A. | N. A. | N. A. | N. A. | QPF/B0220 | 00 | 2012-06-29 | N. A. | N. A. | N. A. | PS/B0220 | 02 | 2019-08-08 | 2022-12-07 | 2019-12-08 | N. A. | B0220 | TMF-1 | IU/1 | Class C | FINISHED GOODS | ADLER™ | CORTEX SCREW, SELF TAPPING, DIA. 3.5MM | 1.25MM PITCH HEX. SLOT, 10MM | 16 | No | Yes |  | No | N. A. | No | N. A. | No | Yes | No | Yes | M. L.: MFG/MD/2021/000369 |  | 3 | ADLER PRODUCTS\SMALL FRAGMENT BONE SCREWS, ADLER\CORTEX SCREW, ADLER 3.5MM X 1.25P | 0 | Initial issue | N | BONE SCREWS |  | 1 | No | Yes | Yes | Yes | N. A.
B0220 | B0220.100 | CORTEX SCREW, ADLER, SELF TAPPING, DIA. 3.5MM / 1.25MM PITCH, HEX. SLOT, 100MM |  | B0220.00 | N. A. | N. A. | N. A. | N. A. | N. A. | QPF/B0220 | 00 | 2012-06-29 | N. A. | N. A. | N. A. | PS/B0220 | 02 | 2019-08-08 | 2022-12-07 | 2019-12-08 | N. A. | B0220 | TMF-1 | IU/1 | Class C | FINISHED GOODS | ADLER™ | CORTEX SCREW, SELF TAPPING, DIA. 3.5MM | 1.25MM PITCH, HEX. SLOT, 100MM | 16 | No | Yes |  | No | N. A. | No | N. A. | No | Yes | No | Yes | M. L.: MFG/MD/2021/000369 |  | 3 | ADLER PRODUCTS\SMALL FRAGMENT BONE SCREWS, ADLER\CORTEX SCREW, ADLER 3.5MM X 1.25P | 0 | Initial issue | Y | BONE SCREWS |  | 1 | No | Yes | Yes | Yes | N. A.
B0220 | B0220.105 | CORTEX SCREW, ADLER, SELF TAPPING, DIA. 3.5MM / 1.25MM PITCH, HEX. SLOT, 105MM |  | B0220.00 | N. A. | N. A. | N. A. | N. A. | N. A. | QPF/B0220 | 00 | 2012-06-29 | N. A. | N. A. | N. A. | PS/B0220 | 02 | 2019-08-08 | 2022-12-07 | 2019-12-08 | N. A. | B0220 | TMF-1 | IU/1 | Class C | FINISHED GOODS | ADLER™ | CORTEX SCREW, SELF TAPPING, DIA. 3.5MM | 1.25MM PITCH, HEX. SLOT, 105MM | 16 | No | Yes |  | No | N. A. | No | N. A. | No | Yes | No | Yes | M. L.: MFG/MD/2021/000369 |  | 3 | ADLER PRODUCTS\SMALL FRAGMENT BONE SCREWS, ADLER\CORTEX SCREW, ADLER 3.5MM X 1.25P | 0 | Initial issue | Y | BONE SCREWS |  | 1 | No | Yes | Yes | Yes | N. A.
B0220 | B0220.110 | CORTEX SCREW, ADLER, SELF TAPPING, DIA. 3.5MM / 1.25MM PITCH, HEX. SLOT, 110MM |  | B0220.00 | N. A. | N. A. | N. A. | N. A. | N. A. | QPF/B0220 | 00 | 2012-06-29 | N. A. | N. A. | N. A. | PS/B0220 | 02 | 2019-08-08 | 2022-12-07 | 2019-12-08 | N. A. | B0220 | TMF-1 | IU/1 | Class C | FINISHED GOODS | ADLER™ | CORTEX SCREW, SELF TAPPING, DIA. 3.5MM | 1.25MM PITCH, HEX. SLOT, 110MM | 16 | No | Yes |  | No | N. A. | No | N. A. | No | Yes | No | Yes | M. L.: MFG/MD/2021/000369 |  | 3 | ADLER PRODUCTS\SMALL FRAGMENT BONE SCREWS, ADLER\CORTEX SCREW, ADLER 3.5MM X 1.25P | 0 | Initial issue | Y | BONE SCREWS |  | 1 | No | Yes | Yes | Yes | N. A.
B0220 | B0220.115 | CORTEX SCREW, ADLER, SELF TAPPING, DIA. 3.5MM / 1.25MM PITCH, HEX. SLOT, 115MM |  | B0220.000 | 01 | 2019-01-15 | N. A. | N. A. | N. A. | QPF/B0220 | 00 | 2012-06-29 | N. A. | N. A. | N. A. | PS/B0220 | 02 | 2019-08-08 | 2022-12-07 | 2019-12-08 | N. A. | B0220 | TMF-1 | IU/1 | Class C | FINISHED GOODS | ADLER™ | CORTEX SCREW, SELF TAPPING, DIA. 3.5MM | 1.25MM PITCH, HEX. SLOT, 115MM | 16 | No | Yes |  | No | N. A. | No | N. A. | No | Yes | No | Yes | M. L.: MFG/MD/2021/000369 |  | 3 | ADLER PRODUCTS\SMALL FRAGMENT BONE SCREWS, ADLER\CORTEX SCREW, ADLER 3.5MM X 1.25P | 0 | Initial issue | Y | BONE SCREWS |  | 1 | No | Yes | Yes | Yes | N. A.
B0220 | B0220.12 | CORTEX SCREW, ADLER, SELF TAPPING, DIA. 3.5MM / 1.25MM PITCH HEX. SLOT, 12MM |  | B0220.00 | N. A. | N. A. | N. A. | N. A. | N. A. | QPF/B0220 | 00 | 2012-06-29 | N. A. | N. A. | N. A. | PS/B0220 | 02 | 2019-08-08 | 2022-12-07 | 2019-12-08 | N. A. | B0220 | TMF-1 | IU/1 | Class C | FINISHED GOODS | ADLER™ | CORTEX SCREW, SELF TAPPING, DIA. 3.5MM | 1.25MM PITCH HEX. SLOT, 12MM | 16 | No | Yes |  | No | N. A. | No | N. A. | No | Yes | No | Yes | M. L.: MFG/MD/2021/000369 |  | 3 | ADLER PRODUCTS\SMALL FRAGMENT BONE SCREWS, ADLER\CORTEX SCREW, ADLER 3.5MM X 1.25P | 0 | Initial issue | N | BONE SCREWS |  | 1 | No | Yes | Yes | Yes | N. A.
B0220 | B0220.120 | CORTEX SCREW, ADLER, SELF TAPPING, DIA. 3.5MM / 1.25MM PITCH, HEX. SLOT, 120MM |  | B0220.000 | 01 | 2019-01-15 | N. A. | N. A. | N. A. | QPF/B0220 | 00 | 2012-06-29 | N. A. | N. A. | N. A. | PS/B0220 | 02 | 2019-08-08 | 2022-12-07 | 2019-12-08 | N. A. | B0220 | TMF-1 | IU/1 | Class C | FINISHED GOODS | ADLER™ | CORTEX SCREW, SELF TAPPING, DIA. 3.5MM | 1.25MM PITCH, HEX. SLOT, 120MM | 16 | No | Yes |  | No | N. A. | No | N. A. | No | Yes | No | Yes | M. L.: MFG/MD/2021/000369 |  | 3 | ADLER PRODUCTS\SMALL FRAGMENT BONE SCREWS, ADLER\CORTEX SCREW, ADLER 3.5MM X 1.25P | 0 | Initial issue | Y | BONE SCREWS |  | 1 | No | Yes | Yes | Yes | N. A.
B0220 | B0220.125 | CORTEX SCREW, ADLER, SELF TAPPING, DIA. 3.5MM / 1.25MM PITCH, HEX. SLOT, 125MM |  | B0220.000 | 01 | 2019-01-15 | N. A. | N. A. | N. A. | QPF/B0220 | 00 | 2012-06-29 | N. A. | N. A. | N. A. | PS/B0220 | 02 | 2019-08-08 | 2022-12-07 | 2019-12-08 | N. A. | B0220 | TMF-1 | IU/1 | Class C | FINISHED GOODS | ADLER™ | CORTEX SCREW, SELF TAPPING, DIA. 3.5MM | 1.25MM PITCH, HEX. SLOT, 125MM | 16 | No | Yes |  | No | N. A. | No | N. A. | No | Yes | No | Yes | M. L.: MFG/MD/2021/000369 |  | 3 | ADLER PRODUCTS\SMALL FRAGMENT BONE SCREWS, ADLER\CORTEX SCREW, ADLER 3.5MM X 1.25P | 0 | Initial issue | Y | BONE SCREWS |  | 1 | No | Yes | Yes | Yes | N. A.
B0220 | B0220.130 | CORTEX SCREW, ADLER, SELF TAPPING, DIA. 3.5MM / 1.25MM PITCH, HEX. SLOT, 130MM |  | B0220.000 | 01 | 2019-01-15 | N. A. | N. A. | N. A. | QPF/B0220 | 00 | 2012-06-29 | N. A. | N. A. | N. A. | PS/B0220 | 02 | 2019-08-08 | 2022-12-07 | 2019-12-08 | N. A. | B0220 | TMF-1 | IU/1 | Class C | FINISHED GOODS | ADLER™ | CORTEX SCREW, SELF TAPPING, DIA. 3.5MM | 1.25MM PITCH, HEX. SLOT, 130MM | 16 | No | Yes |  | No | N. A. | No | N. A. | No | Yes | No | Yes | M. L.: MFG/MD/2021/000369 |  | 3 | ADLER PRODUCTS\SMALL FRAGMENT BONE SCREWS, ADLER\CORTEX SCREW, ADLER 3.5MM X 1.25P | 0 | Initial issue | Y | BONE SCREWS |  | 1 | No | Yes | Yes | Yes | N. A.
B0220 | B0220.14 | CORTEX SCREW, ADLER, SELF TAPPING, DIA. 3.5MM / 1.25MM PITCH HEX. SLOT, 14MM |  | B0220.00 | N. A. | N. A. | N. A. | N. A. | N. A. | QPF/B0220 | 00 | 2012-06-29 | N. A. | N. A. | N. A. | PS/B0220 | 02 | 2019-08-08 | 2022-12-07 | 2019-12-08 | N. A. | B0220 | TMF-1 | IU/1 | Class C | FINISHED GOODS | ADLER™ | CORTEX SCREW, SELF TAPPING, DIA. 3.5MM | 1.25MM PITCH HEX. SLOT, 14MM | 16 | No | Yes |  | No | N. A. | No | N. A. | No | Yes | No | Yes | M. L.: MFG/MD/2021/000369 |  | 3 | ADLER PRODUCTS\SMALL FRAGMENT BONE SCREWS, ADLER\CORTEX SCREW, ADLER 3.5MM X 1.25P | 0 | Initial issue | N | BONE SCREWS |  | 1 | No | Yes | Yes | Yes | N. A.
B0220 | B0220.16 | CORTEX SCREW, ADLER, SELF TAPPING, DIA. 3.5MM / 1.25MM PITCH HEX. SLOT, 16MM |  | B0220.00 | N. A. | N. A. | N. A. | N. A. | N. A. | QPF/B0220 | 00 | 2012-06-29 | N. A. | N. A. | N. A. | PS/B0220 | 02 | 2019-08-08 | 2022-12-07 | 2019-12-08 | N. A. | B0220 | TMF-1 | IU/1 | Class C | FINISHED GOODS | ADLER™ | CORTEX SCREW, SELF TAPPING, DIA. 3.5MM | 1.25MM PITCH HEX. SLOT, 16MM | 16 | No | Yes |  | No | N. A. | No | N. A. | No | Yes | No | Yes | M. L.: MFG/MD/2021/000369 |  | 3 | ADLER PRODUCTS\SMALL FRAGMENT BONE SCREWS, ADLER\CORTEX SCREW, ADLER 3.5MM X 1.25P | 0 | Initial issue | N | BONE SCREWS |  | 1 | No | Yes | Yes | Yes | N. A.
B0220 | B0220.18 | CORTEX SCREW, ADLER, SELF TAPPING, DIA. 3.5MM / 1.25MM PITCH HEX. SLOT, 18MM |  | B0220.00 | N. A. | N. A. | N. A. | N. A. | N. A. | QPF/B0220 | 00 | 2012-06-29 | N. A. | N. A. | N. A. | PS/B0220 | 02 | 2019-08-08 | 2022-12-07 | 2019-12-08 | N. A. | B0220 | TMF-1 | IU/1 | Class C | FINISHED GOODS | ADLER™ | CORTEX SCREW, SELF TAPPING, DIA. 3.5MM | 1.25MM PITCH HEX. SLOT, 18MM | 16 | No | Yes |  | No | N. A. | No | N. A. | No | Yes | No | Yes | M. L.: MFG/MD/2021/000369 |  | 3 | ADLER PRODUCTS\SMALL FRAGMENT BONE SCREWS, ADLER\CORTEX SCREW, ADLER 3.5MM X 1.25P | 0 | Initial issue | N | BONE SCREWS |  | 1 | No | Yes | Yes | Yes | N. A.
B0220 | B0220.20 | CORTEX SCREW, ADLER, SELF TAPPING, DIA. 3.5MM / 1.25MM PITCH HEX. SLOT, 20MM |  | B0220.00 | N. A. | N. A. | N. A. | N. A. | N. A. | QPF/B0220 | 00 | 2012-06-29 | N. A. | N. A. | N. A. | PS/B0220 | 02 | 2019-08-08 | 2022-12-07 | 2019-12-08 | N. A. | B0220 | TMF-1 | IU/1 | Class C | FINISHED GOODS | ADLER™ | CORTEX SCREW, SELF TAPPING, DIA. 3.5MM | 1.25MM PITCH HEX. SLOT, 20MM | 16 | No | Yes |  | No | N. A. | No | N. A. | No | Yes | No | Yes | M. L.: MFG/MD/2021/000369 |  | 3 | ADLER PRODUCTS\SMALL FRAGMENT BONE SCREWS, ADLER\CORTEX SCREW, ADLER 3.5MM X 1.25P | 0 | Initial issue | N | BONE SCREWS |  | 1 | No | Yes | Yes | Yes | N. A.
B0220 | B0220.22 | CORTEX SCREW, ADLER, SELF TAPPING, DIA. 3.5MM / 1.25MM PITCH HEX. SLOT, 22MM |  | B0220.00 | N. A. | N. A. | N. A. | N. A. | N. A. | QPF/B0220 | 00 | 2012-06-29 | N. A. | N. A. | N. A. | PS/B0220 | 02 | 2019-08-08 | 2022-12-07 | 2019-12-08 | N. A. | B0220 | TMF-1 | IU/1 | Class C | FINISHED GOODS | ADLER™ | CORTEX SCREW, SELF TAPPING, DIA. 3.5MM | 1.25MM PITCH HEX. SLOT, 22MM | 16 | No | Yes |  | No | N. A. | No | N. A. | No | Yes | No | Yes | M. L.: MFG/MD/2021/000369 |  | 3 | ADLER PRODUCTS\SMALL FRAGMENT BONE SCREWS, ADLER\CORTEX SCREW, ADLER 3.5MM X 1.25P | 0 | Initial issue | N | BONE SCREWS |  | 1 | No | Yes | Yes | Yes | N. A.
B0220 | B0220.24 | CORTEX SCREW, ADLER, SELF TAPPING, DIA. 3.5MM / 1.25MM PITCH HEX. SLOT, 24MM |  | B0220.00 | N. A. | N. A. | N. A. | N. A. | N. A. | QPF/B0220 | 00 | 2012-06-29 | N. A. | N. A. | N. A. | PS/B0220 | 02 | 2019-08-08 | 2022-12-07 | 2019-12-08 | N. A. | B0220 | TMF-1 | IU/1 | Class C | FINISHED GOODS | ADLER™ | CORTEX SCREW, SELF TAPPING, DIA. 3.5MM | 1.25MM PITCH HEX. SLOT, 24MM | 16 | No | Yes |  | No | N. A. | No | N. A. | No | Yes | No | Yes | M. L.: MFG/MD/2021/000369 |  | 3 | ADLER PRODUCTS\SMALL FRAGMENT BONE SCREWS, ADLER\CORTEX SCREW, ADLER 3.5MM X 1.25P | 0 | Initial issue | N | BONE SCREWS |  | 1 | No | Yes | Yes | Yes | N. A.
B0220 | B0220.26 | CORTEX SCREW, ADLER, SELF TAPPING, DIA. 3.5MM / 1.25MM PITCH HEX. SLOT, 26MM |  | B0220.00 | N. A. | N. A. | N. A. | N. A. | N. A. | QPF/B0220 | 00 | 2012-06-29 | N. A. | N. A. | N. A. | PS/B0220 | 02 | 2019-08-08 | 2022-12-07 | 2019-12-08 | N. A. | B0220 | TMF-1 | IU/1 | Class C | FINISHED GOODS | ADLER™ | CORTEX SCREW, SELF TAPPING, DIA. 3.5MM | 1.25MM PITCH HEX. SLOT, 26MM | 16 | No | Yes |  | No | N. A. | No | N. A. | No | Yes | No | Yes | M. L.: MFG/MD/2021/000369 |  | 3 | ADLER PRODUCTS\SMALL FRAGMENT BONE SCREWS, ADLER\CORTEX SCREW, ADLER 3.5MM X 1.25P | 0.005 | Initial issue | N | BONE SCREWS |  | 1 | No | Yes | Yes | Yes | N. A.
B0220 | B0220.28 | CORTEX SCREW, ADLER, SELF TAPPING, DIA. 3.5MM / 1.25MM PITCH HEX. SLOT, 28MM |  | B0220.00 | N. A. | N. A. | N. A. | N. A. | N. A. | QPF/B0220 | 00 | 2012-06-29 | N. A. | N. A. | N. A. | PS/B0220 | 02 | 2019-08-08 | 2022-12-07 | 2019-12-08 | N. A. | B0220 | TMF-1 | IU/1 | Class C | FINISHED GOODS | ADLER™ | CORTEX SCREW, SELF TAPPING, DIA. 3.5MM | 1.25MM PITCH HEX. SLOT, 28MM | 16 | No | Yes |  | No | N. A. | No | N. A. | No | Yes | No | Yes | M. L.: MFG/MD/2021/000369 |  | 3 | ADLER PRODUCTS\SMALL FRAGMENT BONE SCREWS, ADLER\CORTEX SCREW, ADLER 3.5MM X 1.25P | 0.005 | Initial issue | N | BONE SCREWS |  | 1 | No | Yes | Yes | Yes | N. A.
B0220 | B0220.30 | CORTEX SCREW, ADLER, SELF TAPPING, DIA. 3.5MM / 1.25MM PITCH HEX. SLOT, 30MM |  | B0220.00 | N. A. | N. A. | N. A. | N. A. | N. A. | QPF/B0220 | 00 | 2012-06-29 | N. A. | N. A. | N. A. | PS/B0220 | 02 | 2019-08-08 | 2022-12-07 | 2019-12-08 | N. A. | B0220 | TMF-1 | IU/1 | Class C | FINISHED GOODS | ADLER™ | CORTEX SCREW, SELF TAPPING, DIA. 3.5MM | 1.25MM PITCH HEX. SLOT, 30MM | 16 | No | Yes |  | No | N. A. | No | N. A. | No | Yes | No | Yes | M. L.: MFG/MD/2021/000369 |  | 3 | ADLER PRODUCTS\SMALL FRAGMENT BONE SCREWS, ADLER\CORTEX SCREW, ADLER 3.5MM X 1.25P | 0.005 | Initial issue | N | BONE SCREWS |  | 1 | No | Yes | Yes | Yes | N. A.
B0220 | B0220.32 | CORTEX SCREW, ADLER, SELF TAPPING, DIA. 3.5MM / 1.25MM PITCH HEX. SLOT, 32MM |  | B0220.00 | N. A. | N. A. | N. A. | N. A. | N. A. | QPF/B0220 | 00 | 2012-06-29 | N. A. | N. A. | N. A. | PS/B0220 | 02 | 2019-08-08 | 2022-12-07 | 2019-12-08 | N. A. | B0220 | TMF-1 | IU/1 | Class C | FINISHED GOODS | ADLER™ | CORTEX SCREW, SELF TAPPING, DIA. 3.5MM | 1.25MM PITCH HEX. SLOT, 32MM | 16 | No | Yes |  | No | N. A. | No | N. A. | No | Yes | No | Yes | M. L.: MFG/MD/2021/000369 |  | 3 | ADLER PRODUCTS\SMALL FRAGMENT BONE SCREWS, ADLER\CORTEX SCREW, ADLER 3.5MM X 1.25P | 0 | Initial issue | N | BONE SCREWS |  | 1 | No | Yes | Yes | Yes | N. A.
B0220 | B0220.34 | CORTEX SCREW, ADLER, SELF TAPPING, DIA. 3.5MM / 1.25MM PITCH HEX. SLOT, 34MM |  | B0220.00 | N. A. | N. A. | N. A. | N. A. | N. A. | QPF/B0220 | 00 | 2012-06-29 | N. A. | N. A. | N. A. | PS/B0220 | 02 | 2019-08-08 | 2022-12-07 | 2019-12-08 | N. A. | B0220 | TMF-1 | IU/1 | Class C | FINISHED GOODS | ADLER™ | CORTEX SCREW, SELF TAPPING, DIA. 3.5MM | 1.25MM PITCH HEX. SLOT, 34MM | 16 | No | Yes |  | No | N. A. | No | N. A. | No | Yes | No | Yes | M. L.: MFG/MD/2021/000369 |  | 3 | ADLER PRODUCTS\SMALL FRAGMENT BONE SCREWS, ADLER\CORTEX SCREW, ADLER 3.5MM X 1.25P | 0 | Initial issue | N | BONE SCREWS |  | 1 | No | Yes | Yes | Yes | N. A.
B0220 | B0220.36 | CORTEX SCREW, ADLER, SELF TAPPING, DIA. 3.5MM / 1.25MM PITCH HEX. SLOT, 36MM |  | B0220.00 | N. A. | N. A. | N. A. | N. A. | N. A. | QPF/B0220 | 00 | 2012-06-29 | N. A. | N. A. | N. A. | PS/B0220 | 02 | 2019-08-08 | 2022-12-07 | 2019-12-08 | N. A. | B0220 | TMF-1 | IU/1 | Class C | FINISHED GOODS | ADLER™ | CORTEX SCREW, SELF TAPPING, DIA. 3.5MM | 1.25MM PITCH HEX. SLOT, 36MM | 16 | No | Yes |  | No | N. A. | No | N. A. | No | Yes | No | Yes | M. L.: MFG/MD/2021/000369 |  | 3 | ADLER PRODUCTS\SMALL FRAGMENT BONE SCREWS, ADLER\CORTEX SCREW, ADLER 3.5MM X 1.25P | 0 | Initial issue | N | BONE SCREWS |  | 1 | No | Yes | Yes | Yes | N. A.
B0220 | B0220.38 | CORTEX SCREW, ADLER, SELF TAPPING, DIA. 3.5MM / 1.25MM PITCH HEX. SLOT, 38MM |  | B0220.00 | N. A. | N. A. | N. A. | N. A. | N. A. | QPF/B0220 | 00 | 2012-06-29 | N. A. | N. A. | N. A. | PS/B0220 | 02 | 2019-08-08 | 2022-12-07 | 2019-12-08 | N. A. | B0220 | TMF-1 | IU/1 | Class C | FINISHED GOODS | ADLER™ | CORTEX SCREW, SELF TAPPING, DIA. 3.5MM | 1.25MM PITCH HEX. SLOT, 38MM | 16 | No | Yes |  | No | N. A. | No | N. A. | No | Yes | No | Yes | M. L.: MFG/MD/2021/000369 |  | 3 | ADLER PRODUCTS\SMALL FRAGMENT BONE SCREWS, ADLER\CORTEX SCREW, ADLER 3.5MM X 1.25P | 0 | Initial issue | N | BONE SCREWS |  | 1 | No | Yes | Yes | Yes | N. A.
B0220 | B0220.40 | CORTEX SCREW, ADLER, SELF TAPPING, DIA. 3.5MM / 1.25MM PITCH HEX. SLOT, 40MM |  | B0220.00 | N. A. | N. A. | N. A. | N. A. | N. A. | QPF/B0220 | 00 | 2012-06-29 | N. A. | N. A. | N. A. | PS/B0220 | 02 | 2019-08-08 | 2022-12-07 | 2019-12-08 | N. A. | B0220 | TMF-1 | IU/1 | Class C | FINISHED GOODS | ADLER™ | CORTEX SCREW, SELF TAPPING, DIA. 3.5MM | 1.25MM PITCH HEX. SLOT, 40MM | 16 | No | Yes |  | No | N. A. | No | N. A. | No | Yes | No | Yes | M. L.: MFG/MD/2021/000369 |  | 3 | ADLER PRODUCTS\SMALL FRAGMENT BONE SCREWS, ADLER\CORTEX SCREW, ADLER 3.5MM X 1.25P | 0 | Initial issue | N | BONE SCREWS |  | 1 | No | Yes | Yes | Yes | N. A.
B0220 | B0220.42 | CORTEX SCREW, ADLER, SELF TAPPING, DIA. 3.5MM / 1.25MM PITCH HEX. SLOT, 42MM |  | B0220.00 | N. A. | N. A. | N. A. | N. A. | N. A. | QPF/B0220 | 00 | 2012-06-29 | N. A. | N. A. | N. A. | PS/B0220 | 02 | 2019-08-08 | 2022-12-07 | 2019-12-08 | N. A. | B0220 | TMF-1 | IU/1 | Class C | FINISHED GOODS | ADLER™ | CORTEX SCREW, SELF TAPPING, DIA. 3.5MM | 1.25MM PITCH HEX. SLOT, 42MM | 16 | No | Yes |  | No | N. A. | No | N. A. | No | Yes | No | Yes | M. L.: MFG/MD/2021/000369 |  | 3 | ADLER PRODUCTS\SMALL FRAGMENT BONE SCREWS, ADLER\CORTEX SCREW, ADLER 3.5MM X 1.25P | 0 | Initial issue | N | BONE SCREWS |  | 1 | No | Yes | Yes | Yes | N. A.
B0220 | B0220.44 | CORTEX SCREW, ADLER, SELF TAPPING, DIA. 3.5MM / 1.25MM PITCH HEX. SLOT, 44MM |  | B0220.00 | N. A. | N. A. | N. A. | N. A. | N. A. | QPF/B0220 | 00 | 2012-06-29 | N. A. | N. A. | N. A. | PS/B0220 | 02 | 2019-08-08 | 2022-12-07 | 2019-12-08 | N. A. | B0220 | TMF-1 | IU/1 | Class C | FINISHED GOODS | ADLER™ | CORTEX SCREW, SELF TAPPING, DIA. 3.5MM | 1.25MM PITCH HEX. SLOT, 44MM | 16 | No | Yes |  | No | N. A. | No | N. A. | No | Yes | No | Yes | M. L.: MFG/MD/2021/000369 |  | 3 | ADLER PRODUCTS\SMALL FRAGMENT BONE SCREWS, ADLER\CORTEX SCREW, ADLER 3.5MM X 1.25P | 0 | Initial issue | Y | BONE SCREWS |  | 1 | No | Yes | Yes | Yes | N. A.
B0220 | B0220.45 | CORTEX SCREW, ADLER, SELF TAPPING, DIA. 3.5MM / 1.25MM PITCH, HEX. SLOT, 45MM |  | B0220.000 | 01 | 2019-01-15 | N. A. | N. A. | N. A. | QPF/B0220 | 00 | 2012-06-29 | N. A. | N. A. | N. A. | PS/B0220 | 02 | 2019-08-08 | 2022-12-07 | 2019-12-08 | N. A. | B0220 | TMF-1 | IU/1 | Class C | FINISHED GOODS | ADLER™ | CORTEX SCREW, SELF TAPPING, DIA. 3.5MM | 1.25MM PITCH, HEX. SLOT, 45MM | 16 | No | Yes |  | No | N. A. | No | N. A. | No | Yes | No | Yes | M. L.: MFG/MD/2021/000369 |  | 3 | ADLER PRODUCTS\SMALL FRAGMENT BONE SCREWS, ADLER\CORTEX SCREW, ADLER 3.5MM X 1.25P | 0 | Initial issue | Y | BONE SCREWS |  | 1 | No | Yes | Yes | Yes | N. A.
B0220 | B0220.46 | CORTEX SCREW, ADLER, SELF TAPPING, DIA. 3.5MM / 1.25MM PITCH HEX. SLOT, 46MM |  | B0220.00 | N. A. | N. A. | N. A. | N. A. | N. A. | QPF/B0220 | 00 | 2012-06-29 | N. A. | N. A. | N. A. | PS/B0220 | 02 | 2019-08-08 | 2022-12-07 | 2019-12-08 | N. A. | B0220 | TMF-1 | IU/1 | Class C | FINISHED GOODS | ADLER™ | CORTEX SCREW, SELF TAPPING, DIA. 3.5MM | 1.25MM PITCH HEX. SLOT, 46MM | 16 | No | Yes |  | No | N. A. | No | N. A. | No | Yes | No | Yes | M. L.: MFG/MD/2021/000369 |  | 3 | ADLER PRODUCTS\SMALL FRAGMENT BONE SCREWS, ADLER\CORTEX SCREW, ADLER 3.5MM X 1.25P | 0 | Initial issue | Y | BONE SCREWS |  | 1 | No | Yes | Yes | Yes | N. A.
B0220 | B0220.48 | CORTEX SCREW, ADLER, SELF TAPPING, DIA. 3.5MM / 1.25MM PITCH HEX. SLOT, 48MM |  | B0220.00 | N. A. | N. A. | N. A. | N. A. | N. A. | QPF/B0220 | 00 | 2012-06-29 | N. A. | N. A. | N. A. | PS/B0220 | 02 | 2019-08-08 | 2022-12-07 | 2019-12-08 | N. A. | B0220 | TMF-1 | IU/1 | Class C | FINISHED GOODS | ADLER™ | CORTEX SCREW, SELF TAPPING, DIA. 3.5MM | 1.25MM PITCH HEX. SLOT, 48MM | 16 | No | Yes |  | No | N. A. | No | N. A. | No | Yes | No | Yes | M. L.: MFG/MD/2021/000369 |  | 3 | ADLER PRODUCTS\SMALL FRAGMENT BONE SCREWS, ADLER\CORTEX SCREW, ADLER 3.5MM X 1.25P | 0 | Initial issue | Y | BONE SCREWS |  | 1 | No | Yes | Yes | Yes | N. A.
B0220 | B0220.50 | CORTEX SCREW, ADLER, SELF TAPPING, DIA. 3.5MM / 1.25MM PITCH, HEX. SLOT, 50MM |  | B0220.00 | N. A. | N. A. | N. A. | N. A. | N. A. | QPF/B0220 | 00 | 2012-06-29 | N. A. | N. A. | N. A. | PS/B0220 | 02 | 2019-08-08 | 2022-12-07 | 2019-12-08 | N. A. | B0220 | TMF-1 | IU/1 | Class C | FINISHED GOODS | ADLER™ | CORTEX SCREW, SELF TAPPING, DIA. 3.5MM | 1.25MM PITCH, HEX. SLOT, 50MM | 16 | No | Yes |  | No | N. A. | No | N. A. | No | Yes | No | Yes | M. L.: MFG/MD/2021/000369 |  | 3 | ADLER PRODUCTS\SMALL FRAGMENT BONE SCREWS, ADLER\CORTEX SCREW, ADLER 3.5MM X 1.25P | 0 | Initial issue | Y | BONE SCREWS |  | 1 | No | Yes | Yes | Yes | N. A.
B0220 | B0220.55 | CORTEX SCREW, ADLER, SELF TAPPING, DIA. 3.5MM / 1.25MM PITCH, HEX. SLOT, 55MM |  | B0220.00 | N. A. | N. A. | N. A. | N. A. | N. A. | QPF/B0220 | 00 | 2012-06-29 | N. A. | N. A. | N. A. | PS/B0220 | 02 | 2019-08-08 | 2022-12-07 | 2019-12-08 | N. A. | B0220 | TMF-1 | IU/1 | Class C | FINISHED GOODS | ADLER™ | CORTEX SCREW, SELF TAPPING, DIA. 3.5MM | 1.25MM PITCH, HEX. SLOT, 55MM | 16 | No | Yes |  | No | N. A. | No | N. A. | No | Yes | No | Yes | M. L.: MFG/MD/2021/000369 |  | 3 | ADLER PRODUCTS\SMALL FRAGMENT BONE SCREWS, ADLER\CORTEX SCREW, ADLER 3.5MM X 1.25P | 0 | Initial issue | Y | BONE SCREWS |  | 1 | No | Yes | Yes | Yes | N. A.
B0220 | B0220.60 | CORTEX SCREW, ADLER, SELF TAPPING, DIA. 3.5MM / 1.25MM PITCH, HEX. SLOT, 60MM |  | B0220.00 | N. A. | N. A. | N. A. | N. A. | N. A. | QPF/B0220 | 00 | 2012-06-29 | N. A. | N. A. | N. A. | PS/B0220 | 02 | 2019-08-08 | 2022-12-07 | 2019-12-08 | N. A. | B0220 | TMF-1 | IU/1 | Class C | FINISHED GOODS | ADLER™ | CORTEX SCREW, SELF TAPPING, DIA. 3.5MM | 1.25MM PITCH, HEX. SLOT, 60MM | 16 | No | Yes |  | No | N. A. | No | N. A. | No | Yes | No | Yes | M. L.: MFG/MD/2021/000369 |  | 3 | ADLER PRODUCTS\SMALL FRAGMENT BONE SCREWS, ADLER\CORTEX SCREW, ADLER 3.5MM X 1.25P | 0 | Initial issue | Y | BONE SCREWS |  | 1 | No | Yes | Yes | Yes | N. A.
B0220 | B0220.65 | CORTEX SCREW, ADLER, SELF TAPPING, DIA. 3.5MM / 1.25MM PITCH, HEX. SLOT, 65MM |  | B0220.00 | N. A. | N. A. | N. A. | N. A. | N. A. | QPF/B0220 | 00 | 2012-06-29 | N. A. | N. A. | N. A. | PS/B0220 | 02 | 2019-08-08 | 2022-12-07 | 2019-12-08 | N. A. | B0220 | TMF-1 | IU/1 | Class C | FINISHED GOODS | ADLER™ | CORTEX SCREW, SELF TAPPING, DIA. 3.5MM | 1.25MM PITCH, HEX. SLOT, 65MM | 16 | No | Yes |  | No | N. A. | No | N. A. | No | Yes | No | Yes | M. L.: MFG/MD/2021/000369 |  | 3 | ADLER PRODUCTS\SMALL FRAGMENT BONE SCREWS, ADLER\CORTEX SCREW, ADLER 3.5MM X 1.25P | 0 | Initial issue | Y | BONE SCREWS |  | 1 | No | Yes | Yes | Yes | N. A.
B0220 | B0220.70 | CORTEX SCREW, ADLER, SELF TAPPING, DIA. 3.5MM / 1.25MM PITCH, HEX. SLOT, 70MM |  | B0220.00 | N. A. | N. A. | N. A. | N. A. | N. A. | QPF/B0220 | 00 | 2012-06-29 | N. A. | N. A. | N. A. | PS/B0220 | 02 | 2019-08-08 | 2022-12-07 | 2019-12-08 | N. A. | B0220 | TMF-1 | IU/1 | Class C | FINISHED GOODS | ADLER™ | CORTEX SCREW, SELF TAPPING, DIA. 3.5MM | 1.25MM PITCH, HEX. SLOT, 70MM | 16 | No | Yes |  | No | N. A. | No | N. A. | No | Yes | No | Yes | M. L.: MFG/MD/2021/000369 |  | 3 | ADLER PRODUCTS\SMALL FRAGMENT BONE SCREWS, ADLER\CORTEX SCREW, ADLER 3.5MM X 1.25P | 0 | Initial issue | Y | BONE SCREWS |  | 1 | No | Yes | Yes | Yes | N. A.
B0220 | B0220.75 | CORTEX SCREW, ADLER, SELF TAPPING, DIA. 3.5MM / 1.25MM PITCH, HEX. SLOT, 75MM |  | B0220.00 | N. A. | N. A. | N. A. | N. A. | N. A. | QPF/B0220 | 00 | 2012-06-29 | N. A. | N. A. | N. A. | PS/B0220 | 02 | 2019-08-08 | 2022-12-07 | 2019-12-08 | N. A. | B0220 | TMF-1 | IU/1 | Class C | FINISHED GOODS | ADLER™ | CORTEX SCREW, SELF TAPPING, DIA. 3.5MM | 1.25MM PITCH, HEX. SLOT, 75MM | 16 | No | Yes |  | No | N. A. | No | N. A. | No | Yes | No | Yes | M. L.: MFG/MD/2021/000369 |  | 3 | ADLER PRODUCTS\SMALL FRAGMENT BONE SCREWS, ADLER\CORTEX SCREW, ADLER 3.5MM X 1.25P | 0 | Initial issue | Y | BONE SCREWS |  | 1 | No | Yes | Yes | Yes | N. A.
B0220 | B0220.80 | CORTEX SCREW, ADLER, SELF TAPPING, DIA. 3.5MM / 1.25MM PITCH, HEX. SLOT, 80MM |  | B0220.00 | N. A. | N. A. | N. A. | N. A. | N. A. | QPF/B0220 | 00 | 2012-06-29 | N. A. | N. A. | N. A. | PS/B0220 | 02 | 2019-08-08 | 2022-12-07 | 2019-12-08 | N. A. | B0220 | TMF-1 | IU/1 | Class C | FINISHED GOODS | ADLER™ | CORTEX SCREW, SELF TAPPING, DIA. 3.5MM | 1.25MM PITCH, HEX. SLOT, 80MM | 16 | No | Yes |  | No | N. A. | No | N. A. | No | Yes | No | Yes | M. L.: MFG/MD/2021/000369 |  | 3 | ADLER PRODUCTS\SMALL FRAGMENT BONE SCREWS, ADLER\CORTEX SCREW, ADLER 3.5MM X 1.25P | 0 | Initial issue | Y | BONE SCREWS |  | 1 | No | Yes | Yes | Yes | N. A.
B0220 | B0220.85 | CORTEX SCREW, ADLER, SELF TAPPING, DIA. 3.5MM / 1.25MM PITCH, HEX. SLOT, 85MM |  | B0220.00 | N. A. | N. A. | N. A. | N. A. | N. A. | QPF/B0220 | 00 | 2012-06-29 | N. A. | N. A. | N. A. | PS/B0220 | 02 | 2019-08-08 | 2022-12-07 | 2019-12-08 | N. A. | B0220 | TMF-1 | IU/1 | Class C | FINISHED GOODS | ADLER™ | CORTEX SCREW, SELF TAPPING, DIA. 3.5MM | 1.25MM PITCH, HEX. SLOT, 85MM | 16 | No | Yes |  | No | N. A. | No | N. A. | No | Yes | No | Yes | M. L.: MFG/MD/2021/000369 |  | 3 | ADLER PRODUCTS\SMALL FRAGMENT BONE SCREWS, ADLER\CORTEX SCREW, ADLER 3.5MM X 1.25P | 0 | Initial issue | Y | BONE SCREWS |  | 1 | No | Yes | Yes | Yes | N. A.
B0220 | B0220.90 | CORTEX SCREW, ADLER, SELF TAPPING, DIA. 3.5MM / 1.25MM PITCH, HEX. SLOT, 90MM |  | B0220.00 | N. A. | N. A. | N. A. | N. A. | N. A. | QPF/B0220 | 00 | 2012-06-29 | N. A. | N. A. | N. A. | PS/B0220 | 02 | 2019-08-08 | 2022-12-07 | 2019-12-08 | N. A. | B0220 | TMF-1 | IU/1 | Class C | FINISHED GOODS | ADLER™ | CORTEX SCREW, SELF TAPPING, DIA. 3.5MM | 1.25MM PITCH, HEX. SLOT, 90MM | 16 | No | Yes |  | No | N. A. | No | N. A. | No | Yes | No | Yes | M. L.: MFG/MD/2021/000369 |  | 3 | ADLER PRODUCTS\SMALL FRAGMENT BONE SCREWS, ADLER\CORTEX SCREW, ADLER 3.5MM X 1.25P | 0 | Initial issue | Y | BONE SCREWS |  | 1 | No | Yes | Yes | Yes | N. A.
B0220 | B0220.95 | CORTEX SCREW, ADLER, SELF TAPPING, DIA. 3.5MM / 1.25MM PITCH, HEX. SLOT, 95MM |  | B0220.00 | N. A. | N. A. | N. A. | N. A. | N. A. | QPF/B0220 | 00 | 2012-06-29 | N. A. | N. A. | N. A. | PS/B0220 | 02 | 2019-08-08 | 2022-12-07 | 2019-12-08 | N. A. | B0220 | TMF-1 | IU/1 | Class C | FINISHED GOODS | ADLER™ | CORTEX SCREW, SELF TAPPING, DIA. 3.5MM | 1.25MM PITCH, HEX. SLOT, 95MM | 16 | No | Yes |  | No | N. A. | No | N. A. | No | Yes | No | Yes | M. L.: MFG/MD/2021/000369 |  | 3 | ADLER PRODUCTS\SMALL FRAGMENT BONE SCREWS, ADLER\CORTEX SCREW, ADLER 3.5MM X 1.25P | 0 | Initial issue | Y | BONE SCREWS |  | 1 | No | Yes | Yes | Yes | N. A.
B0226 | B0226.08 | CORTEX SCREW, ADLER, SELF TAPPING, DIA. 2.7MM, HEX. SLOT, LENGTH 8MM |  | B0226.00 | 02 | 2019-08-08 | N. A. | N. A. | N. A. | QPF/B0226 | 00 | 2007-06-28 | N. A. | N. A. | N. A. | PS/B0226 | 00 | 2007-06-26 | N. A. | N. A. | N. A. | B0226 | TMF-1 | IU/1 | Class C | FINISHED GOODS | ADLER™ | CORTEX SCREW, DIA. 2.7MM | SELF TAPPING, LENGTH 8MM | 16 | No | Yes |  | No | N. A. | No | N. A. | No | Yes | No | Yes | M. L.: MFG/MD/2021/000369 |  | 3 | ADLER PRODUCTS\SMALL FRAGMENT BONE SCREWS, ADLER\CORTEX SCREW, ADLER 2.7MM | 0 | Initial issue | N | BONE SCREWS |  | 1 | No | Yes | Yes | Yes | N. A.
B0226 | B0226.10 | CORTEX SCREW, ADLER, SELF TAPPING, DIA. 2.7MM, HEX. SLOT, LENGTH 10MM |  | B0226.00 | 00 | 2007-06-26 | N. A. | N. A. | N. A. | QPF/B0226 | 00 | 2007-06-28 | N. A. | N. A. | N. A. | PS/B0226 | 00 | 2007-06-26 | N. A. | N. A. | N. A. | B0226 | TMF-1 | IU/1 | Class C | FINISHED GOODS | ADLER™ | CORTEX SCREW, DIA. 2.7MM | SELF TAPPING, LENGTH 10MM | 16 | No | Yes |  | No | N. A. | No | N. A. | No | Yes | No | Yes | M. L.: MFG/MD/2021/000369 |  | 3 | ADLER PRODUCTS\SMALL FRAGMENT BONE SCREWS, ADLER\CORTEX SCREW, ADLER 2.7MM | 0 | Initial issue | N | BONE SCREWS |  | 1 | No | Yes | Yes | Yes | N. A.
B0226 | B0226.12 | CORTEX SCREW, ADLER, SELF TAPPING, DIA. 2.7MM, HEX. SLOT, LENGTH 12MM |  | B0226.00 | 00 | 2007-06-26 | N. A. | N. A. | N. A. | QPF/B0226 | 00 | 2007-06-28 | N. A. | N. A. | N. A. | PS/B0226 | 00 | 2007-06-26 | N. A. | N. A. | N. A. | B0226 | TMF-1 | IU/1 | Class C | FINISHED GOODS | ADLER™ | CORTEX SCREW, DIA. 2.7MM | SELF TAPPING, LENGTH 12MM | 16 | No | Yes |  | No | N. A. | No | N. A. | No | Yes | No | Yes | M. L.: MFG/MD/2021/000369 |  | 3 | ADLER PRODUCTS\SMALL FRAGMENT BONE SCREWS, ADLER\CORTEX SCREW, ADLER 2.7MM | 0 | Initial issue | N | BONE SCREWS |  | 1 | No | Yes | Yes | Yes | N. A.
B0226 | B0226.14 | CORTEX SCREW, ADLER, SELF TAPPING, DIA. 2.7MM, HEX. SLOT, LENGTH 14MM |  | B0226.00 | 00 | 2007-06-26 | N. A. | N. A. | N. A. | QPF/B0226 | 00 | 2007-06-28 | N. A. | N. A. | N. A. | PS/B0226 | 00 | 2007-06-26 | N. A. | N. A. | N. A. | B0226 | TMF-1 | IU/1 | Class C | FINISHED GOODS | ADLER™ | CORTEX SCREW, DIA. 2.7MM | SELF TAPPING, LENGTH 14MM | 16 | No | Yes |  | No | N. A. | No | N. A. | No | Yes | No | Yes | M. L.: MFG/MD/2021/000369 |  | 3 | ADLER PRODUCTS\SMALL FRAGMENT BONE SCREWS, ADLER\CORTEX SCREW, ADLER 2.7MM | 0 | Initial issue | N | BONE SCREWS |  | 1 | No | Yes | Yes | Yes | N. A.
B0226 | B0226.16 | CORTEX SCREW, ADLER, SELF TAPPING, DIA. 2.7MM, HEX. SLOT, LENGTH 16MM |  | B0226.00 | 00 | 2007-06-26 | N. A. | N. A. | N. A. | QPF/B0226 | 00 | 2007-06-28 | N. A. | N. A. | N. A. | PS/B0226 | 00 | 2007-06-26 | N. A. | N. A. | N. A. | B0226 | TMF-1 | IU/1 | Class C | FINISHED GOODS | ADLER™ | CORTEX SCREW, DIA. 2.7MM | SELF TAPPING, LENGTH 16MM | 16 | No | Yes |  | No | N. A. | No | N. A. | No | Yes | No | Yes | M. L.: MFG/MD/2021/000369 |  | 3 | ADLER PRODUCTS\SMALL FRAGMENT BONE SCREWS, ADLER\CORTEX SCREW, ADLER 2.7MM | 0 | Initial issue | N | BONE SCREWS |  | 1 | No | Yes | Yes | Yes | N. A.
B0226 | B0226.18 | CORTEX SCREW, ADLER, SELF TAPPING, DIA. 2.7MM, HEX. SLOT, LENGTH 18MM |  | B0226.00 | #N/A | #N/A | N. A. | N. A. | N. A. | QPF/B0226 | #N/A | #N/A | #N/A | #N/A | #N/A | PS/B0226 | #N/A | #N/A | #N/A | #N/A | #N/A | B0226 | TMF-1 | IU/1 | Class C | FINISHED GOODS | ADLER™ | CORTEX SCREW, DIA. 2.7MM | SELF TAPPING, LENGTH 18MM | 16 | No | Yes |  | No | N. A. | No | N. A. | No | Yes | No | Yes | M. L.: MFG/MD/2021/000369 |  | 3 | ADLER PRODUCTS\SMALL FRAGMENT BONE SCREWS, ADLER\CORTEX SCREW, ADLER 2.7MM | 0 | Initial issue | Y | BONE SCREWS |  | 1 | No | Yes | Yes | Yes | N. A.
B0226 | B0226.20 | CORTEX SCREW, ADLER, SELF TAPPING, DIA. 2.7MM, HEX. SLOT, LENGTH 20MM |  | B0226.00 | 00 | 2007-06-26 | N. A. | N. A. | N. A. | QPF/B0226 | 00 | 2007-06-28 | N. A. | N. A. | N. A. | PS/B0226 | 00 | 2007-06-26 | N. A. | N. A. | N. A. | B0226 | TMF-1 | IU/1 | Class C | FINISHED GOODS | ADLER™ | CORTEX SCREW, DIA. 2.7MM | SELF TAPPING, LENGTH 20MM | 16 | No | Yes |  | No | N. A. | No | N. A. | No | Yes | No | Yes | M. L.: MFG/MD/2021/000369 |  | 3 | ADLER PRODUCTS\SMALL FRAGMENT BONE SCREWS, ADLER\CORTEX SCREW, ADLER 2.7MM | 0 | Initial issue | N | BONE SCREWS |  | 1 | No | Yes | Yes | Yes | N. A.
B0228 | B0228.28 | CORTEX SCREW, ADLER, UNDERCUT NECK, DIA. 3.5MM / 1.25MM PITCH HEX. SLOT, 28MM |  | B0228.00 | #N/A | #N/A | N. A. | N. A. | N. A. | QPF/B0228 | #N/A | #N/A | #N/A | #N/A | #N/A | PS/B0228 | #N/A | #N/A | #N/A | #N/A | #N/A | B0228 | TMF-1 | IU/1 | Class C | FINISHED GOODS | ADLER™ | CORTEX SCREW,DIA. 3.5MM | UNDERCUT NECK, PITCH 1.25MM, LENGTH 28MM | 16 | No | Yes |  | No | N. A. | No | N. A. | No | Yes | No | Yes | M. L.: MFG/MD/2021/000369 |  | 3 | ADLER PRODUCTS\SMALL FRAGMENT BONE SCREWS, ADLER\CORTEX SCREW, ADLER 3.5MM X 1.25P | 0 | Initial issue | Y | BONE SCREWS |  | 1 | No | Yes | Yes | Yes | N. A.
B0230 | B0230.12 | CANCELLOUS SCREW, ADLER, DIA. 3.5MM, FULLY THREADED, HEX. SLOT, 12MM, TITANIUM ALLOY |  | B0230.00 | #N/A | #N/A | N. A. | N. A. | N. A. | QPF/B0230 | #N/A | #N/A | #N/A | #N/A | #N/A | PS/B0230 | #N/A | #N/A | #N/A | #N/A | #N/A | B0230 | TMF-1 | IU/1 | Class C | FINISHED GOODS | ADLER™ | CANCELLOUS SCREW, DIA. 3.5MM | LENGTH 12MM, TITANIUM ALLOY | 16 | No | Yes |  | No | N. A. | No | N. A. | No | Yes | No | Yes | M. L.: MFG/MD/2021/000369 |  | 3 | ADLER PRODUCTS\TITANIUM SCREWS\3.5MM CANCELLOUS SCREWS, ADLER | 0 | Initial issue | Y | BONE SCREWS |  | 1 | No | Yes | Yes | Yes | N. A.
B0231 | B0231.12 | CANCELLOUS SCREW, ADLER, DIA. 4.0MM, FULLY THREADED, HEX. SLOT, 12MM, TITANIUM ALLOY |  | B0231.00 | #N/A | #N/A | N. A. | N. A. | N. A. | QPF/B0231 | #N/A | #N/A | #N/A | #N/A | #N/A | PS/B0231 | #N/A | #N/A | #N/A | #N/A | #N/A | B0231 | TMF-1 | IU/1 | Class C | FINISHED GOODS | ADLER™ | CANCELLOUS SCREW, DIA. 4.0MM | FULLY THREADED, LENGTH 12MM, TITANIUM ALLOY | 16 | No | Yes |  | No | N. A. | No | N. A. | No | Yes | No | Yes | M. L.: MFG/MD/2021/000369 |  | 3 | ADLER PRODUCTS\TITANIUM SCREWS\4.0MM CANCELLOUS SCREWS, ADLER | 0 | Initial issue | Y | BONE SCREWS |  | 1 | No | Yes | Yes | Yes | N. A.
B0232 | B0232.10 | CANNULATED CANCELLOUS SCREW, ADLER, DIA. 4.0MM, SHORT THREADED, HEX. SLOT, 10MM |  | B0232.00 | 07 | 2018-06-06 | N. A. | N. A. | N. A. | QPF/B0232 | 01 | 2014-12-27 | N. A. | N. A. | N. A. | PS/B0232 | 06 | 2018-10-06 | 2022-12-01 | 2019-12-01 | N. A. | B0232 | TMF-1 | IU/1 | Class C | FINISHED GOODS | ADLER™ | CANNULATED CANCELLOUS SCREW, DIA. 4.0MM | SHORT THREADED, LENGTH 10MM | 16 | No | Yes |  | No | N. A. | No | N. A. | No | Yes | No | Yes | M. L.: MFG/MD/2021/000369 |  | 3 | ADLER PRODUCTS\CANNULATED CANCELLOUS SCREWS 4.0MM | 0 | Initial issue | N | BONE SCREWS |  | 1 | No | Yes | Yes | Yes | N. A.
B0232 | B0232.12 | CANNULATED CANCELLOUS SCREW, ADLER, DIA. 4.0MM, SHORT THREADED, HEX. SLOT, 12MM |  | B0232.00 | 07 | 2018-06-06 | N. A. | N. A. | N. A. | QPF/B0232 | 01 | 2014-12-27 | N. A. | N. A. | N. A. | PS/B0232 | 06 | 2018-10-06 | 2022-12-01 | 2019-12-01 | N. A. | B0232 | TMF-1 | IU/1 | Class C | FINISHED GOODS | ADLER™ | CANNULATED CANCELLOUS SCREW, DIA. 4.0MM | SHORT THREADED, LENGTH 12MM | 16 | No | Yes |  | No | N. A. | No | N. A. | No | Yes | No | Yes | M. L.: MFG/MD/2021/000369 |  | 3 | ADLER PRODUCTS\CANNULATED CANCELLOUS SCREWS 4.0MM | 0 | Initial issue | N | BONE SCREWS |  | 1 | No | Yes | Yes | Yes | N. A.
B0232 | B0232.14 | CANNULATED CANCELLOUS SCREW, ADLER, DIA. 4.0MM, SHORT THREADED, HEX. SLOT, 14MM |  | B0232.00 | 07 | 2018-06-06 | N. A. | N. A. | N. A. | QPF/B0232 | 01 | 2014-12-27 | N. A. | N. A. | N. A. | PS/B0232 | 06 | 2018-10-06 | 2022-12-01 | 2019-12-01 | N. A. | B0232 | TMF-1 | IU/1 | Class C | FINISHED GOODS | ADLER™ | CANNULATED CANCELLOUS SCREW, DIA. 4.0MM | SHORT THREADED, LENGTH 14MM | 16 | No | Yes |  | No | N. A. | No | N. A. | No | Yes | No | Yes | M. L.: MFG/MD/2021/000369 |  | 3 | ADLER PRODUCTS\CANNULATED CANCELLOUS SCREWS 4.0MM | 0 | Initial issue | N | BONE SCREWS |  | 1 | No | Yes | Yes | Yes | N. A.
B0232 | B0232.16 | CANNULATED CANCELLOUS SCREW, ADLER, DIA. 4.0MM, SHORT THREADED, HEX. SLOT, 16MM |  | B0232.00 | 07 | 2018-06-06 | N. A. | N. A. | N. A. | QPF/B0232 | 01 | 2014-12-27 | N. A. | N. A. | N. A. | PS/B0232 | 06 | 2018-10-06 | 2022-12-01 | 2019-12-01 | N. A. | B0232 | TMF-1 | IU/1 | Class C | FINISHED GOODS | ADLER™ | CANNULATED CANCELLOUS SCREW, DIA. 4.0MM | SHORT THREADED, LENGTH 16MM | 16 | No | Yes |  | No | N. A. | No | N. A. | No | Yes | No | Yes | M. L.: MFG/MD/2021/000369 |  | 3 | ADLER PRODUCTS\CANNULATED CANCELLOUS SCREWS 4.0MM | 0 | Initial issue | N | BONE SCREWS |  | 1 | No | Yes | Yes | Yes | N. A.
B0232 | B0232.18 | CANNULATED CANCELLOUS SCREW, ADLER, DIA. 4.0MM, SHORT THREADED, HEX. SLOT, 18MM |  | B0232.00 | 07 | 2018-06-06 | N. A. | N. A. | N. A. | QPF/B0232 | 01 | 2014-12-27 | N. A. | N. A. | N. A. | PS/B0232 | 06 | 2018-10-06 | 2022-12-01 | 2019-12-01 | N. A. | B0232 | TMF-1 | IU/1 | Class C | FINISHED GOODS | ADLER™ | CANNULATED CANCELLOUS SCREW, DIA. 4.0MM | SHORT THREADED, LENGTH 18MM | 16 | No | Yes |  | No | N. A. | No | N. A. | No | Yes | No | Yes | M. L.: MFG/MD/2021/000369 |  | 3 | ADLER PRODUCTS\CANNULATED CANCELLOUS SCREWS 4.0MM | 0 | Initial issue | Y | BONE SCREWS |  | 1 | No | Yes | Yes | Yes | N. A.
B0232 | B0232.22 | CANNULATED CANCELLOUS SCREW, ADLER, DIA. 4.0MM, SHORT THREADED, HEX. SLOT, 22MM |  | B0232.00 | 07 | 2018-06-06 | N. A. | N. A. | N. A. | QPF/B0232 | 01 | 2014-12-27 | N. A. | N. A. | N. A. | PS/B0232 | 06 | 2018-10-06 | 2022-12-01 | 2019-12-01 | N. A. | B0232 | TMF-1 | IU/1 | Class C | FINISHED GOODS | ADLER™ | CANNULATED CANCELLOUS SCREW, DIA. 4.0MM | SHORT THREADED, LENGTH 22MM | 16 | No | Yes |  | No | N. A. | No | N. A. | No | Yes | No | Yes | M. L.: MFG/MD/2021/000369 |  | 3 | ADLER PRODUCTS\CANNULATED CANCELLOUS SCREWS 4.0MM | 0 | Initial issue | N | BONE SCREWS |  | 1 | No | Yes | Yes | Yes | N. A.
B0232 | B0232.24 | CANNULATED CANCELLOUS SCREW, ADLER, DIA. 4.0MM, SHORT THREADED, HEX. SLOT, 24MM |  | B0232.00 | 07 | 2018-06-06 | N. A. | N. A. | N. A. | QPF/B0232 | 01 | 2014-12-27 | N. A. | N. A. | N. A. | PS/B0232 | 06 | 2018-10-06 | 2022-12-01 | 2019-12-01 | N. A. | B0232 | TMF-1 | IU/1 | Class C | FINISHED GOODS | ADLER™ | CANNULATED CANCELLOUS SCREW, DIA. 4.0MM | SHORT THREADED, LENGTH 24MM | 16 | No | Yes |  | No | N. A. | No | N. A. | No | Yes | No | Yes | M. L.: MFG/MD/2021/000369 |  | 3 | ADLER PRODUCTS\CANNULATED CANCELLOUS SCREWS 4.0MM | 0 | Initial issue | N | BONE SCREWS |  | 1 | No | Yes | Yes | Yes | N. A.
B0232 | B0232.26 | CANNULATED CANCELLOUS SCREW, ADLER, DIA. 4.0MM, SHORT THREADED, HEX. SLOT, 26MM |  | B0232.00 | 07 | 2018-06-06 | N. A. | N. A. | N. A. | QPF/B0232 | 01 | 2014-12-27 | N. A. | N. A. | N. A. | PS/B0232 | 06 | 2018-10-06 | 2022-12-01 | 2019-12-01 | N. A. | B0232 | TMF-1 | IU/1 | Class C | FINISHED GOODS | ADLER™ | CANNULATED CANCELLOUS SCREW, DIA. 4.0MM | SHORT THREADED, LENGTH 26MM | 16 | No | Yes |  | No | N. A. | No | N. A. | No | Yes | No | Yes | M. L.: MFG/MD/2021/000369 |  | 3 | ADLER PRODUCTS\CANNULATED CANCELLOUS SCREWS 4.0MM | 0 | Initial issue | N | BONE SCREWS |  | 1 | No | Yes | Yes | Yes | N. A.
B0232 | B0232.28 | CANNULATED CANCELLOUS SCREW, ADLER, DIA. 4.0MM, SHORT THREADED, HEX. SLOT, 28MM |  | B0232.00 | 07 | 2018-06-06 | N. A. | N. A. | N. A. | QPF/B0232 | 01 | 2014-12-27 | N. A. | N. A. | N. A. | PS/B0232 | 06 | 2018-10-06 | 2022-12-01 | 2019-12-01 | N. A. | B0232 | TMF-1 | IU/1 | Class C | FINISHED GOODS | ADLER™ | CANNULATED CANCELLOUS SCREW, DIA. 4.0MM | SHORT THREADED, LENGTH 28MM | 16 | No | Yes |  | No | N. A. | No | N. A. | No | Yes | No | Yes | M. L.: MFG/MD/2021/000369 |  | 3 | ADLER PRODUCTS\CANNULATED CANCELLOUS SCREWS 4.0MM | 0 | Initial issue | N | BONE SCREWS |  | 1 | No | Yes | Yes | Yes | N. A.
B0232 | B0232.32 | CANNULATED CANCELLOUS SCREW, ADLER, DIA. 4.0MM, SHORT THREADED, HEX. SLOT, 32MM |  | B0232.00 | 07 | 2018-06-06 | N. A. | N. A. | N. A. | QPF/B0232 | 01 | 2014-12-27 | N. A. | N. A. | N. A. | PS/B0232 | 06 | 2018-10-06 | 2022-12-01 | 2019-12-01 | N. A. | B0232 | TMF-1 | IU/1 | Class C | FINISHED GOODS | ADLER™ | CANNULATED CANCELLOUS SCREW, DIA. 4.0MM | SHORT THREADED, LENGTH 32MM | 16 | No | Yes |  | No | N. A. | No | N. A. | No | Yes | No | Yes | M. L.: MFG/MD/2021/000369 |  | 3 | ADLER PRODUCTS\CANNULATED CANCELLOUS SCREWS 4.0MM | 0 | Initial issue | N | BONE SCREWS |  | 1 | No | Yes | Yes | Yes | N. A.
B0232 | B0232.34 | CANNULATED CANCELLOUS SCREW, ADLER, DIA. 4.0MM, SHORT THREADED, HEX. SLOT, 34MM |  | B0232.00 | 07 | 2018-06-06 | N. A. | N. A. | N. A. | QPF/B0232 | 01 | 2014-12-27 | N. A. | N. A. | N. A. | PS/B0232 | 06 | 2018-10-06 | 2022-12-01 | 2019-12-01 | N. A. | B0232 | TMF-1 | IU/1 | Class C | FINISHED GOODS | ADLER™ | CANNULATED CANCELLOUS SCREW, DIA. 4.0MM | SHORT THREADED, LENGTH 34MM | 16 | No | Yes |  | No | N. A. | No | N. A. | No | Yes | No | Yes | M. L.: MFG/MD/2021/000369 |  | 3 | ADLER PRODUCTS\CANNULATED CANCELLOUS SCREWS 4.0MM | 0 | Initial issue | N | BONE SCREWS |  | 1 | No | Yes | Yes | Yes | N. A.
B0232 | B0232.36 | CANNULATED CANCELLOUS SCREW, ADLER, DIA. 4.0MM, SHORT THREADED, HEX. SLOT, 36MM |  | B0232.00 | 07 | 2018-06-06 | N. A. | N. A. | N. A. | QPF/B0232 | 01 | 2014-12-27 | N. A. | N. A. | N. A. | PS/B0232 | 06 | 2018-10-06 | 2022-12-01 | 2019-12-01 | N. A. | B0232 | TMF-1 | IU/1 | Class C | FINISHED GOODS | ADLER™ | CANNULATED CANCELLOUS SCREW, DIA. 4.0MM | SHORT THREADED, LENGTH 36MM | 16 | No | Yes |  | No | N. A. | No | N. A. | No | Yes | No | Yes | M. L.: MFG/MD/2021/000369 |  | 3 | ADLER PRODUCTS\CANNULATED CANCELLOUS SCREWS 4.0MM | 0 | Initial issue | N | BONE SCREWS |  | 1 | No | Yes | Yes | Yes | N. A.
B0232 | B0232.40 | CANNULATED CANCELLOUS SCREW, ADLER, DIA. 4.0MM, SHORT THREADED, HEX. SLOT, 40MM |  | B0232.00 | #N/A | #N/A | N. A. | N. A. | N. A. | QPF/B0232 | #N/A | #N/A | #N/A | #N/A | #N/A | PS/B0232 | #N/A | #N/A | #N/A | #N/A | #N/A | B0232 | TMF-1 | IU/1 | Class C | FINISHED GOODS | ADLER™ | CANNULATED CANCELLOUS SCREW, DIA. 4.0MM | SHORT THREADED, LENGTH 40MM | 16 | No | Yes |  | No | N. A. | No | N. A. | No | Yes | No | Yes | M. L.: MFG/MD/2021/000369 |  | 3 | ADLER PRODUCTS\CANNULATED CANCELLOUS SCREWS 4.0MM | 0 | Initial issue | Y | BONE SCREWS |  | 1 | No | Yes | Yes | Yes | N. A.
B0232 | B0233.16 | CANNULATED CANCELLOUS SCREW, ADLER, DIA. 4.0MM, LONG THREADED, HEX. SLOT, 16MM |  | B0232.00 | 07 | 2018-06-06 | N. A. | N. A. | N. A. | QPF/B0232 | 01 | 2014-12-27 | N. A. | N. A. | N. A. | PS/B0232 | 06 | 2018-10-06 | 2022-12-01 | 2019-12-01 | N. A. | B0232 | TMF-1 | IU/1 | Class C | FINISHED GOODS | ADLER™ | CANNULATED CANCELLOUS SCREW | DIA. 4.0MM, LONG THREADED, 16MM | 16 | No | Yes |  | No | N. A. | No | N. A. | No | Yes | No | Yes | M. L.: MFG/MD/2021/000369 |  | 3 | ADLER PRODUCTS\CANNULATED CANCELLOUS SCREWS 4.0MM | 0 | Initial issue | N | BONE SCREWS |  | 1 | No | Yes | Yes | Yes | N. A.
B0232 | B0233.18 | CANNULATED CANCELLOUS SCREW, ADLER, DIA. 4.0MM, LONG THREADED, HEX. SLOT, 18MM |  | B0232.00 | 07 | 2018-06-06 | N. A. | N. A. | N. A. | QPF/B0232 | 01 | 2014-12-27 | N. A. | N. A. | N. A. | PS/B0232 | 06 | 2018-10-06 | 2022-12-01 | 2019-12-01 | N. A. | B0232 | TMF-1 | IU/1 | Class C | FINISHED GOODS | ADLER™ | CANNULATED CANCELLOUS SCREW | DIA. 4.0MM, LONG THREADED, 18MM | 16 | No | Yes |  | No | N. A. | No | N. A. | No | Yes | No | Yes | M. L.: MFG/MD/2021/000369 |  | 3 | ADLER PRODUCTS\CANNULATED CANCELLOUS SCREWS 4.0MM | 0 | Initial issue | Y | BONE SCREWS |  | 1 | No | Yes | Yes | Yes | N. A.
B0232 | B0233.20 | CANNULATED CANCELLOUS SCREW, ADLER, DIA. 4.0MM, LONG THREADED, HEX. SLOT, 20MM |  | B0232.00 | 07 | 2018-06-06 | N. A. | N. A. | N. A. | QPF/B0232 | 01 | 2014-12-27 | N. A. | N. A. | N. A. | PS/B0232 | 06 | 2018-10-06 | 2022-12-01 | 2019-12-01 | N. A. | B0232 | TMF-1 | IU/1 | Class C | FINISHED GOODS | ADLER™ | CANNULATED CANCELLOUS SCREW | DIA. 4.0MM, LONG THREADED, 20MM | 16 | No | Yes |  | No | N. A. | No | N. A. | No | Yes | No | Yes | M. L.: MFG/MD/2021/000369 |  | 3 | ADLER PRODUCTS\CANNULATED CANCELLOUS SCREWS 4.0MM | 0 | Initial issue | N | BONE SCREWS |  | 1 | No | Yes | Yes | Yes | N. A.
B0232 | B0233.22 | CANNULATED CANCELLOUS SCREW, ADLER, DIA. 4.0MM, LONG THREADED, HEX. SLOT, 22MM |  | B0232.00 | 07 | 2018-06-06 | N. A. | N. A. | N. A. | QPF/B0232 | 01 | 2014-12-27 | N. A. | N. A. | N. A. | PS/B0232 | 06 | 2018-10-06 | 2022-12-01 | 2019-12-01 | N. A. | B0232 | TMF-1 | IU/1 | Class C | FINISHED GOODS | ADLER™ | CANNULATED CANCELLOUS SCREW | DIA. 4.0MM, LONG THREADED, 22MM | 16 | No | Yes |  | No | N. A. | No | N. A. | No | Yes | No | Yes | M. L.: MFG/MD/2021/000369 |  | 3 | ADLER PRODUCTS\CANNULATED CANCELLOUS SCREWS 4.0MM | 0 | Initial issue | N | BONE SCREWS |  | 1 | No | Yes | Yes | Yes | N. A.
B0232 | B0233.24 | CANNULATED CANCELLOUS SCREW, ADLER, DIA. 4.0MM, LONG THREADED, HEX. SLOT, 24MM |  | B0232.00 | 07 | 2018-06-06 | N. A. | N. A. | N. A. | QPF/B0232 | 01 | 2014-12-27 | N. A. | N. A. | N. A. | PS/B0232 | 06 | 2018-10-06 | 2022-12-01 | 2019-12-01 | N. A. | B0232 | TMF-1 | IU/1 | Class C | FINISHED GOODS | ADLER™ | CANNULATED CANCELLOUS SCREW | DIA. 4.0MM, LONG THREADED, 24MM | 16 | No | Yes |  | No | N. A. | No | N. A. | No | Yes | No | Yes | M. L.: MFG/MD/2021/000369 |  | 3 | ADLER PRODUCTS\CANNULATED CANCELLOUS SCREWS 4.0MM | 0 | Initial issue | N | BONE SCREWS |  | 1 | No | Yes | Yes | Yes | N. A.
B0232 | B0233.26 | CANNULATED CANCELLOUS SCREW, ADLER, DIA. 4.0MM, LONG THREADED, HEX. SLOT, 26MM |  | B0232.00 | 07 | 2018-06-06 | N. A. | N. A. | N. A. | QPF/B0232 | 01 | 2014-12-27 | N. A. | N. A. | N. A. | PS/B0232 | 06 | 2018-10-06 | 2022-12-01 | 2019-12-01 | N. A. | B0232 | TMF-1 | IU/1 | Class C | FINISHED GOODS | ADLER™ | CANNULATED CANCELLOUS SCREW | DIA. 4.0MM, LONG THREADED, 26MM | 16 | No | Yes |  | No | N. A. | No | N. A. | No | Yes | No | Yes | M. L.: MFG/MD/2021/000369 |  | 3 | ADLER PRODUCTS\CANNULATED CANCELLOUS SCREWS 4.0MM | 0 | Initial issue | N | BONE SCREWS |  | 1 | No | Yes | Yes | Yes | N. A.
B0232 | B0233.28 | CANNULATED CANCELLOUS SCREW, ADLER, DIA. 4.0MM, LONG THREADED, HEX. SLOT, 28MM |  | B0232.00 | 07 | 2018-06-06 | N. A. | N. A. | N. A. | QPF/B0232 | 01 | 2014-12-27 | N. A. | N. A. | N. A. | PS/B0232 | 06 | 2018-10-06 | 2022-12-01 | 2019-12-01 | N. A. | B0232 | TMF-1 | IU/1 | Class C | FINISHED GOODS | ADLER™ | CANNULATED CANCELLOUS SCREW | DIA. 4.0MM, LONG THREADED, 28MM | 16 | No | Yes |  | No | N. A. | No | N. A. | No | Yes | No | Yes | M. L.: MFG/MD/2021/000369 |  | 3 | ADLER PRODUCTS\CANNULATED CANCELLOUS SCREWS 4.0MM | 0 | Initial issue | N | BONE SCREWS |  | 1 | No | Yes | Yes | Yes | N. A.
B0232 | B0233.30 | CANNULATED CANCELLOUS SCREW, ADLER, DIA. 4.0MM, LONG THREADED, HEX. SLOT, 30MM |  | B0232.00 | 07 | 2018-06-06 | N. A. | N. A. | N. A. | QPF/B0232 | 01 | 2014-12-27 | N. A. | N. A. | N. A. | PS/B0232 | 06 | 2018-10-06 | 2022-12-01 | 2019-12-01 | N. A. | B0232 | TMF-1 | IU/1 | Class C | FINISHED GOODS | ADLER™ | CANNULATED CANCELLOUS SCREW | DIA. 4.0MM, LONG THREADED, 30MM | 16 | No | Yes |  | No | N. A. | No | N. A. | No | Yes | No | Yes | M. L.: MFG/MD/2021/000369 |  | 3 | ADLER PRODUCTS\CANNULATED CANCELLOUS SCREWS 4.0MM | 0 | Initial issue | N | BONE SCREWS |  | 1 | No | Yes | Yes | Yes | N. A.
B0232 | B0233.32 | CANNULATED CANCELLOUS SCREW, ADLER, DIA. 4.0MM, LONG THREADED, HEX. SLOT, 32MM |  | B0232.00 | 07 | 2018-06-06 | N. A. | N. A. | N. A. | QPF/B0232 | 01 | 2014-12-27 | N. A. | N. A. | N. A. | PS/B0232 | 06 | 2018-10-06 | 2022-12-01 | 2019-12-01 | N. A. | B0232 | TMF-1 | IU/1 | Class C | FINISHED GOODS | ADLER™ | CANNULATED CANCELLOUS SCREW | DIA. 4.0MM, LONG THREADED, 32MM | 16 | No | Yes |  | No | N. A. | No | N. A. | No | Yes | No | Yes | M. L.: MFG/MD/2021/000369 |  | 3 | ADLER PRODUCTS\CANNULATED CANCELLOUS SCREWS 4.0MM | 0 | Initial issue | N | BONE SCREWS |  | 1 | No | Yes | Yes | Yes | N. A.
B0232 | B0233.36 | CANNULATED CANCELLOUS SCREW, ADLER, DIA. 4.0MM, LONG THREADED, HEX. SLOT, 36MM |  | B0232.00 | 07 | 2018-06-06 | N. A. | N. A. | N. A. | QPF/B0232 | 01 | 2014-12-27 | N. A. | N. A. | N. A. | PS/B0232 | 06 | 2018-10-06 | 2022-12-01 | 2019-12-01 | N. A. | B0232 | TMF-1 | IU/1 | Class C | FINISHED GOODS | ADLER™ | CANNULATED CANCELLOUS SCREW | DIA. 4.0MM, LONG THREADED, 36MM | 16 | No | Yes |  | No | N. A. | No | N. A. | No | Yes | No | Yes | M. L.: MFG/MD/2021/000369 |  | 3 | ADLER PRODUCTS\CANNULATED CANCELLOUS SCREWS 4.0MM | 0 | Initial issue | N | BONE SCREWS |  | 1 | No | Yes | Yes | Yes | N. A.
B0232 | B0233.38 | CANNULATED CANCELLOUS SCREW, ADLER, DIA. 4.0MM, LONG THREADED, HEX. SLOT, 38MM |  | B0232.00 | 07 | 2018-06-06 | N. A. | N. A. | N. A. | QPF/B0232 | 01 | 2014-12-27 | N. A. | N. A. | N. A. | PS/B0232 | 06 | 2018-10-06 | 2022-12-01 | 2019-12-01 | N. A. | B0232 | TMF-1 | IU/1 | Class C | FINISHED GOODS | ADLER™ | CANNULATED CANCELLOUS SCREW | DIA. 4.0MM, LONG THREADED, 38MM | 16 | No | Yes |  | No | N. A. | No | N. A. | No | Yes | No | Yes | M. L.: MFG/MD/2021/000369 |  | 3 | ADLER PRODUCTS\CANNULATED CANCELLOUS SCREWS 4.0MM | 0 | Initial issue | N | BONE SCREWS |  | 1 | No | Yes | Yes | Yes | N. A.
B0232 | B0233.40 | CANNULATED CANCELLOUS SCREW, ADLER, DIA. 4.0MM, LONG THREADED, HEX. SLOT, 40MM |  | B0232.00 | 07 | 2018-06-06 | N. A. | N. A. | N. A. | QPF/B0232 | 01 | 2014-12-27 | N. A. | N. A. | N. A. | PS/B0232 | 06 | 2018-10-06 | 2022-12-01 | 2019-12-01 | N. A. | B0232 | TMF-1 | IU/1 | Class C | FINISHED GOODS | ADLER™ | CANNULATED CANCELLOUS SCREW | DIA. 4.0MM, LONG THREADED, 40MM | 16 | No | Yes |  | No | N. A. | No | N. A. | No | Yes | No | Yes | M. L.: MFG/MD/2021/000369 |  | 3 | ADLER PRODUCTS\CANNULATED CANCELLOUS SCREWS 4.0MM | 0 | Initial issue | N | BONE SCREWS |  | 1 | No | Yes | Yes | Yes | N. A.
B0232 | B0233.42 | CANNULATED CANCELLOUS SCREW, ADLER, DIA. 4.0MM, LONG THREADED, HEX. SLOT, 42MM |  | B0232.00 | 07 | 2018-06-06 | N. A. | N. A. | N. A. | QPF/B0232 | 01 | 2014-12-27 | N. A. | N. A. | N. A. | PS/B0232 | 06 | 2018-10-06 | 2022-12-01 | 2019-12-01 | N. A. | B0232 | TMF-1 | IU/1 | Class C | FINISHED GOODS | ADLER™ | CANNULATED CANCELLOUS SCREW | DIA. 4.0MM, LONG THREADED, 42MM | 16 | No | Yes |  | No | N. A. | No | N. A. | No | Yes | No | Yes | M. L.: MFG/MD/2021/000369 |  | 3 | ADLER PRODUCTS\CANNULATED CANCELLOUS SCREWS 4.0MM | 0 | Initial issue | N | BONE SCREWS |  | 1 | No | Yes | Yes | Yes | N. A.
B0232 | B0233.44 | CANNULATED CANCELLOUS SCREW, ADLER, DIA. 4.0MM, LONG THREADED, HEX. SLOT, 44MM |  | B0232.00 | 07 | 2018-06-06 | N. A. | N. A. | N. A. | QPF/B0232 | 01 | 2014-12-27 | N. A. | N. A. | N. A. | PS/B0232 | 06 | 2018-10-06 | 2022-12-01 | 2019-12-01 | N. A. | B0232 | TMF-1 | IU/1 | Class C | FINISHED GOODS | ADLER™ | CANNULATED CANCELLOUS SCREW | DIA. 4.0MM, LONG THREADED, 44MM | 16 | No | Yes |  | No | N. A. | No | N. A. | No | Yes | No | Yes | M. L.: MFG/MD/2021/000369 |  | 3 | ADLER PRODUCTS\CANNULATED CANCELLOUS SCREWS 4.0MM | 0 | Initial issue | Y | BONE SCREWS |  | 1 | No | Yes | Yes | Yes | N. A.
B0232 | B0233.46 | CANNULATED CANCELLOUS SCREW, ADLER, DIA. 4.0MM, LONG THREADED, HEX. SLOT, 46MM |  | B0232.00 | 07 | 2018-06-06 | N. A. | N. A. | N. A. | QPF/B0232 | 01 | 2014-12-27 | N. A. | N. A. | N. A. | PS/B0232 | 06 | 2018-10-06 | 2022-12-01 | 2019-12-01 | N. A. | B0232 | TMF-1 | IU/1 | Class C | FINISHED GOODS | ADLER™ | CANNULATED CANCELLOUS SCREW | DIA. 4.0MM, LONG THREADED, 46MM | 16 | No | Yes |  | No | N. A. | No | N. A. | No | Yes | No | Yes | M. L.: MFG/MD/2021/000369 |  | 3 | ADLER PRODUCTS\CANNULATED CANCELLOUS SCREWS 4.0MM | 0 | Initial issue | N | BONE SCREWS |  | 1 | No | Yes | Yes | Yes | N. A.
B0232 | B0233.48 | CANNULATED CANCELLOUS SCREW, ADLER, DIA. 4.0MM, LONG THREADED, HEX. SLOT, 48MM |  | B0232.00 | 07 | 2018-06-06 | N. A. | N. A. | N. A. | QPF/B0232 | 01 | 2014-12-27 | N. A. | N. A. | N. A. | PS/B0232 | 06 | 2018-10-06 | 2022-12-01 | 2019-12-01 | N. A. | B0232 | TMF-1 | IU/1 | Class C | FINISHED GOODS | ADLER™ | CANNULATED CANCELLOUS SCREW | DIA. 4.0MM, LONG THREADED, 48MM | 16 | No | Yes |  | No | N. A. | No | N. A. | No | Yes | No | Yes | M. L.: MFG/MD/2021/000369 |  | 3 | ADLER PRODUCTS\CANNULATED CANCELLOUS SCREWS 4.0MM | 0 | Initial issue | N | BONE SCREWS |  | 1 | No | Yes | Yes | Yes | N. A.
B0232 | B0233.50 | CANNULATED CANCELLOUS SCREW, ADLER, DIA. 4.0MM, LONG THREADED, HEX. SLOT, 50MM |  | B0232.00 | 07 | 2018-06-06 | N. A. | N. A. | N. A. | QPF/B0232 | 01 | 2014-12-27 | N. A. | N. A. | N. A. | PS/B0232 | 06 | 2018-10-06 | 2022-12-01 | 2019-12-01 | N. A. | B0232 | TMF-1 | IU/1 | Class C | FINISHED GOODS | ADLER™ | CANNULATED CANCELLOUS SCREW | DIA. 4.0MM, LONG THREADED, 50MM | 16 | No | Yes |  | No | N. A. | No | N. A. | No | Yes | No | Yes | M. L.: MFG/MD/2021/000369 |  | 3 | ADLER PRODUCTS\CANNULATED CANCELLOUS SCREWS 4.0MM | 0 | Initial issue | N | BONE SCREWS |  | 1 | No | Yes | Yes | Yes | N. A.
B0232 | B0234.10 | CANNULATED CANCELLOUS SCREW, S`RUT, DIA. 4.0MM, SHORT THREADED, HEX. SLOT, 10MM |  | B0232.00 | 07 | 2018-06-06 | N. A. | N. A. | N. A. | QPF/B0232 | 01 | 2014-12-27 | N. A. | N. A. | N. A. | PS/B0232 | 06 | 2018-10-06 | 2022-12-01 | 2019-12-01 | N. A. | B0232 | TMF-1 | IU/1 | Class C | FINISHED GOODS | SUSHRUT™ | CANNULATED CANCELLOUS SCREW | DIA. 4.0MM, SHORT THREADED, 10MM | 16 | No | Yes |  | No | N. A. | No | N. A. | No | Yes | No | Yes | M. L.: MFG/MD/2021/000369 |  | 3 | SUSHRUT PRODUCTS\CANNULATED CANCELLOUS SCREWS 4.0MM | 0 | Initial issue | Y | BONE SCREWS |  | 1 | No | Yes | Yes | Yes | N. A.
B0232 | B0234.12 | CANNULATED CANCELLOUS SCREW, S`RUT, DIA. 4.0MM, SHORT THREADED, HEX. SLOT, 12MM |  | B0232.00 | 07 | 2018-06-06 | N. A. | N. A. | N. A. | QPF/B0232 | 01 | 2014-12-27 | N. A. | N. A. | N. A. | PS/B0232 | 06 | 2018-10-06 | 2022-12-01 | 2019-12-01 | N. A. | B0232 | TMF-1 | IU/1 | Class C | FINISHED GOODS | SUSHRUT™ | CANNULATED CANCELLOUS SCREW | DIA. 4.0MM, SHORT THREADED, 12MM | 16 | No | Yes |  | No | N. A. | No | N. A. | No | Yes | No | Yes | M. L.: MFG/MD/2021/000369 |  | 3 | SUSHRUT PRODUCTS\CANNULATED CANCELLOUS SCREWS 4.0MM | 0 | Initial issue | N | BONE SCREWS |  | 1 | No | Yes | Yes | Yes | N. A.
B0232 | B0234.14 | CANNULATED CANCELLOUS SCREW, S`RUT, DIA. 4.0MM, SHORT THREADED, HEX. SLOT, 14MM |  | B0232.00 | 07 | 2018-06-06 | N. A. | N. A. | N. A. | QPF/B0232 | 01 | 2014-12-27 | N. A. | N. A. | N. A. | PS/B0232 | 06 | 2018-10-06 | 2022-12-01 | 2019-12-01 | N. A. | B0232 | TMF-1 | IU/1 | Class C | FINISHED GOODS | SUSHRUT™ | CANNULATED CANCELLOUS SCREW | DIA. 4.0MM, SHORT THREADED, 14MM | 16 | No | Yes |  | No | N. A. | No | N. A. | No | Yes | No | Yes | M. L.: MFG/MD/2021/000369 |  | 3 | SUSHRUT PRODUCTS\CANNULATED CANCELLOUS SCREWS 4.0MM | 0 | Initial issue | N | BONE SCREWS |  | 1 | No | Yes | Yes | Yes | N. A.
B0232 | B0234.16 | CANNULATED CANCELLOUS SCREW, S`RUT, DIA. 4.0MM, SHORT THREADED, HEX. SLOT, 16MM |  | B0232.00 | 07 | 2018-06-06 | N. A. | N. A. | N. A. | QPF/B0232 | 01 | 2014-12-27 | N. A. | N. A. | N. A. | PS/B0232 | 06 | 2018-10-06 | 2022-12-01 | 2019-12-01 | N. A. | B0232 | TMF-1 | IU/1 | Class C | FINISHED GOODS | SUSHRUT™ | CANNULATED CANCELLOUS SCREW | DIA. 4.0MM, SHORT THREADED, 16MM | 16 | No | Yes |  | No | N. A. | No | N. A. | No | Yes | No | Yes | M. L.: MFG/MD/2021/000369 |  | 3 | SUSHRUT PRODUCTS\CANNULATED CANCELLOUS SCREWS 4.0MM | 0 | Initial issue | N | BONE SCREWS |  | 1 | No | Yes | Yes | Yes | N. A.
B0232 | B0234.18 | CANNULATED CANCELLOUS SCREW, S`RUT, DIA. 4.0MM, SHORT THREADED, HEX. SLOT, 18MM |  | B0232.00 | 07 | 2018-06-06 | N. A. | N. A. | N. A. | QPF/B0232 | 01 | 2014-12-27 | N. A. | N. A. | N. A. | PS/B0232 | 06 | 2018-10-06 | 2022-12-01 | 2019-12-01 | N. A. | B0232 | TMF-1 | IU/1 | Class C | FINISHED GOODS | SUSHRUT™ | CANNULATED CANCELLOUS SCREW | DIA. 4.0MM, SHORT THREADED, 18MM | 16 | No | Yes |  | No | N. A. | No | N. A. | No | Yes | No | Yes | M. L.: MFG/MD/2021/000369 |  | 3 | SUSHRUT PRODUCTS\CANNULATED CANCELLOUS SCREWS 4.0MM | 0 | Initial issue | N | BONE SCREWS |  | 1 | No | Yes | Yes | Yes | N. A.
B0232 | B0234.20 | CANNULATED CANCELLOUS SCREW, S`RUT, DIA. 4.0MM, SHORT THREADED, HEX. SLOT, 20MM |  | B0232.00 | 07 | 2018-06-06 | N. A. | N. A. | N. A. | QPF/B0232 | 01 | 2014-12-27 | N. A. | N. A. | N. A. | PS/B0232 | 06 | 2018-10-06 | 2022-12-01 | 2019-12-01 | N. A. | B0232 | TMF-1 | IU/1 | Class C | FINISHED GOODS | SUSHRUT™ | CANNULATED CANCELLOUS SCREW | DIA. 4.0MM, SHORT THREADED, 20MM | 16 | No | Yes |  | No | N. A. | No | N. A. | No | Yes | No | Yes | M. L.: MFG/MD/2021/000369 |  | 3 | SUSHRUT PRODUCTS\CANNULATED CANCELLOUS SCREWS 4.0MM | 0 | Initial issue | N | BONE SCREWS |  | 1 | No | Yes | Yes | Yes | N. A.
B0232 | B0234.22 | CANNULATED CANCELLOUS SCREW, S`RUT, DIA. 4.0MM, SHORT THREADED, HEX. SLOT, 22MM |  | B0232.00 | 07 | 2018-06-06 | N. A. | N. A. | N. A. | QPF/B0232 | 01 | 2014-12-27 | N. A. | N. A. | N. A. | PS/B0232 | 06 | 2018-10-06 | 2022-12-01 | 2019-12-01 | N. A. | B0232 | TMF-1 | IU/1 | Class C | FINISHED GOODS | SUSHRUT™ | CANNULATED CANCELLOUS SCREW | DIA. 4.0MM, SHORT THREADED, 22MM | 16 | No | Yes |  | No | N. A. | No | N. A. | No | Yes | No | Yes | M. L.: MFG/MD/2021/000369 |  | 3 | SUSHRUT PRODUCTS\CANNULATED CANCELLOUS SCREWS 4.0MM | 0 | Initial issue | N | BONE SCREWS |  | 1 | No | Yes | Yes | Yes | N. A.
B0232 | B0234.24 | CANNULATED CANCELLOUS SCREW, S`RUT, DIA. 4.0MM, SHORT THREADED, HEX. SLOT, 24MM |  | B0232.00 | 07 | 2018-06-06 | N. A. | N. A. | N. A. | QPF/B0232 | 01 | 2014-12-27 | N. A. | N. A. | N. A. | PS/B0232 | 06 | 2018-10-06 | 2022-12-01 | 2019-12-01 | N. A. | B0232 | TMF-1 | IU/1 | Class C | FINISHED GOODS | SUSHRUT™ | CANNULATED CANCELLOUS SCREW | DIA. 4.0MM, SHORT THREADED, 24MM | 16 | No | Yes |  | No | N. A. | No | N. A. | No | Yes | No | Yes | M. L.: MFG/MD/2021/000369 |  | 3 | SUSHRUT PRODUCTS\CANNULATED CANCELLOUS SCREWS 4.0MM | 0 | Initial issue | N | BONE SCREWS |  | 1 | No | Yes | Yes | Yes | N. A.
B0232 | B0234.25 | CANNULATED CANCELLOUS SCREW, S`RUT, DIA. 4.0MM, SHORT THREADED, HEX. SLOT, 25MM |  | B0232.00 | 07 | 2018-06-06 | N. A. | N. A. | N. A. | QPF/B0232 | 01 | 2014-12-27 | N. A. | N. A. | N. A. | PS/B0232 | 06 | 2018-10-06 | 2022-12-01 | 2019-12-01 | N. A. | B0232 | TMF-1 | IU/1 | Class C | FINISHED GOODS | SUSHRUT™ | CANNULATED CANCELLOUS SCREW | DIA. 4.0MM, SHORT THREADED, 25MM | 16 | No | Yes |  | No | N. A. | No | N. A. | No | Yes | No | Yes | M. L.: MFG/MD/2021/000369 |  | 3 | SUSHRUT PRODUCTS\CANNULATED CANCELLOUS SCREWS 4.0MM | 0 | Initial issue | Y | BONE SCREWS |  | 1 | No | Yes | Yes | Yes | N. A.
B0232 | B0234.26 | CANNULATED CANCELLOUS SCREW, S`RUT, DIA. 4.0MM, SHORT THREADED, HEX. SLOT, 26MM |  | B0232.00 | 07 | 2018-06-06 | N. A. | N. A. | N. A. | QPF/B0232 | 01 | 2014-12-27 | N. A. | N. A. | N. A. | PS/B0232 | 06 | 2018-10-06 | 2022-12-01 | 2019-12-01 | N. A. | B0232 | TMF-1 | IU/1 | Class C | FINISHED GOODS | SUSHRUT™ | CANNULATED CANCELLOUS SCREW | DIA. 4.0MM, SHORT THREADED, 26MM | 16 | No | Yes |  | No | N. A. | No | N. A. | No | Yes | No | Yes | M. L.: MFG/MD/2021/000369 |  | 3 | SUSHRUT PRODUCTS\CANNULATED CANCELLOUS SCREWS 4.0MM | 0 | Initial issue | N | BONE SCREWS |  | 1 | No | Yes | Yes | Yes | N. A.
B0232 | B0234.28 | CANNULATED CANCELLOUS SCREW, S`RUT, DIA. 4.0MM, SHORT THREADED, HEX. SLOT, 28MM |  | B0232.00 | 07 | 2018-06-06 | N. A. | N. A. | N. A. | QPF/B0232 | 01 | 2014-12-27 | N. A. | N. A. | N. A. | PS/B0232 | 06 | 2018-10-06 | 2022-12-01 | 2019-12-01 | N. A. | B0232 | TMF-1 | IU/1 | Class C | FINISHED GOODS | SUSHRUT™ | CANNULATED CANCELLOUS SCREW | DIA. 4.0MM, SHORT THREADED, 28MM | 16 | No | Yes |  | No | N. A. | No | N. A. | No | Yes | No | Yes | M. L.: MFG/MD/2021/000369 |  | 3 | SUSHRUT PRODUCTS\CANNULATED CANCELLOUS SCREWS 4.0MM | 0 | Initial issue | N | BONE SCREWS |  | 1 | No | Yes | Yes | Yes | N. A.
B0232 | B0234.30 | CANNULATED CANCELLOUS SCREW, S`RUT, DIA. 4.0MM, SHORT THREADED, HEX. SLOT, 30MM |  | B0232.00 | 07 | 2018-06-06 | N. A. | N. A. | N. A. | QPF/B0232 | 01 | 2014-12-27 | N. A. | N. A. | N. A. | PS/B0232 | 06 | 2018-10-06 | 2022-12-01 | 2019-12-01 | N. A. | B0232 | TMF-1 | IU/1 | Class C | FINISHED GOODS | SUSHRUT™ | CANNULATED CANCELLOUS SCREW | DIA. 4.0MM, SHORT THREADED, 30MM | 16 | No | Yes |  | No | N. A. | No | N. A. | No | Yes | No | Yes | M. L.: MFG/MD/2021/000369 |  | 3 | SUSHRUT PRODUCTS\CANNULATED CANCELLOUS SCREWS 4.0MM | 0 | Initial issue | N | BONE SCREWS |  | 1 | No | Yes | Yes | Yes | N. A.
B0232 | B0234.32 | CANNULATED CANCELLOUS SCREW, S`RUT, DIA. 4.0MM, SHORT THREADED, HEX. SLOT, 32MM |  | B0232.00 | 07 | 2018-06-06 | N. A. | N. A. | N. A. | QPF/B0232 | 01 | 2014-12-27 | N. A. | N. A. | N. A. | PS/B0232 | 06 | 2018-10-06 | 2022-12-01 | 2019-12-01 | N. A. | B0232 | TMF-1 | IU/1 | Class C | FINISHED GOODS | SUSHRUT™ | CANNULATED CANCELLOUS SCREW | DIA. 4.0MM, SHORT THREADED, 32MM | 16 | No | Yes |  | No | N. A. | No | N. A. | No | Yes | No | Yes | M. L.: MFG/MD/2021/000369 |  | 3 | SUSHRUT PRODUCTS\CANNULATED CANCELLOUS SCREWS 4.0MM | 0 | Initial issue | N | BONE SCREWS |  | 1 | No | Yes | Yes | Yes | N. A.
B0232 | B0234.34 | CANNULATED CANCELLOUS SCREW, S`RUT, DIA. 4.0MM, SHORT THREADED, HEX. SLOT, 34MM |  | B0232.00 | 07 | 2018-06-06 | N. A. | N. A. | N. A. | QPF/B0232 | 01 | 2014-12-27 | N. A. | N. A. | N. A. | PS/B0232 | 06 | 2018-10-06 | 2022-12-01 | 2019-12-01 | N. A. | B0232 | TMF-1 | IU/1 | Class C | FINISHED GOODS | SUSHRUT™ | CANNULATED CANCELLOUS SCREW | DIA. 4.0MM, SHORT THREADED, 34MM | 16 | No | Yes |  | No | N. A. | No | N. A. | No | Yes | No | Yes | M. L.: MFG/MD/2021/000369 |  | 3 | SUSHRUT PRODUCTS\CANNULATED CANCELLOUS SCREWS 4.0MM | 0 | Initial issue | N | BONE SCREWS |  | 1 | No | Yes | Yes | Yes | N. A.
B0232 | B0234.35 | CANNULATED CANCELLOUS SCREW, S`RUT, DIA. 4.0MM, SHORT THREADED, HEX. SLOT, 35MM |  | B0232.00 | 07 | 2018-06-06 | N. A. | N. A. | N. A. | QPF/B0232 | 01 | 2014-12-27 | N. A. | N. A. | N. A. | PS/B0232 | 06 | 2018-10-06 | 2022-12-01 | 2019-12-01 | N. A. | B0232 | TMF-1 | IU/1 | Class C | FINISHED GOODS | SUSHRUT™ | CANNULATED CANCELLOUS SCREW | DIA. 4.0MM, SHORT THREADED, 35MM | 16 | No | Yes |  | No | N. A. | No | N. A. | No | Yes | No | Yes | M. L.: MFG/MD/2021/000369 |  | 3 | SUSHRUT PRODUCTS\CANNULATED CANCELLOUS SCREWS 4.0MM | 0 | Initial issue | N | BONE SCREWS |  | 1 | No | Yes | Yes | Yes | N. A.
B0232 | B0234.36 | CANNULATED CANCELLOUS SCREW, S`RUT, DIA. 4.0MM, SHORT THREADED, HEX. SLOT, 36MM |  | B0232.00 | 07 | 2018-06-06 | N. A. | N. A. | N. A. | QPF/B0232 | 01 | 2014-12-27 | N. A. | N. A. | N. A. | PS/B0232 | 06 | 2018-10-06 | 2022-12-01 | 2019-12-01 | N. A. | B0232 | TMF-1 | IU/1 | Class C | FINISHED GOODS | SUSHRUT™ | CANNULATED CANCELLOUS SCREW | DIA. 4.0MM, SHORT THREADED, 36MM | 16 | No | Yes |  | No | N. A. | No | N. A. | No | Yes | No | Yes | M. L.: MFG/MD/2021/000369 |  | 3 | SUSHRUT PRODUCTS\CANNULATED CANCELLOUS SCREWS 4.0MM | 0 | Initial issue | N | BONE SCREWS |  | 1 | No | Yes | Yes | Yes | N. A.
B0232 | B0234.38 | CANNULATED CANCELLOUS SCREW, S`RUT, DIA. 4.0MM, SHORT THREADED, HEX. SLOT, 38MM |  | B0232.00 | 07 | 2018-06-06 | N. A. | N. A. | N. A. | QPF/B0232 | 01 | 2014-12-27 | N. A. | N. A. | N. A. | PS/B0232 | 06 | 2018-10-06 | 2022-12-01 | 2019-12-01 | N. A. | B0232 | TMF-1 | IU/1 | Class C | FINISHED GOODS | SUSHRUT™ | CANNULATED CANCELLOUS SCREW | DIA. 4.0MM, SHORT THREADED, 38MM | 16 | No | Yes |  | No | N. A. | No | N. A. | No | Yes | No | Yes | M. L.: MFG/MD/2021/000369 |  | 3 | SUSHRUT PRODUCTS\CANNULATED CANCELLOUS SCREWS 4.0MM | 0 | Initial issue | N | BONE SCREWS |  | 1 | No | Yes | Yes | Yes | N. A.
B0232 | B0234.40 | CANNULATED CANCELLOUS SCREW, S`RUT, DIA. 4.0MM, SHORT THREADED, HEX. SLOT, 40MM |  | B0232.00 | 07 | 2018-06-06 | N. A. | N. A. | N. A. | QPF/B0232 | 01 | 2014-12-27 | N. A. | N. A. | N. A. | PS/B0232 | 06 | 2018-10-06 | 2022-12-01 | 2019-12-01 | N. A. | B0232 | TMF-1 | IU/1 | Class C | FINISHED GOODS | SUSHRUT™ | CANNULATED CANCELLOUS SCREW | DIA. 4.0MM, SHORT THREADED, 40MM | 16 | No | Yes |  | No | N. A. | No | N. A. | No | Yes | No | Yes | M. L.: MFG/MD/2021/000369 |  | 3 | SUSHRUT PRODUCTS\CANNULATED CANCELLOUS SCREWS 4.0MM | 0 | Initial issue | N | BONE SCREWS |  | 1 | No | Yes | Yes | Yes | N. A.
B0232 | B0234.42 | CANNULATED CANCELLOUS SCREW, S`RUT, DIA. 4.0MM, SHORT THREADED, HEX. SLOT, 42MM |  | B0232.00 | 07 | 2018-06-06 | N. A. | N. A. | N. A. | QPF/B0232 | 01 | 2014-12-27 | N. A. | N. A. | N. A. | PS/B0232 | 06 | 2018-10-06 | 2022-12-01 | 2019-12-01 | N. A. | B0232 | TMF-1 | IU/1 | Class C | FINISHED GOODS | SUSHRUT™ | CANNULATED CANCELLOUS SCREW | DIA. 4.0MM, SHORT THREADED, 42MM | 16 | No | Yes |  | No | N. A. | No | N. A. | No | Yes | No | Yes | M. L.: MFG/MD/2021/000369 |  | 3 | SUSHRUT PRODUCTS\CANNULATED CANCELLOUS SCREWS 4.0MM | 0 | Initial issue | N | BONE SCREWS |  | 1 | No | Yes | Yes | Yes | N. A.
B0232 | B0234.44 | CANNULATED CANCELLOUS SCREW, S`RUT, DIA. 4.0MM, SHORT THREADED, HEX. SLOT, 44MM |  | B0232.00 | 07 | 2018-06-06 | N. A. | N. A. | N. A. | QPF/B0232 | 01 | 2014-12-27 | N. A. | N. A. | N. A. | PS/B0232 | 06 | 2018-10-06 | 2022-12-01 | 2019-12-01 | N. A. | B0232 | TMF-1 | IU/1 | Class C | FINISHED GOODS | SUSHRUT™ | CANNULATED CANCELLOUS SCREW | DIA. 4.0MM, SHORT THREADED, 44MM | 16 | No | Yes |  | No | N. A. | No | N. A. | No | Yes | No | Yes | M. L.: MFG/MD/2021/000369 |  | 3 | SUSHRUT PRODUCTS\CANNULATED CANCELLOUS SCREWS 4.0MM | 0 | Initial issue | N | BONE SCREWS |  | 1 | No | Yes | Yes | Yes | N. A.
B0232 | B0234.45 | CANNULATED CANCELLOUS SCREW, S`RUT, DIA. 4.0MM, SHORT THREADED, HEX. SLOT, 45MM |  | B0232.00 | 07 | 2018-06-06 | N. A. | N. A. | N. A. | QPF/B0232 | 01 | 2014-12-27 | N. A. | N. A. | N. A. | PS/B0232 | 06 | 2018-10-06 | 2022-12-01 | 2019-12-01 | N. A. | B0232 | TMF-1 | IU/1 | Class C | FINISHED GOODS | SUSHRUT™ | CANNULATED CANCELLOUS SCREW | DIA. 4.0MM, SHORT THREADED, 45MM | 16 | No | Yes |  | No | N. A. | No | N. A. | No | Yes | No | Yes | M. L.: MFG/MD/2021/000369 |  | 3 | SUSHRUT PRODUCTS\CANNULATED CANCELLOUS SCREWS 4.0MM | 0 | Initial issue | N | BONE SCREWS |  | 1 | No | Yes | Yes | Yes | N. A.
B0232 | B0234.46 | CANNULATED CANCELLOUS SCREW, S`RUT, DIA. 4.0MM, SHORT THREADED, HEX. SLOT, 46MM |  | B0232.00 | 07 | 2018-06-06 | N. A. | N. A. | N. A. | QPF/B0232 | 01 | 2014-12-27 | N. A. | N. A. | N. A. | PS/B0232 | 06 | 2018-10-06 | 2022-12-01 | 2019-12-01 | N. A. | B0232 | TMF-1 | IU/1 | Class C | FINISHED GOODS | SUSHRUT™ | CANNULATED CANCELLOUS SCREW | DIA. 4.0MM, SHORT THREADED, 46MM | 16 | No | Yes |  | No | N. A. | No | N. A. | No | Yes | No | Yes | M. L.: MFG/MD/2021/000369 |  | 3 | SUSHRUT PRODUCTS\CANNULATED CANCELLOUS SCREWS 4.0MM | 0 | Initial issue | N | BONE SCREWS |  | 1 | No | Yes | Yes | Yes | N. A.
B0232 | B0234.48 | CANNULATED CANCELLOUS SCREW, S`RUT, DIA. 4.0MM, SHORT THREADED, HEX. SLOT, 48MM |  | B0232.00 | 07 | 2018-06-06 | N. A. | N. A. | N. A. | QPF/B0232 | 01 | 2014-12-27 | N. A. | N. A. | N. A. | PS/B0232 | 06 | 2018-10-06 | 2022-12-01 | 2019-12-01 | N. A. | B0232 | TMF-1 | IU/1 | Class C | FINISHED GOODS | SUSHRUT™ | CANNULATED CANCELLOUS SCREW | DIA. 4.0MM, SHORT THREADED, 48MM | 16 | No | Yes |  | No | N. A. | No | N. A. | No | Yes | No | Yes | M. L.: MFG/MD/2021/000369 |  | 3 | SUSHRUT PRODUCTS\CANNULATED CANCELLOUS SCREWS 4.0MM | 0 | Initial issue | N | BONE SCREWS |  | 1 | No | Yes | Yes | Yes | N. A.
B0232 | B0234.50 | CANNULATED CANCELLOUS SCREW, S`RUT, DIA. 4.0MM, SHORT THREADED, HEX. SLOT, 50MM |  | B0232.00 | 07 | 2018-06-06 | N. A. | N. A. | N. A. | QPF/B0232 | 01 | 2014-12-27 | N. A. | N. A. | N. A. | PS/B0232 | 06 | 2018-10-06 | 2022-12-01 | 2019-12-01 | N. A. | B0232 | TMF-1 | IU/1 | Class C | FINISHED GOODS | SUSHRUT™ | CANNULATED CANCELLOUS SCREW | DIA. 4.0MM, SHORT THREADED, 50MM | 16 | No | Yes |  | No | N. A. | No | N. A. | No | Yes | No | Yes | M. L.: MFG/MD/2021/000369 |  | 3 | SUSHRUT PRODUCTS\CANNULATED CANCELLOUS SCREWS 4.0MM | 0 | Initial issue | N | BONE SCREWS |  | 1 | No | Yes | Yes | Yes | N. A.
B0232 | B0234.52 | CANNULATED CANCELLOUS SCREW, S`RUT, DIA. 4.0MM, SHORT THREADED, HEX. SLOT, 52MM |  | B0232.00 | 07 | 2018-06-06 | N. A. | N. A. | N. A. | QPF/B0232 | 01 | 2014-12-27 | N. A. | N. A. | N. A. | PS/B0232 | 06 | 2018-10-06 | 2022-12-01 | 2019-12-01 | N. A. | B0232 | TMF-1 | IU/1 | Class C | FINISHED GOODS | SUSHRUT™ | CANNULATED CANCELLOUS SCREW | DIA. 4.0MM, SHORT THREADED, 52MM | 16 | No | Yes |  | No | N. A. | No | N. A. | No | Yes | No | Yes | M. L.: MFG/MD/2021/000369 |  | 3 | SUSHRUT PRODUCTS\CANNULATED CANCELLOUS SCREWS 4.0MM | 0 | Initial issue | Y | BONE SCREWS |  | 1 | No | Yes | Yes | Yes | N. A.
B0232 | B0234.54 | CANNULATED CANCELLOUS SCREW, S`RUT, DIA. 4.0MM, SHORT THREADED, HEX. SLOT, 54MM |  | B0232.00 | 07 | 2018-06-06 | N. A. | N. A. | N. A. | QPF/B0232 | 01 | 2014-12-27 | N. A. | N. A. | N. A. | PS/B0232 | 06 | 2018-10-06 | 2022-12-01 | 2019-12-01 | N. A. | B0232 | TMF-1 | IU/1 | Class C | FINISHED GOODS | SUSHRUT™ | CANNULATED CANCELLOUS SCREW | DIA. 4.0MM, SHORT THREADED, 54MM | 16 | No | Yes |  | No | N. A. | No | N. A. | No | Yes | No | Yes | M. L.: MFG/MD/2021/000369 |  | 3 | SUSHRUT PRODUCTS\CANNULATED CANCELLOUS SCREWS 4.0MM | 0 | Initial issue | Y | BONE SCREWS |  | 1 | No | Yes | Yes | Yes | N. A.
B0232 | B0234.55 | CANNULATED CANCELLOUS SCREW, S`RUT, DIA. 4.0MM, SHORT THREADED, HEX. SLOT, 55MM |  | B0232.00 | 07 | 2018-06-06 | N. A. | N. A. | N. A. | QPF/B0232 | 01 | 2014-12-27 | N. A. | N. A. | N. A. | PS/B0232 | 06 | 2018-10-06 | 2022-12-01 | 2019-12-01 | N. A. | B0232 | TMF-1 | IU/1 | Class C | FINISHED GOODS | SUSHRUT™ | CANNULATED CANCELLOUS SCREW | DIA. 4.0MM, SHORT THREADED, 55MM | 16 | No | Yes |  | No | N. A. | No | N. A. | No | Yes | No | Yes | M. L.: MFG/MD/2021/000369 |  | 3 | SUSHRUT PRODUCTS\CANNULATED CANCELLOUS SCREWS 4.0MM | 0 | Initial issue | N | BONE SCREWS |  | 1 | No | Yes | Yes | Yes | N. A.
B0232 | B0234.56 | CANNULATED CANCELLOUS SCREW, S`RUT, DIA. 4.0MM, SHORT THREADED, HEX. SLOT, 56MM |  | B0232.00 | 07 | 2018-06-06 | N. A. | N. A. | N. A. | QPF/B0232 | 01 | 2014-12-27 | N. A. | N. A. | N. A. | PS/B0232 | 06 | 2018-10-06 | 2022-12-01 | 2019-12-01 | N. A. | B0232 | TMF-1 | IU/1 | Class C | FINISHED GOODS | SUSHRUT™ | CANNULATED CANCELLOUS SCREW | DIA. 4.0MM, SHORT THREADED, 56MM | 16 | No | Yes |  | No | N. A. | No | N. A. | No | Yes | No | Yes | M. L.: MFG/MD/2021/000369 |  | 3 | SUSHRUT PRODUCTS\CANNULATED CANCELLOUS SCREWS 4.0MM | 0 | Initial issue | Y | BONE SCREWS |  | 1 | No | Yes | Yes | Yes | N. A.
B0232 | B0234.58 | CANNULATED CANCELLOUS SCREW, S`RUT, DIA. 4.0MM, SHORT THREADED, HEX. SLOT, 58MM |  | B0232.00 | 07 | 2018-06-06 | N. A. | N. A. | N. A. | QPF/B0232 | 01 | 2014-12-27 | N. A. | N. A. | N. A. | PS/B0232 | 06 | 2018-10-06 | 2022-12-01 | 2019-12-01 | N. A. | B0232 | TMF-1 | IU/1 | Class C | FINISHED GOODS | SUSHRUT™ | CANNULATED CANCELLOUS SCREW | DIA. 4.0MM, SHORT THREADED, 58MM | 16 | No | Yes |  | No | N. A. | No | N. A. | No | Yes | No | Yes | M. L.: MFG/MD/2021/000369 |  | 3 | SUSHRUT PRODUCTS\CANNULATED CANCELLOUS SCREWS 4.0MM | 0 | Initial issue | Y | BONE SCREWS |  | 1 | No | Yes | Yes | Yes | N. A.
B0232 | B0234.60 | CANNULATED CANCELLOUS SCREW, S`RUT, DIA. 4.0MM, SHORT THREADED, HEX. SLOT, 60MM |  | B0232.00 | 07 | 2018-06-06 | N. A. | N. A. | N. A. | QPF/B0232 | 01 | 2014-12-27 | N. A. | N. A. | N. A. | PS/B0232 | 06 | 2018-10-06 | 2022-12-01 | 2019-12-01 | N. A. | B0232 | TMF-1 | IU/1 | Class C | FINISHED GOODS | SUSHRUT™ | CANNULATED CANCELLOUS SCREW | DIA. 4.0MM, SHORT THREADED, 60MM | 16 | No | Yes |  | No | N. A. | No | N. A. | No | Yes | No | Yes | M. L.: MFG/MD/2021/000369 |  | 3 | SUSHRUT PRODUCTS\CANNULATED CANCELLOUS SCREWS 4.0MM | 0 | Initial issue | N | BONE SCREWS |  | 1 | No | Yes | Yes | Yes | N. A.
B0232 | B0234.62 | CANNULATED CANCELLOUS SCREW, S`RUT, DIA. 4.0MM, SHORT THREADED, HEX. SLOT, 62MM |  | B0232.00 | 07 | 2018-06-06 | N. A. | N. A. | N. A. | QPF/B0232 | 01 | 2014-12-27 | N. A. | N. A. | N. A. | PS/B0232 | 06 | 2018-10-06 | 2022-12-01 | 2019-12-01 | N. A. | B0232 | TMF-1 | IU/1 | Class C | FINISHED GOODS | SUSHRUT™ | CANNULATED CANCELLOUS SCREW | DIA. 4.0MM, SHORT THREADED, 62MM | 16 | No | Yes |  | No | N. A. | No | N. A. | No | Yes | No | Yes | M. L.: MFG/MD/2021/000369 |  | 3 | SUSHRUT PRODUCTS\CANNULATED CANCELLOUS SCREWS 4.0MM | 0 | Initial issue | Y | BONE SCREWS |  | 1 | No | Yes | Yes | Yes | N. A.
B0232 | B0234.64 | CANNULATED CANCELLOUS SCREW, S`RUT, DIA. 4.0MM, SHORT THREADED, HEX. SLOT, 64MM |  | B0232.00 | 07 | 2018-06-06 | N. A. | N. A. | N. A. | QPF/B0232 | 01 | 2014-12-27 | N. A. | N. A. | N. A. | PS/B0232 | 06 | 2018-10-06 | 2022-12-01 | 2019-12-01 | N. A. | B0232 | TMF-1 | IU/1 | Class C | FINISHED GOODS | SUSHRUT™ | CANNULATED CANCELLOUS SCREW | DIA. 4.0MM, SHORT THREADED, 64MM | 16 | No | Yes |  | No | N. A. | No | N. A. | No | Yes | No | Yes | M. L.: MFG/MD/2021/000369 |  | 3 | SUSHRUT PRODUCTS\CANNULATED CANCELLOUS SCREWS 4.0MM | 0 | Initial issue | Y | BONE SCREWS |  | 1 | No | Yes | Yes | Yes | N. A.
B0232 | B0234.65 | CANNULATED CANCELLOUS SCREW, S`RUT, DIA. 4.0MM, SHORT THREADED, HEX. SLOT, 65MM |  | B0232.00 | 07 | 2018-06-06 | N. A. | N. A. | N. A. | QPF/B0232 | 01 | 2014-12-27 | N. A. | N. A. | N. A. | PS/B0232 | 06 | 2018-10-06 | 2022-12-01 | 2019-12-01 | N. A. | B0232 | TMF-1 | IU/1 | Class C | FINISHED GOODS | SUSHRUT™ | CANNULATED CANCELLOUS SCREW | DIA. 4.0MM, SHORT THREADED, 65MM | 16 | No | Yes |  | No | N. A. | No | N. A. | No | Yes | No | Yes | M. L.: MFG/MD/2021/000369 |  | 3 | SUSHRUT PRODUCTS\CANNULATED CANCELLOUS SCREWS 4.0MM | 0 | Initial issue | N | BONE SCREWS |  | 1 | No | Yes | Yes | Yes | N. A.
B0232 | B0234.66 | CANNULATED CANCELLOUS SCREW, S`RUT, DIA. 4.0MM, SHORT THREADED, HEX. SLOT, 66MM |  | B0232.00 | 07 | 2018-06-06 | N. A. | N. A. | N. A. | QPF/B0232 | 01 | 2014-12-27 | N. A. | N. A. | N. A. | PS/B0232 | 06 | 2018-10-06 | 2022-12-01 | 2019-12-01 | N. A. | B0232 | TMF-1 | IU/1 | Class C | FINISHED GOODS | SUSHRUT™ | CANNULATED CANCELLOUS SCREW | DIA. 4.0MM, SHORT THREADED, 66MM | 16 | No | Yes |  | No | N. A. | No | N. A. | No | Yes | No | Yes | M. L.: MFG/MD/2021/000369 |  | 3 | SUSHRUT PRODUCTS\CANNULATED CANCELLOUS SCREWS 4.0MM | 0 | Initial issue | Y | BONE SCREWS |  | 1 | No | Yes | Yes | Yes | N. A.
B0232 | B0234.68 | CANNULATED CANCELLOUS SCREW, S`RUT, DIA. 4.0MM, SHORT THREADED, HEX. SLOT, 68MM |  | B0232.00 | 07 | 2018-06-06 | N. A. | N. A. | N. A. | QPF/B0232 | 01 | 2014-12-27 | N. A. | N. A. | N. A. | PS/B0232 | 06 | 2018-10-06 | 2022-12-01 | 2019-12-01 | N. A. | B0232 | TMF-1 | IU/1 | Class C | FINISHED GOODS | SUSHRUT™ | CANNULATED CANCELLOUS SCREW | DIA. 4.0MM, SHORT THREADED, 68MM | 16 | No | Yes |  | No | N. A. | No | N. A. | No | Yes | No | Yes | M. L.: MFG/MD/2021/000369 |  | 3 | SUSHRUT PRODUCTS\CANNULATED CANCELLOUS SCREWS 4.0MM | 0 | Initial issue | Y | BONE SCREWS |  | 1 | No | Yes | Yes | Yes | N. A.
B0232 | B0234.70 | CANNULATED CANCELLOUS SCREW, S`RUT, DIA. 4.0MM, SHORT THREADED, HEX. SLOT, 70MM |  | B0232.00 | 07 | 2018-06-06 | N. A. | N. A. | N. A. | QPF/B0232 | 01 | 2014-12-27 | N. A. | N. A. | N. A. | PS/B0232 | 06 | 2018-10-06 | 2022-12-01 | 2019-12-01 | N. A. | B0232 | TMF-1 | IU/1 | Class C | FINISHED GOODS | SUSHRUT™ | CANNULATED CANCELLOUS SCREW | DIA. 4.0MM, SHORT THREADED, 70MM | 16 | No | Yes |  | No | N. A. | No | N. A. | No | Yes | No | Yes | M. L.: MFG/MD/2021/000369 |  | 3 | SUSHRUT PRODUCTS\CANNULATED CANCELLOUS SCREWS 4.0MM | 0 | Initial issue | N | BONE SCREWS |  | 1 | No | Yes | Yes | Yes | N. A.
B0232 | B0234.72 | CANNULATED CANCELLOUS SCREW, S`RUT, DIA. 4.0MM, SHORT THREADED, HEX. SLOT, 72MM |  | B0232.00 | 07 | 2018-06-06 | N. A. | N. A. | N. A. | QPF/B0232 | 01 | 2014-12-27 | N. A. | N. A. | N. A. | PS/B0232 | 06 | 2018-10-06 | 2022-12-01 | 2019-12-01 | N. A. | B0232 | TMF-1 | IU/1 | Class C | FINISHED GOODS | SUSHRUT™ | CANNULATED CANCELLOUS SCREW | DIA. 4.0MM, SHORT THREADED, 72MM | 16 | No | Yes |  | No | N. A. | No | N. A. | No | Yes | No | Yes | M. L.: MFG/MD/2021/000369 |  | 3 | SUSHRUT PRODUCTS\CANNULATED CANCELLOUS SCREWS 4.0MM | 0 | Initial issue | Y | BONE SCREWS |  | 1 | No | Yes | Yes | Yes | N. A.
B0232 | B0235.14 | CANNULATED CANCELLOUS SCREW, S`RUT, DIA. 4.0MM, LONG THREADED, HEX. SLOT, 14MM |  | B0232.00 | 07 | 2018-06-06 | N. A. | N. A. | N. A. | QPF/B0232 | 01 | 2014-12-27 | N. A. | N. A. | N. A. | PS/B0232 | 06 | 2018-10-06 | 2022-12-01 | 2019-12-01 | N. A. | B0232 | TMF-1 | IU/1 | Class C | FINISHED GOODS | SUSHRUT™ | CANNULATED CANCELLOUS SCREW | DIA. 4.0MM, LONG THREADED, 14MM | 16 | No | Yes |  | No | N. A. | No | N. A. | No | Yes | No | Yes | M. L.: MFG/MD/2021/000369 |  | 3 | SUSHRUT PRODUCTS\CANNULATED CANCELLOUS SCREWS 4.0MM | 0 | Initial issue | Y | BONE SCREWS |  | 1 | No | Yes | Yes | Yes | N. A.
B0232 | B0235.16 | CANNULATED CANCELLOUS SCREW, S`RUT, DIA. 4.0MM, LONG THREADED, HEX. SLOT, 16MM |  | B0232.00 | 07 | 2018-06-06 | N. A. | N. A. | N. A. | QPF/B0232 | 01 | 2014-12-27 | N. A. | N. A. | N. A. | PS/B0232 | 06 | 2018-10-06 | 2022-12-01 | 2019-12-01 | N. A. | B0232 | TMF-1 | IU/1 | Class C | FINISHED GOODS | SUSHRUT™ | CANNULATED CANCELLOUS SCREW | DIA. 4.0MM, LONG THREADED, 16MM | 16 | No | Yes |  | No | N. A. | No | N. A. | No | Yes | No | Yes | M. L.: MFG/MD/2021/000369 |  | 3 | SUSHRUT PRODUCTS\CANNULATED CANCELLOUS SCREWS 4.0MM | 0 | Initial issue | N | BONE SCREWS |  | 1 | No | Yes | Yes | Yes | N. A.
B0232 | B0235.18 | CANNULATED CANCELLOUS SCREW, S`RUT, DIA. 4.0MM, LONG THREADED, HEX. SLOT, 18MM |  | B0232.00 | 07 | 2018-06-06 | N. A. | N. A. | N. A. | QPF/B0232 | 01 | 2014-12-27 | N. A. | N. A. | N. A. | PS/B0232 | 06 | 2018-10-06 | 2022-12-01 | 2019-12-01 | N. A. | B0232 | TMF-1 | IU/1 | Class C | FINISHED GOODS | SUSHRUT™ | CANNULATED CANCELLOUS SCREW | DIA. 4.0MM, LONG THREADED, 18MM | 16 | No | Yes |  | No | N. A. | No | N. A. | No | Yes | No | Yes | M. L.: MFG/MD/2021/000369 |  | 3 | SUSHRUT PRODUCTS\CANNULATED CANCELLOUS SCREWS 4.0MM | 0 | Initial issue | N | BONE SCREWS |  | 1 | No | Yes | Yes | Yes | N. A.
B0232 | B0235.20 | CANNULATED CANCELLOUS SCREW, S`RUT, DIA. 4.0MM, LONG THREADED, HEX. SLOT, 20MM |  | B0232.00 | 07 | 2018-06-06 | N. A. | N. A. | N. A. | QPF/B0232 | 01 | 2014-12-27 | N. A. | N. A. | N. A. | PS/B0232 | 06 | 2018-10-06 | 2022-12-01 | 2019-12-01 | N. A. | B0232 | TMF-1 | IU/1 | Class C | FINISHED GOODS | SUSHRUT™ | CANNULATED CANCELLOUS SCREW | DIA. 4.0MM, LONG THREADED, 20MM | 16 | No | Yes |  | No | N. A. | No | N. A. | No | Yes | No | Yes | M. L.: MFG/MD/2021/000369 |  | 3 | SUSHRUT PRODUCTS\CANNULATED CANCELLOUS SCREWS 4.0MM | 0 | Initial issue | N | BONE SCREWS |  | 1 | No | Yes | Yes | Yes | N. A.
B0232 | B0235.22 | CANNULATED CANCELLOUS SCREW, S`RUT, DIA. 4.0MM, LONG THREADED, HEX. SLOT, 22MM |  | B0232.00 | 07 | 2018-06-06 | N. A. | N. A. | N. A. | QPF/B0232 | 01 | 2014-12-27 | N. A. | N. A. | N. A. | PS/B0232 | 06 | 2018-10-06 | 2022-12-01 | 2019-12-01 | N. A. | B0232 | TMF-1 | IU/1 | Class C | FINISHED GOODS | SUSHRUT™ | CANNULATED CANCELLOUS SCREW | DIA. 4.0MM, LONG THREADED, 22MM | 16 | No | Yes |  | No | N. A. | No | N. A. | No | Yes | No | Yes | M. L.: MFG/MD/2021/000369 |  | 3 | SUSHRUT PRODUCTS\CANNULATED CANCELLOUS SCREWS 4.0MM | 0 | Initial issue | N | BONE SCREWS |  | 1 | No | Yes | Yes | Yes | N. A.
B0232 | B0235.24 | CANNULATED CANCELLOUS SCREW, S`RUT, DIA. 4.0MM, LONG THREADED, HEX. SLOT, 24MM |  | B0232.00 | 07 | 2018-06-06 | N. A. | N. A. | N. A. | QPF/B0232 | 01 | 2014-12-27 | N. A. | N. A. | N. A. | PS/B0232 | 06 | 2018-10-06 | 2022-12-01 | 2019-12-01 | N. A. | B0232 | TMF-1 | IU/1 | Class C | FINISHED GOODS | SUSHRUT™ | CANNULATED CANCELLOUS SCREW | DIA. 4.0MM, LONG THREADED, 24MM | 16 | No | Yes |  | No | N. A. | No | N. A. | No | Yes | No | Yes | M. L.: MFG/MD/2021/000369 |  | 3 | SUSHRUT PRODUCTS\CANNULATED CANCELLOUS SCREWS 4.0MM | 0 | Initial issue | N | BONE SCREWS |  | 1 | No | Yes | Yes | Yes | N. A.
B0232 | B0235.26 | CANNULATED CANCELLOUS SCREW, S`RUT, DIA. 4.0MM, LONG THREADED, HEX. SLOT, 26MM |  | B0232.00 | 07 | 2018-06-06 | N. A. | N. A. | N. A. | QPF/B0232 | 01 | 2014-12-27 | N. A. | N. A. | N. A. | PS/B0232 | 06 | 2018-10-06 | 2022-12-01 | 2019-12-01 | N. A. | B0232 | TMF-1 | IU/1 | Class C | FINISHED GOODS | SUSHRUT™ | CANNULATED CANCELLOUS SCREW | DIA. 4.0MM, LONG THREADED, 26MM | 16 | No | Yes |  | No | N. A. | No | N. A. | No | Yes | No | Yes | M. L.: MFG/MD/2021/000369 |  | 3 | SUSHRUT PRODUCTS\CANNULATED CANCELLOUS SCREWS 4.0MM | 0 | Initial issue | N | BONE SCREWS |  | 1 | No | Yes | Yes | Yes | N. A.
B0232 | B0235.28 | CANNULATED CANCELLOUS SCREW, S`RUT, DIA. 4.0MM, LONG THREADED, HEX. SLOT, 28MM |  | B0232.00 | 07 | 2018-06-06 | N. A. | N. A. | N. A. | QPF/B0232 | 01 | 2014-12-27 | N. A. | N. A. | N. A. | PS/B0232 | 06 | 2018-10-06 | 2022-12-01 | 2019-12-01 | N. A. | B0232 | TMF-1 | IU/1 | Class C | FINISHED GOODS | SUSHRUT™ | CANNULATED CANCELLOUS SCREW | DIA. 4.0MM, LONG THREADED, 28MM | 16 | No | Yes |  | No | N. A. | No | N. A. | No | Yes | No | Yes | M. L.: MFG/MD/2021/000369 |  | 3 | SUSHRUT PRODUCTS\CANNULATED CANCELLOUS SCREWS 4.0MM | 0 | Initial issue | N | BONE SCREWS |  | 1 | No | Yes | Yes | Yes | N. A.
B0232 | B0235.30 | CANNULATED CANCELLOUS SCREW, S`RUT, DIA. 4.0MM, LONG THREADED, HEX. SLOT, 30MM |  | B0232.00 | 07 | 2018-06-06 | N. A. | N. A. | N. A. | QPF/B0232 | 01 | 2014-12-27 | N. A. | N. A. | N. A. | PS/B0232 | 06 | 2018-10-06 | 2022-12-01 | 2019-12-01 | N. A. | B0232 | TMF-1 | IU/1 | Class C | FINISHED GOODS | SUSHRUT™ | CANNULATED CANCELLOUS SCREW | DIA. 4.0MM, LONG THREADED, 30MM | 16 | No | Yes |  | No | N. A. | No | N. A. | No | Yes | No | Yes | M. L.: MFG/MD/2021/000369 |  | 3 | SUSHRUT PRODUCTS\CANNULATED CANCELLOUS SCREWS 4.0MM | 0 | Initial issue | N | BONE SCREWS |  | 1 | No | Yes | Yes | Yes | N. A.
B0232 | B0235.32 | CANNULATED CANCELLOUS SCREW, S`RUT, DIA. 4.0MM, LONG THREADED, HEX. SLOT, 32MM |  | B0232.00 | 07 | 2018-06-06 | N. A. | N. A. | N. A. | QPF/B0232 | 01 | 2014-12-27 | N. A. | N. A. | N. A. | PS/B0232 | 06 | 2018-10-06 | 2022-12-01 | 2019-12-01 | N. A. | B0232 | TMF-1 | IU/1 | Class C | FINISHED GOODS | SUSHRUT™ | CANNULATED CANCELLOUS SCREW | DIA. 4.0MM, LONG THREADED, 32MM | 16 | No | Yes |  | No | N. A. | No | N. A. | No | Yes | No | Yes | M. L.: MFG/MD/2021/000369 |  | 3 | SUSHRUT PRODUCTS\CANNULATED CANCELLOUS SCREWS 4.0MM | 0 | Initial issue | N | BONE SCREWS |  | 1 | No | Yes | Yes | Yes | N. A.
B0232 | B0235.34 | CANNULATED CANCELLOUS SCREW, S`RUT, DIA. 4.0MM, LONG THREADED, HEX. SLOT, 34MM |  | B0232.00 | 07 | 2018-06-06 | N. A. | N. A. | N. A. | QPF/B0232 | 01 | 2014-12-27 | N. A. | N. A. | N. A. | PS/B0232 | 06 | 2018-10-06 | 2022-12-01 | 2019-12-01 | N. A. | B0232 | TMF-1 | IU/1 | Class C | FINISHED GOODS | SUSHRUT™ | CANNULATED CANCELLOUS SCREW | DIA. 4.0MM, LONG THREADED, 34MM | 16 | No | Yes |  | No | N. A. | No | N. A. | No | Yes | No | Yes | M. L.: MFG/MD/2021/000369 |  | 3 | SUSHRUT PRODUCTS\CANNULATED CANCELLOUS SCREWS 4.0MM | 0 | Initial issue | N | BONE SCREWS |  | 1 | No | Yes | Yes | Yes | N. A.
B0232 | B0235.35 | CANNULATED CANCELLOUS SCREW, S`RUT, DIA. 4.0MM, LONG THREADED, HEX. SLOT, 35MM |  | B0232.00 | 07 | 2018-06-06 | N. A. | N. A. | N. A. | QPF/B0232 | 01 | 2014-12-27 | N. A. | N. A. | N. A. | PS/B0232 | 06 | 2018-10-06 | 2022-12-01 | 2019-12-01 | N. A. | B0232 | TMF-1 | IU/1 | Class C | FINISHED GOODS | SUSHRUT™ | CANNULATED CANCELLOUS SCREW | DIA. 4.0MM, LONG THREADED, 35MM | 16 | No | Yes |  | No | N. A. | No | N. A. | No | Yes | No | Yes | M. L.: MFG/MD/2021/000369 |  | 3 | SUSHRUT PRODUCTS\CANNULATED CANCELLOUS SCREWS 4.0MM | 0 | Initial issue | N | BONE SCREWS |  | 1 | No | Yes | Yes | Yes | N. A.
B0232 | B0235.36 | CANNULATED CANCELLOUS SCREW, S`RUT, DIA. 4.0MM, LONG THREADED, HEX. SLOT, 36MM |  | B0232.00 | 07 | 2018-06-06 | N. A. | N. A. | N. A. | QPF/B0232 | 01 | 2014-12-27 | N. A. | N. A. | N. A. | PS/B0232 | 06 | 2018-10-06 | 2022-12-01 | 2019-12-01 | N. A. | B0232 | TMF-1 | IU/1 | Class C | FINISHED GOODS | SUSHRUT™ | CANNULATED CANCELLOUS SCREW | DIA. 4.0MM, LONG THREADED, 36MM | 16 | No | Yes |  | No | N. A. | No | N. A. | No | Yes | No | Yes | M. L.: MFG/MD/2021/000369 |  | 3 | SUSHRUT PRODUCTS\CANNULATED CANCELLOUS SCREWS 4.0MM | 0 | Initial issue | N | BONE SCREWS |  | 1 | No | Yes | Yes | Yes | N. A.
B0232 | B0235.38 | CANNULATED CANCELLOUS SCREW, S`RUT, DIA. 4.0MM, LONG THREADED, HEX. SLOT, 38MM |  | B0232.00 | 07 | 2018-06-06 | N. A. | N. A. | N. A. | QPF/B0232 | 01 | 2014-12-27 | N. A. | N. A. | N. A. | PS/B0232 | 06 | 2018-10-06 | 2022-12-01 | 2019-12-01 | N. A. | B0232 | TMF-1 | IU/1 | Class C | FINISHED GOODS | SUSHRUT™ | CANNULATED CANCELLOUS SCREW | DIA. 4.0MM, LONG THREADED, 38MM | 16 | No | Yes |  | No | N. A. | No | N. A. | No | Yes | No | Yes | M. L.: MFG/MD/2021/000369 |  | 3 | SUSHRUT PRODUCTS\CANNULATED CANCELLOUS SCREWS 4.0MM | 0 | Initial issue | N | BONE SCREWS |  | 1 | No | Yes | Yes | Yes | N. A.
B0232 | B0235.40 | CANNULATED CANCELLOUS SCREW, S`RUT, DIA. 4.0MM, LONG THREADED, HEX. SLOT, 40MM |  | B0232.00 | 07 | 2018-06-06 | N. A. | N. A. | N. A. | QPF/B0232 | 01 | 2014-12-27 | N. A. | N. A. | N. A. | PS/B0232 | 06 | 2018-10-06 | 2022-12-01 | 2019-12-01 | N. A. | B0232 | TMF-1 | IU/1 | Class C | FINISHED GOODS | SUSHRUT™ | CANNULATED CANCELLOUS SCREW | DIA. 4.0MM, LONG THREADED, 40MM | 16 | No | Yes |  | No | N. A. | No | N. A. | No | Yes | No | Yes | M. L.: MFG/MD/2021/000369 |  | 3 | SUSHRUT PRODUCTS\CANNULATED CANCELLOUS SCREWS 4.0MM | 0 | Initial issue | N | BONE SCREWS |  | 1 | No | Yes | Yes | Yes | N. A.
B0232 | B0235.42 | CANNULATED CANCELLOUS SCREW, S`RUT, DIA. 4.0MM, LONG THREADED, HEX. SLOT, 42MM |  | B0232.00 | 07 | 2018-06-06 | N. A. | N. A. | N. A. | QPF/B0232 | 01 | 2014-12-27 | N. A. | N. A. | N. A. | PS/B0232 | 06 | 2018-10-06 | 2022-12-01 | 2019-12-01 | N. A. | B0232 | TMF-1 | IU/1 | Class C | FINISHED GOODS | SUSHRUT™ | CANNULATED CANCELLOUS SCREW | DIA. 4.0MM, LONG THREADED, 42MM | 16 | No | Yes |  | No | N. A. | No | N. A. | No | Yes | No | Yes | M. L.: MFG/MD/2021/000369 |  | 3 | SUSHRUT PRODUCTS\CANNULATED CANCELLOUS SCREWS 4.0MM | 0 | Initial issue | N | BONE SCREWS |  | 1 | No | Yes | Yes | Yes | N. A.
B0232 | B0235.44 | CANNULATED CANCELLOUS SCREW, S`RUT, DIA. 4.0MM, LONG THREADED, HEX. SLOT, 44MM |  | B0232.00 | 07 | 2018-06-06 | N. A. | N. A. | N. A. | QPF/B0232 | 01 | 2014-12-27 | N. A. | N. A. | N. A. | PS/B0232 | 06 | 2018-10-06 | 2022-12-01 | 2019-12-01 | N. A. | B0232 | TMF-1 | IU/1 | Class C | FINISHED GOODS | SUSHRUT™ | CANNULATED CANCELLOUS SCREW | DIA. 4.0MM, LONG THREADED, 44MM | 16 | No | Yes |  | No | N. A. | No | N. A. | No | Yes | No | Yes | M. L.: MFG/MD/2021/000369 |  | 3 | SUSHRUT PRODUCTS\CANNULATED CANCELLOUS SCREWS 4.0MM | 0 | Initial issue | N | BONE SCREWS |  | 1 | No | Yes | Yes | Yes | N. A.
B0232 | B0235.45 | CANNULATED CANCELLOUS SCREW, S`RUT, DIA. 4.0MM, LONG THREADED, HEX. SLOT, 45MM |  | B0232.00 | 07 | 2018-06-06 | N. A. | N. A. | N. A. | QPF/B0232 | 01 | 2014-12-27 | N. A. | N. A. | N. A. | PS/B0232 | 06 | 2018-10-06 | 2022-12-01 | 2019-12-01 | N. A. | B0232 | TMF-1 | IU/1 | Class C | FINISHED GOODS | SUSHRUT™ | CANNULATED CANCELLOUS SCREW | DIA. 4.0MM, LONG THREADED, 45MM | 16 | No | Yes |  | No | N. A. | No | N. A. | No | Yes | No | Yes | M. L.: MFG/MD/2021/000369 |  | 3 | SUSHRUT PRODUCTS\CANNULATED CANCELLOUS SCREWS 4.0MM | 0 | Initial issue | N | BONE SCREWS |  | 1 | No | Yes | Yes | Yes | N. A.
B0232 | B0235.46 | CANNULATED CANCELLOUS SCREW, S`RUT, DIA. 4.0MM, LONG THREADED, HEX. SLOT, 46MM |  | B0232.00 | 07 | 2018-06-06 | N. A. | N. A. | N. A. | QPF/B0232 | 01 | 2014-12-27 | N. A. | N. A. | N. A. | PS/B0232 | 06 | 2018-10-06 | 2022-12-01 | 2019-12-01 | N. A. | B0232 | TMF-1 | IU/1 | Class C | FINISHED GOODS | SUSHRUT™ | CANNULATED CANCELLOUS SCREW | DIA. 4.0MM, LONG THREADED, 46MM | 16 | No | Yes |  | No | N. A. | No | N. A. | No | Yes | No | Yes | M. L.: MFG/MD/2021/000369 |  | 3 | SUSHRUT PRODUCTS\CANNULATED CANCELLOUS SCREWS 4.0MM | 0 | Initial issue | N | BONE SCREWS |  | 1 | No | Yes | Yes | Yes | N. A.
B0232 | B0235.48 | CANNULATED CANCELLOUS SCREW, S`RUT, DIA. 4.0MM, LONG THREADED, HEX. SLOT, 48MM |  | B0232.00 | 07 | 2018-06-06 | N. A. | N. A. | N. A. | QPF/B0232 | 01 | 2014-12-27 | N. A. | N. A. | N. A. | PS/B0232 | 06 | 2018-10-06 | 2022-12-01 | 2019-12-01 | N. A. | B0232 | TMF-1 | IU/1 | Class C | FINISHED GOODS | SUSHRUT™ | CANNULATED CANCELLOUS SCREW | DIA. 4.0MM, LONG THREADED, 48MM | 16 | No | Yes |  | No | N. A. | No | N. A. | No | Yes | No | Yes | M. L.: MFG/MD/2021/000369 |  | 3 | SUSHRUT PRODUCTS\CANNULATED CANCELLOUS SCREWS 4.0MM | 0 | Initial issue | N | BONE SCREWS |  | 1 | No | Yes | Yes | Yes | N. A.
B0232 | B0235.50 | CANNULATED CANCELLOUS SCREW, S`RUT, DIA. 4.0MM, LONG THREADED, HEX. SLOT, 50MM |  | B0232.00 | 07 | 2018-06-06 | N. A. | N. A. | N. A. | QPF/B0232 | 01 | 2014-12-27 | N. A. | N. A. | N. A. | PS/B0232 | 06 | 2018-10-06 | 2022-12-01 | 2019-12-01 | N. A. | B0232 | TMF-1 | IU/1 | Class C | FINISHED GOODS | SUSHRUT™ | CANNULATED CANCELLOUS SCREW | DIA. 4.0MM, LONG THREADED, 50MM | 16 | No | Yes |  | No | N. A. | No | N. A. | No | Yes | No | Yes | M. L.: MFG/MD/2021/000369 |  | 3 | SUSHRUT PRODUCTS\CANNULATED CANCELLOUS SCREWS 4.0MM | 0 | Initial issue | N | BONE SCREWS |  | 1 | No | Yes | Yes | Yes | N. A.
B0232 | B0235.52 | CANNULATED CANCELLOUS SCREW, S`RUT, DIA. 4.0MM, LONG THREADED, HEX. SLOT, 52MM |  | B0232.00 | 07 | 2018-06-06 | N. A. | N. A. | N. A. | QPF/B0232 | 01 | 2014-12-27 | N. A. | N. A. | N. A. | PS/B0232 | 06 | 2018-10-06 | 2022-12-01 | 2019-12-01 | N. A. | B0232 | TMF-1 | IU/1 | Class C | FINISHED GOODS | SUSHRUT™ | CANNULATED CANCELLOUS SCREW | DIA. 4.0MM, LONG THREADED, 52MM | 16 | No | Yes |  | No | N. A. | No | N. A. | No | Yes | No | Yes | M. L.: MFG/MD/2021/000369 |  | 3 | SUSHRUT PRODUCTS\CANNULATED CANCELLOUS SCREWS 4.0MM | 0 | Initial issue | Y | BONE SCREWS |  | 1 | No | Yes | Yes | Yes | N. A.
B0232 | B0235.54 | CANNULATED CANCELLOUS SCREW, S`RUT, DIA. 4.0MM, LONG THREADED, HEX. SLOT, 54MM |  | B0232.00 | 07 | 2018-06-06 | N. A. | N. A. | N. A. | QPF/B0232 | 01 | 2014-12-27 | N. A. | N. A. | N. A. | PS/B0232 | 06 | 2018-10-06 | 2022-12-01 | 2019-12-01 | N. A. | B0232 | TMF-1 | IU/1 | Class C | FINISHED GOODS | SUSHRUT™ | CANNULATED CANCELLOUS SCREW | DIA. 4.0MM, LONG THREADED, 54MM | 16 | No | Yes |  | No | N. A. | No | N. A. | No | Yes | No | Yes | M. L.: MFG/MD/2021/000369 |  | 3 | SUSHRUT PRODUCTS\CANNULATED CANCELLOUS SCREWS 4.0MM | 0 | Initial issue | Y | BONE SCREWS |  | 1 | No | Yes | Yes | Yes | N. A.
B0232 | B0235.55 | CANNULATED CANCELLOUS SCREW, S`RUT, DIA. 4.0MM, LONG THREADED, HEX. SLOT, 55MM |  | B0232.00 | 07 | 2018-06-06 | N. A. | N. A. | N. A. | QPF/B0232 | 01 | 2014-12-27 | N. A. | N. A. | N. A. | PS/B0232 | 06 | 2018-10-06 | 2022-12-01 | 2019-12-01 | N. A. | B0232 | TMF-1 | IU/1 | Class C | FINISHED GOODS | SUSHRUT™ | CANNULATED CANCELLOUS SCREW | DIA. 4.0MM, LONG THREADED, 55MM | 16 | No | Yes |  | No | N. A. | No | N. A. | No | Yes | No | Yes | M. L.: MFG/MD/2021/000369 |  | 3 | SUSHRUT PRODUCTS\CANNULATED CANCELLOUS SCREWS 4.0MM | 0 | Initial issue | N | BONE SCREWS |  | 1 | No | Yes | Yes | Yes | N. A.
B0232 | B0235.56 | CANNULATED CANCELLOUS SCREW, S`RUT, DIA. 4.0MM, LONG THREADED, HEX. SLOT, 56MM |  | B0232.00 | 07 | 2018-06-06 | N. A. | N. A. | N. A. | QPF/B0232 | 01 | 2014-12-27 | N. A. | N. A. | N. A. | PS/B0232 | 06 | 2018-10-06 | 2022-12-01 | 2019-12-01 | N. A. | B0232 | TMF-1 | IU/1 | Class C | FINISHED GOODS | SUSHRUT™ | CANNULATED CANCELLOUS SCREW | DIA. 4.0MM, LONG THREADED, 56MM | 16 | No | Yes |  | No | N. A. | No | N. A. | No | Yes | No | Yes | M. L.: MFG/MD/2021/000369 |  | 3 | SUSHRUT PRODUCTS\CANNULATED CANCELLOUS SCREWS 4.0MM | 0 | Initial issue | Y | BONE SCREWS |  | 1 | No | Yes | Yes | Yes | N. A.
B0232 | B0235.58 | CANNULATED CANCELLOUS SCREW, S`RUT, DIA. 4.0MM, LONG THREADED, HEX. SLOT, 58MM |  | B0232.00 | 07 | 2018-06-06 | N. A. | N. A. | N. A. | QPF/B0232 | 01 | 2014-12-27 | N. A. | N. A. | N. A. | PS/B0232 | 06 | 2018-10-06 | 2022-12-01 | 2019-12-01 | N. A. | B0232 | TMF-1 | IU/1 | Class C | FINISHED GOODS | SUSHRUT™ | CANNULATED CANCELLOUS SCREW | DIA. 4.0MM, LONG THREADED, 58MM | 16 | No | Yes |  | No | N. A. | No | N. A. | No | Yes | No | Yes | M. L.: MFG/MD/2021/000369 |  | 3 | SUSHRUT PRODUCTS\CANNULATED CANCELLOUS SCREWS 4.0MM | 0 | Initial issue | Y | BONE SCREWS |  | 1 | No | Yes | Yes | Yes | N. A.
B0232 | B0235.60 | CANNULATED CANCELLOUS SCREW, S`RUT, DIA. 4.0MM, LONG THREADED, HEX. SLOT, 60MM |  | B0232.00 | 07 | 2018-06-06 | N. A. | N. A. | N. A. | QPF/B0232 | 01 | 2014-12-27 | N. A. | N. A. | N. A. | PS/B0232 | 06 | 2018-10-06 | 2022-12-01 | 2019-12-01 | N. A. | B0232 | TMF-1 | IU/1 | Class C | FINISHED GOODS | SUSHRUT™ | CANNULATED CANCELLOUS SCREW | DIA. 4.0MM, LONG THREADED, 60MM | 16 | No | Yes |  | No | N. A. | No | N. A. | No | Yes | No | Yes | M. L.: MFG/MD/2021/000369 |  | 3 | SUSHRUT PRODUCTS\CANNULATED CANCELLOUS SCREWS 4.0MM | 0 | Initial issue | N | BONE SCREWS |  | 1 | No | Yes | Yes | Yes | N. A.
B0232 | B0235.62 | CANNULATED CANCELLOUS SCREW, S`RUT, DIA. 4.0MM, LONG THREADED, HEX. SLOT, 62MM |  | B0232.00 | 07 | 2018-06-06 | N. A. | N. A. | N. A. | QPF/B0232 | 01 | 2014-12-27 | N. A. | N. A. | N. A. | PS/B0232 | 06 | 2018-10-06 | 2022-12-01 | 2019-12-01 | N. A. | B0232 | TMF-1 | IU/1 | Class C | FINISHED GOODS | SUSHRUT™ | CANNULATED CANCELLOUS SCREW | DIA. 4.0MM, LONG THREADED, 62MM | 16 | No | Yes |  | No | N. A. | No | N. A. | No | Yes | No | Yes | M. L.: MFG/MD/2021/000369 |  | 3 | SUSHRUT PRODUCTS\CANNULATED CANCELLOUS SCREWS 4.0MM | 0 | Initial issue | Y | BONE SCREWS |  | 1 | No | Yes | Yes | Yes | N. A.
B0232 | B0235.64 | CANNULATED CANCELLOUS SCREW, S`RUT, DIA. 4.0MM, LONG THREADED, HEX. SLOT, 64MM |  | B0232.00 | 07 | 2018-06-06 | N. A. | N. A. | N. A. | QPF/B0232 | 01 | 2014-12-27 | N. A. | N. A. | N. A. | PS/B0232 | 06 | 2018-10-06 | 2022-12-01 | 2019-12-01 | N. A. | B0232 | TMF-1 | IU/1 | Class C | FINISHED GOODS | SUSHRUT™ | CANNULATED CANCELLOUS SCREW | DIA. 4.0MM, LONG THREADED, 64MM | 16 | No | Yes |  | No | N. A. | No | N. A. | No | Yes | No | Yes | M. L.: MFG/MD/2021/000369 |  | 3 | SUSHRUT PRODUCTS\CANNULATED CANCELLOUS SCREWS 4.0MM | 0 | Initial issue | Y | BONE SCREWS |  | 1 | No | Yes | Yes | Yes | N. A.
B0232 | B0235.65 | CANNULATED CANCELLOUS SCREW, S`RUT, DIA. 4.0MM, LONG THREADED, HEX. SLOT, 65MM |  | B0232.00 | 07 | 2018-06-06 | N. A. | N. A. | N. A. | QPF/B0232 | 01 | 2014-12-27 | N. A. | N. A. | N. A. | PS/B0232 | 06 | 2018-10-06 | 2022-12-01 | 2019-12-01 | N. A. | B0232 | TMF-1 | IU/1 | Class C | FINISHED GOODS | SUSHRUT™ | CANNULATED CANCELLOUS SCREW | DIA. 4.0MM, LONG THREADED, 65MM | 16 | No | Yes |  | No | N. A. | No | N. A. | No | Yes | No | Yes | M. L.: MFG/MD/2021/000369 |  | 3 | SUSHRUT PRODUCTS\CANNULATED CANCELLOUS SCREWS 4.0MM | 0 | Initial issue | N | BONE SCREWS |  | 1 | No | Yes | Yes | Yes | N. A.
B0232 | B0235.66 | CANNULATED CANCELLOUS SCREW, S`RUT, DIA. 4.0MM, LONG THREADED, HEX. SLOT, 66MM |  | B0232.00 | 07 | 2018-06-06 | N. A. | N. A. | N. A. | QPF/B0232 | 01 | 2014-12-27 | N. A. | N. A. | N. A. | PS/B0232 | 06 | 2018-10-06 | 2022-12-01 | 2019-12-01 | N. A. | B0232 | TMF-1 | IU/1 | Class C | FINISHED GOODS | SUSHRUT™ | CANNULATED CANCELLOUS SCREW | DIA. 4.0MM, LONG THREADED, 66MM | 16 | No | Yes |  | No | N. A. | No | N. A. | No | Yes | No | Yes | M. L.: MFG/MD/2021/000369 |  | 3 | SUSHRUT PRODUCTS\CANNULATED CANCELLOUS SCREWS 4.0MM | 0 | Initial issue | Y | BONE SCREWS |  | 1 | No | Yes | Yes | Yes | N. A.
B0232 | B0235.68 | CANNULATED CANCELLOUS SCREW, S`RUT, DIA. 4.0MM, LONG THREADED, HEX. SLOT, 68MM |  | B0232.00 | 07 | 2018-06-06 | N. A. | N. A. | N. A. | QPF/B0232 | 01 | 2014-12-27 | N. A. | N. A. | N. A. | PS/B0232 | 06 | 2018-10-06 | 2022-12-01 | 2019-12-01 | N. A. | B0232 | TMF-1 | IU/1 | Class C | FINISHED GOODS | SUSHRUT™ | CANNULATED CANCELLOUS SCREW | DIA. 4.0MM, LONG THREADED, 68MM | 16 | No | Yes |  | No | N. A. | No | N. A. | No | Yes | No | Yes | M. L.: MFG/MD/2021/000369 |  | 3 | SUSHRUT PRODUCTS\CANNULATED CANCELLOUS SCREWS 4.0MM | 0 | Initial issue | Y | BONE SCREWS |  | 1 | No | Yes | Yes | Yes | N. A.
B0232 | B0235.70 | CANNULATED CANCELLOUS SCREW, S`RUT, DIA. 4.0MM, LONG THREADED, HEX. SLOT, 70MM |  | B0232.00 | 07 | 2018-06-06 | N. A. | N. A. | N. A. | QPF/B0232 | 01 | 2014-12-27 | N. A. | N. A. | N. A. | PS/B0232 | 06 | 2018-10-06 | 2022-12-01 | 2019-12-01 | N. A. | B0232 | TMF-1 | IU/1 | Class C | FINISHED GOODS | SUSHRUT™ | CANNULATED CANCELLOUS SCREW | DIA. 4.0MM, LONG THREADED, 70MM | 16 | No | Yes |  | No | N. A. | No | N. A. | No | Yes | No | Yes | M. L.: MFG/MD/2021/000369 |  | 3 | SUSHRUT PRODUCTS\CANNULATED CANCELLOUS SCREWS 4.0MM | 0 | Initial issue | N | BONE SCREWS |  | 1 | No | Yes | Yes | Yes | N. A.
B0232 | B0235.72 | CANNULATED CANCELLOUS SCREW, S`RUT, DIA. 4.0MM, LONG THREADED, HEX. SLOT, 72MM |  | B0232.00 | 07 | 2018-06-06 | N. A. | N. A. | N. A. | QPF/B0232 | 01 | 2014-12-27 | N. A. | N. A. | N. A. | PS/B0232 | 06 | 2018-10-06 | 2022-12-01 | 2019-12-01 | N. A. | B0232 | TMF-1 | IU/1 | Class C | FINISHED GOODS | SUSHRUT™ | CANNULATED CANCELLOUS SCREW | DIA. 4.0MM, LONG THREADED, 72MM | 16 | No | Yes |  | No | N. A. | No | N. A. | No | Yes | No | Yes | M. L.: MFG/MD/2021/000369 |  | 3 | SUSHRUT PRODUCTS\CANNULATED CANCELLOUS SCREWS 4.0MM | 0 | Initial issue | Y | BONE SCREWS |  | 1 | No | Yes | Yes | Yes | N. A.
B0237 | B0237.10 | CERVIEDGE CERVICAL SCREW DIA. 4.0MM, SELF-CUTTING, LENGTH 10MM |  | B0237.00 | 01 | 2009-05-30 | N. A. | N. A. | N. A. | QPF/B0237 | 01 | 2008-05-18 | N. A. | N. A. | N. A. | PS/B0237 | 00 | 2007-05-08 | N. A. | N. A. | N. A. | B0237 | TMF-1 | IU/2 | Class C | FINISHED GOODS | CERVIEDGE™ | CERVICAL SCREW | DIA. 4.0MM, SELF-CUTTING, LENGTH 10MM | 16 | No | Yes |  | No | N. A. | No | N. A. | No | Yes | No | Yes | M. L.: MFG/MD/2021/000369 |  | 3 | SPINE PRODUCTS\CERVIEDGE SYSTEM\SCREWS | 0 | Initial issue | N | SPINE IMPLANTS |  | 1 | No | Yes | Yes | Yes | N. A.
B0237 | B0237.12 | CERVIEDGE CERVICAL SCREW DIA. 4.0MM, SELF-CUTTING, LENGTH 12MM |  | B0237.00 | 01 | 2009-05-30 | N. A. | N. A. | N. A. | QPF/B0237 | 01 | 2008-05-18 | N. A. | N. A. | N. A. | PS/B0237 | 00 | 2007-05-08 | N. A. | N. A. | N. A. | B0237 | TMF-1 | IU/2 | Class C | FINISHED GOODS | CERVIEDGE™ | CERVICAL SCREW | DIA. 4.0MM, SELF-CUTTING, LENGTH 12MM | 16 | No | Yes |  | No | N. A. | No | N. A. | No | Yes | No | Yes | M. L.: MFG/MD/2021/000369 |  | 3 | SPINE PRODUCTS\CERVIEDGE SYSTEM\SCREWS | 0 | Initial issue | N | SPINE IMPLANTS |  | 1 | No | Yes | Yes | Yes | N. A.
B0237 | B0237.14 | CERVIEDGE CERVICAL SCREW DIA. 4.0MM, SELF-CUTTING, LENGTH 14MM |  | B0237.00 | 01 | 2009-05-30 | N. A. | N. A. | N. A. | QPF/B0237 | 01 | 2008-05-18 | N. A. | N. A. | N. A. | PS/B0237 | 00 | 2007-05-08 | N. A. | N. A. | N. A. | B0237 | TMF-1 | IU/2 | Class C | FINISHED GOODS | CERVIEDGE™ | CERVICAL SCREW | DIA. 4.0MM, SELF-CUTTING, LENGTH 14MM | 16 | No | Yes |  | No | N. A. | No | N. A. | No | Yes | No | Yes | M. L.: MFG/MD/2021/000369 |  | 3 | SPINE PRODUCTS\CERVIEDGE SYSTEM\SCREWS | 0 | Initial issue | Y | SPINE IMPLANTS |  | 1 | No | Yes | Yes | Yes | N. A.
B0237 | B0237.15 | CERVIEDGE CERVICAL SCREW DIA. 4.0MM, SELF-CUTTING, LENGTH 15MM |  | B0237.00 | 01 | 2009-05-30 | N. A. | N. A. | N. A. | QPF/B0237 | 01 | 2008-05-18 | N. A. | N. A. | N. A. | PS/B0237 | 00 | 2007-05-08 | N. A. | N. A. | N. A. | B0237 | TMF-1 | IU/2 | Class C | FINISHED GOODS | CERVIEDGE™ | CERVICAL SCREW | DIA. 4.0MM, SELF-CUTTING, LENGTH 15MM | 16 | No | Yes |  | No | N. A. | No | N. A. | No | Yes | No | Yes | M. L.: MFG/MD/2021/000369 |  | 3 | SPINE PRODUCTS\CERVIEDGE SYSTEM\SCREWS | 0 | Initial issue | N | SPINE IMPLANTS |  | 1 | No | Yes | Yes | Yes | N. A.
B0237 | B0237.16 | CERVIEDGE CERVICAL SCREW DIA. 4.0MM, SELF-CUTTING, LENGTH 16MM |  | B0237.00 | 01 | 2009-05-30 | N. A. | N. A. | N. A. | QPF/B0237 | 01 | 2008-05-18 | N. A. | N. A. | N. A. | PS/B0237 | 00 | 2007-05-08 | N. A. | N. A. | N. A. | B0237 | TMF-1 | IU/2 | Class C | FINISHED GOODS | CERVIEDGE™ | CERVICAL SCREW | DIA. 4.0MM, SELF-CUTTING, LENGTH 16MM | 16 | No | Yes |  | No | N. A. | No | N. A. | No | Yes | No | Yes | M. L.: MFG/MD/2021/000369 |  | 3 | SPINE PRODUCTS\CERVIEDGE SYSTEM\SCREWS | 0 | Initial issue | Y | SPINE IMPLANTS |  | 1 | No | Yes | Yes | Yes | N. A.
B0237 | B0237.17 | CERVIEDGE CERVICAL SCREW DIA. 4.0MM, SELF-CUTTING, LENGTH 17MM |  | B0237.00 | 01 | 2009-05-30 | N. A. | N. A. | N. A. | QPF/B0237 | 01 | 2008-05-18 | N. A. | N. A. | N. A. | PS/B0237 | 00 | 2007-05-08 | N. A. | N. A. | N. A. | B0237 | TMF-1 | IU/2 | Class C | FINISHED GOODS | CERVIEDGE™ | CERVICAL SCREW | DIA. 4.0MM, SELF-CUTTING, LENGTH 17MM | 16 | No | Yes |  | No | N. A. | No | N. A. | No | Yes | No | Yes | M. L.: MFG/MD/2021/000369 |  | 3 | SPINE PRODUCTS\CERVIEDGE SYSTEM\SCREWS | 0 | Initial issue | N | SPINE IMPLANTS |  | 1 | No | Yes | Yes | Yes | N. A.
B0237 | B0237.18 | CERVIEDGE CERVICAL SCREW DIA. 4.0MM, SELF-CUTTING, LENGTH 18MM |  | B0237.00 | 01 | 2009-05-30 | N. A. | N. A. | N. A. | QPF/B0237 | 01 | 2008-05-18 | N. A. | N. A. | N. A. | PS/B0237 | 00 | 2007-05-08 | N. A. | N. A. | N. A. | B0237 | TMF-1 | IU/2 | Class C | FINISHED GOODS | CERVIEDGE™ | CERVICAL SCREW | DIA. 4.0MM, SELF-CUTTING, LENGTH 18MM | 16 | No | Yes |  | No | N. A. | No | N. A. | No | Yes | No | Yes | M. L.: MFG/MD/2021/000369 |  | 3 | SPINE PRODUCTS\CERVIEDGE SYSTEM\SCREWS | 0 | Initial issue | N | SPINE IMPLANTS |  | 1 | No | Yes | Yes | Yes | N. A.
B0237 | B0237.20 | CERVIEDGE CERVICAL SCREW DIA. 4.0MM, SELF-CUTTING, LENGTH 20MM |  | B0237.00 | 01 | 2009-05-30 | N. A. | N. A. | N. A. | QPF/B0237 | 01 | 2008-05-18 | N. A. | N. A. | N. A. | PS/B0237 | 00 | 2007-05-08 | N. A. | N. A. | N. A. | B0237 | TMF-1 | IU/2 | Class C | FINISHED GOODS | CERVIEDGE™ | CERVICAL SCREW | DIA. 4.0MM, SELF-CUTTING, LENGTH 20MM | 16 | No | Yes |  | No | N. A. | No | N. A. | No | Yes | No | Yes | M. L.: MFG/MD/2021/000369 |  | 3 | SPINE PRODUCTS\CERVIEDGE SYSTEM\SCREWS | 0 | Initial issue | N | SPINE IMPLANTS |  | 1 | No | Yes | Yes | Yes | N. A.
B0237 | B0237.22 | CERVIEDGE CERVICAL SCREW DIA. 4.0MM, SELF-CUTTING, LENGTH 22MM |  | B0237.00 | 01 | 2009-05-30 | N. A. | N. A. | N. A. | QPF/B0237 | 01 | 2008-05-18 | N. A. | N. A. | N. A. | PS/B0237 | 00 | 2007-05-08 | N. A. | N. A. | N. A. | B0237 | TMF-1 | IU/2 | Class C | FINISHED GOODS | CERVIEDGE™ | CERVICAL SCREW | DIA. 4.0MM, SELF-CUTTING, LENGTH 22MM | 16 | No | Yes |  | No | N. A. | No | N. A. | No | Yes | No | Yes | M. L.: MFG/MD/2021/000369 |  | 3 | SPINE PRODUCTS\CERVIEDGE SYSTEM\SCREWS | 0 | Initial issue | N | SPINE IMPLANTS |  | 1 | No | Yes | Yes | Yes | N. A.
B0237 | B0237.24 | CERVIEDGE CERVICAL SCREW DIA. 4.0MM, SELF-CUTTING, LENGTH 24MM |  | B0237.00 | 01 | 2009-05-30 | N. A. | N. A. | N. A. | QPF/B0237 | 01 | 2008-05-18 | N. A. | N. A. | N. A. | PS/B0237 | 00 | 2007-05-08 | N. A. | N. A. | N. A. | B0237 | TMF-1 | IU/2 | Class C | FINISHED GOODS | CERVIEDGE™ | CERVICAL SCREW | DIA. 4.0MM, SELF-CUTTING, LENGTH 24MM | 16 | No | Yes |  | No | N. A. | No | N. A. | No | Yes | No | Yes | M. L.: MFG/MD/2021/000369 |  | 3 | SPINE PRODUCTS\CERVIEDGE SYSTEM\SCREWS | 0 | Initial issue | N | SPINE IMPLANTS |  | 1 | No | Yes | Yes | Yes | N. A.
B0238 | B0238.0400 | LOCKING SCREW FOR CERVIEDGE CERVICAL SYSTEM |  | B0238.0400 | 04 | 2009-10-09 | N. A. | N. A. | N. A. | QPF/B0238 | 00 | 2007-05-05 | N. A. | N. A. | N. A. | PS/B0238 | 00 | 2007-05-08 | N. A. | N. A. | N. A. | B0238 | TMF-1 | IU/2 | Class C | FINISHED GOODS | CERVIEDGE™ | LOCKING SCREW | FOR CERVIEDGE CERVICAL SYSTEM | 16 | No | Yes |  | No | N. A. | No | N. A. | No | Yes | No | Yes | M. L.: MFG/MD/2021/000369 |  | 3 | SPINE PRODUCTS\CERVIEDGE SYSTEM\LOCKING SCREWS | 0 | Initial issue | Y | SPINE IMPLANTS |  | 1 | No | Yes | Yes | Yes | N. A.
B0239 | B0239.12 | CERVIEDGE RESCUE SCREW DIA. 4.35MM, SELF-CUTTING, LENGTH 12MM |  | B0239.00 | 00 | N. A. | N. A. | N. A. | N. A. | QPF/B0239 | 01 | 2008-05-18 | N. A. | N. A. | N. A. | PS/B0239 | 00 | 2007-05-08 | 2022-12-04 | 2019-12-04 | N. A. | B0239 | TMF-1 | IU/2 | Class C | FINISHED GOODS | CERVIEDGE™ | RESCUE SCREW | DIA. 4.35MM, SELF-CUTTING, LENGTH 12MM | 16 | No | Yes |  | No | N. A. | No | N. A. | No | Yes | No | Yes | M. L.: MFG/MD/2021/000369 |  | 3 | SPINE PRODUCTS\CERVIEDGE SYSTEM\SCREWS | 0 | Initial issue | N | SPINE IMPLANTS |  | 1 | No | Yes | Yes | Yes | N. A.
B0239 | B0239.14 | CERVIEDGE RESCUE SCREW DIA. 4.35MM, SELF-CUTTING, LENGTH 14MM |  | B0239.00 | 00 | N. A. | N. A. | N. A. | N. A. | QPF/B0239 | 01 | 2008-05-18 | N. A. | N. A. | N. A. | PS/B0239 | 00 | 2007-05-08 | 2022-12-04 | 2019-12-04 | N. A. | B0239 | TMF-1 | IU/2 | Class C | FINISHED GOODS | CERVIEDGE™ | RESCUE SCREW | DIA. 4.35MM, SELF-CUTTING, LENGTH 14MM | 16 | No | Yes |  | No | N. A. | No | N. A. | No | Yes | No | Yes | M. L.: MFG/MD/2021/000369 |  | 3 | SPINE PRODUCTS\CERVIEDGE SYSTEM\SCREWS | 0 | Initial issue | N | SPINE IMPLANTS |  | 1 | No | Yes | Yes | Yes | N. A.
B0239 | B0239.16 | CERVIEDGE RESCUE SCREW DIA. 4.35MM, SELF-CUTTING, LENGTH 16MM |  | B0239.00 | 00 | N. A. | N. A. | N. A. | N. A. | QPF/B0239 | 01 | 2008-05-18 | N. A. | N. A. | N. A. | PS/B0239 | 00 | 2007-05-08 | 2022-12-04 | 2019-12-04 | N. A. | B0239 | TMF-1 | IU/2 | Class C | FINISHED GOODS | CERVIEDGE™ | RESCUE SCREW | DIA. 4.35MM, SELF-CUTTING, LENGTH 16MM | 16 | No | Yes |  | No | N. A. | No | N. A. | No | Yes | No | Yes | M. L.: MFG/MD/2021/000369 |  | 3 | SPINE PRODUCTS\CERVIEDGE SYSTEM\SCREWS | 0 | Initial issue | N | SPINE IMPLANTS |  | 1 | No | Yes | Yes | Yes | N. A.
B0239 | B0239.18 | CERVIEDGE RESCUE SCREW DIA. 4.35MM, SELF-CUTTING, LENGTH 18MM |  | B0239.00 | 00 | N. A. | N. A. | N. A. | N. A. | QPF/B0239 | 01 | 2008-05-18 | N. A. | N. A. | N. A. | PS/B0239 | 00 | 2007-05-08 | 2022-12-04 | 2019-12-04 | N. A. | B0239 | TMF-1 | IU/2 | Class C | FINISHED GOODS | CERVIEDGE™ | RESCUE SCREW | DIA. 4.35MM, SELF-CUTTING, LENGTH 18MM | 16 | No | Yes |  | No | N. A. | No | N. A. | No | Yes | No | Yes | M. L.: MFG/MD/2021/000369 |  | 3 | SPINE PRODUCTS\CERVIEDGE SYSTEM\SCREWS | 0 | Initial issue | N | SPINE IMPLANTS |  | 1 | No | Yes | Yes | Yes | N. A.
B0239 | B0239.20 | CERVIEDGE RESCUE SCREW DIA. 4.35MM, SELF-CUTTING, LENGTH 20MM |  | B0239.00 | 00 | N. A. | N. A. | N. A. | N. A. | QPF/B0239 | 01 | 2008-05-18 | N. A. | N. A. | N. A. | PS/B0239 | 00 | 2007-05-08 | 2022-12-04 | 2019-12-04 | N. A. | B0239 | TMF-1 | IU/2 | Class C | FINISHED GOODS | CERVIEDGE™ | RESCUE SCREW | DIA. 4.35MM, SELF-CUTTING, LENGTH 20MM | 16 | No | Yes |  | No | N. A. | No | N. A. | No | Yes | No | Yes | M. L.: MFG/MD/2021/000369 |  | 3 | SPINE PRODUCTS\CERVIEDGE SYSTEM\SCREWS | 0 | Initial issue | N | SPINE IMPLANTS |  | 1 | No | Yes | Yes | Yes | N. A.
B0239 | B0239.22 | CERVIEDGE RESCUE SCREW DIA. 4.35MM, SELF-CUTTING, LENGTH 22MM |  | B0239.00 | 00 | N. A. | N. A. | N. A. | N. A. | QPF/B0239 | 01 | 2008-05-18 | N. A. | N. A. | N. A. | PS/B0239 | 00 | 2007-05-08 | 2022-12-04 | 2019-12-04 | N. A. | B0239 | TMF-1 | IU/2 | Class C | FINISHED GOODS | CERVIEDGE™ | RESCUE SCREW | DIA. 4.35MM, SELF-CUTTING, LENGTH 22MM | 16 | No | Yes |  | No | N. A. | No | N. A. | No | Yes | No | Yes | M. L.: MFG/MD/2021/000369 |  | 3 | SPINE PRODUCTS\CERVIEDGE SYSTEM\SCREWS | 0 | Initial issue | N | SPINE IMPLANTS |  | 1 | No | Yes | Yes | Yes | N. A.
B0254 | B0254.2712 | CORTICAL SCREW, ADLER, DIA 2,7X12 MM - TI |  | B0254.0000 | 01 | 2015-08-27 | N. A. | N. A. | N. A. | QPR/B0254 QPF/B0254 | 00 | 2015-05-23 | N. A. | N. A. | N. A. | PS/B0254 | 01 | 2019-01-08 | N. A. | N. A. | N. A. | B0254 | TMF-01 | IU/7 | Class C | FINISHED GOODS | ADLER™ | CORTICAL SCREW | DIA 2.7X12 MM - TI | 16 | No | Yes |  | No | N. A. | No | N. A. | No | Yes | No | Yes | M. L.: MFG/MD/2021/000369 |  | 3 | ADLER PRODUCTS\LOCKED PLATE IMPLANTS\LOCKED HEAD SCREWS | 0 | Initial issue | N | BONE SCREWS |  | 1 | No | Yes | Yes | Yes | N. A.
B0254 | B0254.2714 | CORTICAL SCREW, ADLER, DIA 2,7X14 MM - TI |  | B0254.0000 | #N/A | #N/A | N. A. | N. A. | N. A. | QPR/B0254 QPF/B0254 | #N/A | #N/A | #N/A | #N/A | #N/A | PS/B0254 | #N/A | #N/A | #N/A | #N/A | #N/A | B0254 | TMF-01 | IU/7 | Class C | FINISHED GOODS | ADLER™ | CORTICAL SCREW | DIA 2.7X14 MM - TI | 16 | No | Yes |  | No | N. A. | No | N. A. | No | Yes | No | Yes | M. L.: MFG/MD/2021/000369 |  | 3 | ADLER PRODUCTS\LOCKED PLATE IMPLANTS\LOCKED HEAD SCREWS | 0 | Initial issue | Y | BONE SCREWS |  | 1 | No | Yes | Yes | Yes | N. A.
B0254 | B0254.2716 | CORTICAL SCREW, ADLER, DIA 2,7X16 MM - TI |  | B0254.0000 | #N/A | #N/A | N. A. | N. A. | N. A. | QPR/B0254 QPF/B0254 | #N/A | #N/A | #N/A | #N/A | #N/A | PS/B0254 | #N/A | #N/A | #N/A | #N/A | #N/A | B0254 | TMF-01 | IU/7 | Class C | FINISHED GOODS | ADLER™ | CORTICAL SCREW | DIA 2.7X16 MM - TI | 16 | No | Yes |  | No | N. A. | No | N. A. | No | Yes | No | Yes | M. L.: MFG/MD/2021/000369 |  | 3 | ADLER PRODUCTS\LOCKED PLATE IMPLANTS\LOCKED HEAD SCREWS | 0 | Initial issue | Y | BONE SCREWS |  | 1 | No | Yes | Yes | Yes | N. A.
B0254 | B0254.2718 | CORTICAL SCREW, ADLER, DIA 2,7X18 MM - TI |  | B0254.0000 | 01 | 2015-08-27 | N. A. | N. A. | N. A. | QPR/B0254 QPF/B0254 | 00 | 2015-05-23 | N. A. | N. A. | N. A. | PS/B0254 | 01 | 2019-01-08 | N. A. | N. A. | N. A. | B0254 | TMF-01 | IU/7 | Class C | FINISHED GOODS | ADLER™ | CORTICAL SCREW | DIA 2.7X18 MM - TI | 16 | No | Yes |  | No | N. A. | No | N. A. | No | Yes | No | Yes | M. L.: MFG/MD/2021/000369 |  | 3 | ADLER PRODUCTS\LOCKED PLATE IMPLANTS\LOCKED HEAD SCREWS | 0 | Initial issue | N | BONE SCREWS |  | 1 | No | Yes | Yes | Yes | N. A.
B0254 | B0254.2720 | CORTICAL SCREW, ADLER, DIA 2,7X20 MM - TI |  | B0254.0000 | #N/A | #N/A | N. A. | N. A. | N. A. | QPR/B0254 QPF/B0254 | #N/A | #N/A | #N/A | #N/A | #N/A | PS/B0254 | #N/A | #N/A | #N/A | #N/A | #N/A | B0254 | TMF-01 | IU/7 | Class C | FINISHED GOODS | ADLER™ | CORTICAL SCREW | DIA 2.7X20 MM - TI | 16 | No | Yes |  | No | N. A. | No | N. A. | No | Yes | No | Yes | M. L.: MFG/MD/2021/000369 |  | 3 | ADLER PRODUCTS\LOCKED PLATE IMPLANTS\LOCKED HEAD SCREWS | 0 | Initial issue | Y | BONE SCREWS |  | 1 | No | Yes | Yes | Yes | N. A.
B0254 | B0254.2722 | CORTICAL SCREW, ADLER, DIA 2,7X22 MM - TI |  | B0254.0000 | 01 | 2015-08-27 | N. A. | N. A. | N. A. | QPR/B0254 QPF/B0254 | 00 | 2015-05-23 | N. A. | N. A. | N. A. | PS/B0254 | 01 | 2019-01-08 | N. A. | N. A. | N. A. | B0254 | TMF-01 | IU/7 | Class C | FINISHED GOODS | ADLER™ | CORTICAL SCREW | DIA 2.7X22 MM - TI | 16 | No | Yes |  | No | N. A. | No | N. A. | No | Yes | No | Yes | M. L.: MFG/MD/2021/000369 |  | 3 | ADLER PRODUCTS\LOCKED PLATE IMPLANTS\LOCKED HEAD SCREWS | 0 | Initial issue | N | BONE SCREWS |  | 1 | No | Yes | Yes | Yes | N. A.
B0254 | B0254.2724 | CORTICAL SCREW, ADLER, DIA 2,7X24 MM - TI |  | B0254.0000 | #N/A | #N/A | N. A. | N. A. | N. A. | QPR/B0254 QPF/B0254 | #N/A | #N/A | #N/A | #N/A | #N/A | PS/B0254 | #N/A | #N/A | #N/A | #N/A | #N/A | B0254 | TMF-01 | IU/7 | Class C | FINISHED GOODS | ADLER™ | CORTICAL SCREW | DIA 2.7X24 MM - TI | 16 | No | Yes |  | No | N. A. | No | N. A. | No | Yes | No | Yes | M. L.: MFG/MD/2021/000369 |  | 3 | ADLER PRODUCTS\LOCKED PLATE IMPLANTS\LOCKED HEAD SCREWS | 0 | Initial issue | Y | BONE SCREWS |  | 1 | No | Yes | Yes | Yes | N. A.
B0254 | B0254.2726 | CORTICAL SCREW, ADLER, DIA 2,7X26 MM - TI |  | B0254.0000 | #N/A | #N/A | N. A. | N. A. | N. A. | QPR/B0254 QPF/B0254 | #N/A | #N/A | #N/A | #N/A | #N/A | PS/B0254 | #N/A | #N/A | #N/A | #N/A | #N/A | B0254 | TMF-01 | IU/7 | Class C | FINISHED GOODS | ADLER™ | CORTICAL SCREW | DIA 2.7X26 MM - TI | 16 | No | Yes |  | No | N. A. | No | N. A. | No | Yes | No | Yes | M. L.: MFG/MD/2021/000369 |  | 3 | ADLER PRODUCTS\LOCKED PLATE IMPLANTS\LOCKED HEAD SCREWS | 0 | Initial issue | Y | BONE SCREWS |  | 1 | No | Yes | Yes | Yes | N. A.
B0254 | B0254.2728 | CORTICAL SCREW, ADLER, DIA 2,7X28 MM - TI |  | B0254.0000 | #N/A | #N/A | N. A. | N. A. | N. A. | QPR/B0254 QPF/B0254 | #N/A | #N/A | #N/A | #N/A | #N/A | PS/B0254 | #N/A | #N/A | #N/A | #N/A | #N/A | B0254 | TMF-01 | IU/7 | Class C | FINISHED GOODS | ADLER™ | CORTICAL SCREW | DIA 2.7X28 MM - TI | 16 | No | Yes |  | No | N. A. | No | N. A. | No | Yes | No | Yes | M. L.: MFG/MD/2021/000369 |  | 3 | ADLER PRODUCTS\LOCKED PLATE IMPLANTS\LOCKED HEAD SCREWS | 0 | Initial issue | Y | BONE SCREWS |  | 1 | No | Yes | Yes | Yes | N. A.
B0254 | B0254.2730 | CORTICAL SCREW, ADLER, DIA 2,7X30 MM - TI |  | B0254.0000 | #N/A | #N/A | N. A. | N. A. | N. A. | QPR/B0254 QPF/B0254 | #N/A | #N/A | #N/A | #N/A | #N/A | PS/B0254 | #N/A | #N/A | #N/A | #N/A | #N/A | B0254 | TMF-01 | IU/7 | Class C | FINISHED GOODS | ADLER™ | CORTICAL SCREW | DIA 2.7X30 MM - TI | 16 | No | Yes |  | No | N. A. | No | N. A. | No | Yes | No | Yes | M. L.: MFG/MD/2021/000369 |  | 3 | ADLER PRODUCTS\LOCKED PLATE IMPLANTS\LOCKED HEAD SCREWS | 0 | Initial issue | Y | BONE SCREWS |  | 1 | No | Yes | Yes | Yes | N. A.
B0255 | B0255.3512 | LOCKING SCREW, ADLER, DIA 3,5X12 MM - TI |  | B0255.0000 | 01 | 2015-08-27 | N. A. | N. A. | N. A. | QPR/B0255 QPF/B0255 | 00 | 2017-03-25 | N. A. | N. A. | N. A. | PS/B0255 | 02 | 2019-05-04 | N. A. | N. A. | N. A. | B0255 | TMF-01 | IU/7 | Class C | FINISHED GOODS | ADLER™ | LOCKING SCREW | DIA 3.5X12 MM - TI | 16 | No | Yes |  | No | N. A. | No | N. A. | No | Yes | No | Yes | M. L.: MFG/MD/2021/000369 |  | 3 | ADLER PRODUCTS\LOCKED PLATE IMPLANTS\LOCKED HEAD SCREWS | 0 | Initial issue | N | BONE SCREWS |  | 1 | No | Yes | Yes | Yes | N. A.
B0255 | B0255.3514 | LOCKING SCREW, ADLER, DIA. 3.5X14MM, TI |  | B0255.0000 | 01 | 2015-08-27 | N. A. | N. A. | N. A. | QPR/B0255 QPF/B0255 | 00 | 2017-03-25 | N. A. | N. A. | N. A. | PS/B0255 | 02 | 2019-05-04 | N. A. | N. A. | N. A. | B0255 | TMF-01 | IU/7 | Class C | FINISHED GOODS | ADLER™ | LOCKING SCREW | DIA. 3.5X14MM, TI | 16 | No | Yes |  | No | N. A. | No | N. A. | No | Yes | No | Yes | M. L.: MFG/MD/2021/000369 |  | 3 | ADLER PRODUCTS\LOCKED PLATE IMPLANTS\LOCKED HEAD SCREWS | 0 | Initial issue | N | BONE SCREWS |  | 1 | No | Yes | Yes | Yes | N. A.
B0255 | B0255.3516 | LOCKING SCREW, ADLER, DIA. 3.5X16MM, TI |  | B0255.0000 | 01 | 2015-08-27 | N. A. | N. A. | N. A. | QPR/B0255 QPF/B0255 | 00 | 2017-03-25 | N. A. | N. A. | N. A. | PS/B0255 | 02 | 2019-05-04 | N. A. | N. A. | N. A. | B0255 | TMF-01 | IU/7 | Class C | FINISHED GOODS | ADLER™ | LOCKING SCREW | DIA. 3.5X16MM, TI | 16 | No | Yes |  | No | N. A. | No | N. A. | No | Yes | No | Yes | M. L.: MFG/MD/2021/000369 |  | 3 | ADLER PRODUCTS\LOCKED PLATE IMPLANTS\LOCKED HEAD SCREWS | 0 | Initial issue | N | BONE SCREWS |  | 1 | No | Yes | Yes | Yes | N. A.
B0255 | B0255.3518 | LOCKING SCREW, ADLER, DIA. 3.5X18MM, TI |  | B0255.0000 | 01 | 2015-08-27 | N. A. | N. A. | N. A. | QPR/B0255 QPF/B0255 | 00 | 2017-03-25 | N. A. | N. A. | N. A. | PS/B0255 | 02 | 2019-05-04 | N. A. | N. A. | N. A. | B0255 | TMF-01 | IU/7 | Class C | FINISHED GOODS | ADLER™ | LOCKING SCREW | DIA. 3.5X18MM, TI | 16 | No | Yes |  | No | N. A. | No | N. A. | No | Yes | No | Yes | M. L.: MFG/MD/2021/000369 |  | 3 | ADLER PRODUCTS\LOCKED PLATE IMPLANTS\LOCKED HEAD SCREWS | 0 | Initial issue | N | BONE SCREWS |  | 1 | No | Yes | Yes | Yes | N. A.
B0255 | B0255.3520 | LOCKING SCREW, ADLER, DIA. 3.5X20MM, TI |  | B0255.0000 | 01 | 2015-08-27 | N. A. | N. A. | N. A. | QPR/B0255 QPF/B0255 | 00 | 2017-03-25 | N. A. | N. A. | N. A. | PS/B0255 | 02 | 2019-05-04 | N. A. | N. A. | N. A. | B0255 | TMF-01 | IU/7 | Class C | FINISHED GOODS | ADLER™ | LOCKING SCREW | DIA. 3.5X20MM, TI | 16 | No | Yes |  | No | N. A. | No | N. A. | No | Yes | No | Yes | M. L.: MFG/MD/2021/000369 |  | 3 | ADLER PRODUCTS\LOCKED PLATE IMPLANTS\LOCKED HEAD SCREWS | 0 | Initial issue | N | BONE SCREWS |  | 1 | No | Yes | Yes | Yes | N. A.
B0255 | B0255.3522 | LOCKING SCREW, ADLER, DIA. 3.5X22MM, TI |  | B0255.0000 | 01 | 2015-08-27 | N. A. | N. A. | N. A. | QPR/B0255 QPF/B0255 | 00 | 2017-03-25 | N. A. | N. A. | N. A. | PS/B0255 | 02 | 2019-05-04 | N. A. | N. A. | N. A. | B0255 | TMF-01 | IU/7 | Class C | FINISHED GOODS | ADLER™ | LOCKING SCREW | DIA. 3.5X22MM, TI | 16 | No | Yes |  | No | N. A. | No | N. A. | No | Yes | No | Yes | M. L.: MFG/MD/2021/000369 |  | 3 | ADLER PRODUCTS\LOCKED PLATE IMPLANTS\LOCKED HEAD SCREWS | 0 | Initial issue | N | BONE SCREWS |  | 1 | No | Yes | Yes | Yes | N. A.
B0255 | B0255.3524 | LOCKING SCREW, ADLER, DIA. 3.5X24MM, TI |  | B0255.0000 | 01 | 2015-08-27 | N. A. | N. A. | N. A. | QPR/B0255 QPF/B0255 | 00 | 2017-03-25 | N. A. | N. A. | N. A. | PS/B0255 | 02 | 2019-05-04 | N. A. | N. A. | N. A. | B0255 | TMF-01 | IU/7 | Class C | FINISHED GOODS | ADLER™ | LOCKING SCREW | DIA. 3.5X24MM, TI | 16 | No | Yes |  | No | N. A. | No | N. A. | No | Yes | No | Yes | M. L.: MFG/MD/2021/000369 |  | 3 | ADLER PRODUCTS\LOCKED PLATE IMPLANTS\LOCKED HEAD SCREWS | 0 | Initial issue | N | BONE SCREWS |  | 1 | No | Yes | Yes | Yes | N. A.
B0255 | B0255.3526 | LOCKING SCREW, ADLER, DIA 3,5X26 MM - TI |  | B0255.0000 | 01 | 2015-08-27 | N. A. | N. A. | N. A. | QPR/B0255 QPF/B0255 | 00 | 2017-03-25 | N. A. | N. A. | N. A. | PS/B0255 | 02 | 2019-05-04 | N. A. | N. A. | N. A. | B0255 | TMF-01 | IU/7 | Class C | FINISHED GOODS | ADLER™ | LOCKING SCREW | DIA 3.5X26 MM - TI | 16 | No | Yes |  | No | N. A. | No | N. A. | No | Yes | No | Yes | M. L.: MFG/MD/2021/000369 |  | 3 | ADLER PRODUCTS\LOCKED PLATE IMPLANTS\LOCKED HEAD SCREWS | 0 | Initial issue | N | BONE SCREWS |  | 1 | No | Yes | Yes | Yes | N. A.
B0255 | B0255.3528 | LOCKING SCREW, ADLER, DIA 3,5X28 MM - TI |  | B0255.0000 | 01 | 2015-08-27 | N. A. | N. A. | N. A. | QPR/B0255 QPF/B0255 | 00 | 2017-03-25 | N. A. | N. A. | N. A. | PS/B0255 | 02 | 2019-05-04 | N. A. | N. A. | N. A. | B0255 | TMF-01 | IU/7 | Class C | FINISHED GOODS | ADLER™ | LOCKING SCREW | DIA 3.5X28 MM - TI | 16 | No | Yes |  | No | N. A. | No | N. A. | No | Yes | No | Yes | M. L.: MFG/MD/2021/000369 |  | 3 | ADLER PRODUCTS\LOCKED PLATE IMPLANTS\LOCKED HEAD SCREWS | 0 | Initial issue | N | BONE SCREWS |  | 1 | No | Yes | Yes | Yes | N. A.
B0255 | B0255.3530 | LOCKING SCREW, ADLER, DIA 3,5X30 MM - TI |  | B0255.0000 | 01 | 2015-08-27 | N. A. | N. A. | N. A. | QPR/B0255 QPF/B0255 | 00 | 2017-03-25 | N. A. | N. A. | N. A. | PS/B0255 | 02 | 2019-05-04 | N. A. | N. A. | N. A. | B0255 | TMF-01 | IU/7 | Class C | FINISHED GOODS | ADLER™ | LOCKING SCREW | DIA 3.5X30 MM - TI | 16 | No | Yes |  | No | N. A. | No | N. A. | No | Yes | No | Yes | M. L.: MFG/MD/2021/000369 |  | 3 | ADLER PRODUCTS\LOCKED PLATE IMPLANTS\LOCKED HEAD SCREWS | 0 | Initial issue | N | BONE SCREWS |  | 1 | No | Yes | Yes | Yes | N. A.
B0255 | B0255.3532 | LOCKING SCREW, ADLER, DIA 3,5X32 MM - TI |  | B0255.0000 | #N/A | #N/A | N. A. | N. A. | N. A. | QPR/B0255 QPF/B0255 | #N/A | #N/A | #N/A | #N/A | #N/A | PS/B0255 | #N/A | #N/A | #N/A | #N/A | #N/A | B0255 | TMF-01 | IU/7 | Class C | FINISHED GOODS | ADLER™ | LOCKING SCREW | DIA 3.5X32 MM - TI | 16 | No | Yes |  | No | N. A. | No | N. A. | No | Yes | No | Yes | M. L.: MFG/MD/2021/000369 |  | 3 | ADLER PRODUCTS\LOCKED PLATE IMPLANTS\LOCKED HEAD SCREWS | 0 | Initial issue | Y | BONE SCREWS |  | 1 | No | Yes | Yes | Yes | N. A.
B0255 | B0255.3534 | LOCKING SCREW, ADLER, DIA 3,5X34 MM - TI |  | B0255.0000 | 01 | 2015-08-27 | N. A. | N. A. | N. A. | QPR/B0255 QPF/B0255 | 00 | 2017-03-25 | N. A. | N. A. | N. A. | PS/B0255 | 02 | 2019-05-04 | N. A. | N. A. | N. A. | B0255 | TMF-01 | IU/7 | Class C | FINISHED GOODS | ADLER™ | LOCKING SCREW | DIA 3.5X34 MM - TI | 16 | No | Yes |  | No | N. A. | No | N. A. | No | Yes | No | Yes | M. L.: MFG/MD/2021/000369 |  | 3 | ADLER PRODUCTS\LOCKED PLATE IMPLANTS\LOCKED HEAD SCREWS | 0 | Initial issue | N | BONE SCREWS |  | 1 | No | Yes | Yes | Yes | N. A.
B0255 | B0255.3536 | LOCKING SCREW, ADLER, DIA 3,5X36 MM - TI |  | B0255.0000 | 01 | 2015-08-27 | N. A. | N. A. | N. A. | QPR/B0255 QPF/B0255 | 00 | 2017-03-25 | N. A. | N. A. | N. A. | PS/B0255 | 02 | 2019-05-04 | N. A. | N. A. | N. A. | B0255 | TMF-01 | IU/7 | Class C | FINISHED GOODS | ADLER™ | LOCKING SCREW | DIA 3.5X36 MM - TI | 16 | No | Yes |  | No | N. A. | No | N. A. | No | Yes | No | Yes | M. L.: MFG/MD/2021/000369 |  | 3 | ADLER PRODUCTS\LOCKED PLATE IMPLANTS\LOCKED HEAD SCREWS | 0 | Initial issue | N | BONE SCREWS |  | 1 | No | Yes | Yes | Yes | N. A.
B0255 | B0255.3538 | LOCKING SCREW, ADLER, DIA 3,5X38 MM - TI |  | B0255.0000 | 01 | 2015-08-27 | N. A. | N. A. | N. A. | QPR/B0255 QPF/B0255 | 00 | 2017-03-25 | N. A. | N. A. | N. A. | PS/B0255 | 02 | 2019-05-04 | N. A. | N. A. | N. A. | B0255 | TMF-01 | IU/7 | Class C | FINISHED GOODS | ADLER™ | LOCKING SCREW | DIA 3.5X38 MM - TI | 16 | No | Yes |  | No | N. A. | No | N. A. | No | Yes | No | Yes | M. L.: MFG/MD/2021/000369 |  | 3 | ADLER PRODUCTS\LOCKED PLATE IMPLANTS\LOCKED HEAD SCREWS | 0 | Initial issue | N | BONE SCREWS |  | 1 | No | Yes | Yes | Yes | N. A.
B0255 | B0255.3540 | LOCKING SCREW, ADLER, DIA 3,5X40 MM - TI |  | B0255.0000 | 01 | 2015-08-27 | N. A. | N. A. | N. A. | QPR/B0255 QPF/B0255 | 00 | 2017-03-25 | N. A. | N. A. | N. A. | PS/B0255 | 02 | 2019-05-04 | N. A. | N. A. | N. A. | B0255 | TMF-01 | IU/7 | Class C | FINISHED GOODS | ADLER™ | LOCKING SCREW | DIA 3.5X40 MM - TI | 16 | No | Yes |  | No | N. A. | No | N. A. | No | Yes | No | Yes | M. L.: MFG/MD/2021/000369 |  | 3 | ADLER PRODUCTS\LOCKED PLATE IMPLANTS\LOCKED HEAD SCREWS | 0 | Initial issue | Y | BONE SCREWS |  | 1 | No | Yes | Yes | Yes | N. A.
B0255 | B0255.3542 | LOCKING SCREW, ADLER, DIA 3,5X42 MM - TI |  | B0255.0000 | 01 | 2015-08-27 | N. A. | N. A. | N. A. | QPR/B0255 QPF/B0255 | 00 | 2017-03-25 | N. A. | N. A. | N. A. | PS/B0255 | 02 | 2019-05-04 | N. A. | N. A. | N. A. | B0255 | TMF-01 | IU/7 | Class C | FINISHED GOODS | ADLER™ | LOCKING SCREW | DIA 3.5X42 MM - TI | 16 | No | Yes |  | No | N. A. | No | N. A. | No | Yes | No | Yes | M. L.: MFG/MD/2021/000369 |  | 3 | ADLER PRODUCTS\LOCKED PLATE IMPLANTS\LOCKED HEAD SCREWS | 0 | Initial issue | N | BONE SCREWS |  | 1 | No | Yes | Yes | Yes | N. A.
B0255 | B0255.3544 | LOCKING SCREW, ADLER, DIA 3,5X44 MM - TI |  | B0255.0000 | 01 | 2015-08-27 | N. A. | N. A. | N. A. | QPR/B0255 QPF/B0255 | 00 | 2017-03-25 | N. A. | N. A. | N. A. | PS/B0255 | 02 | 2019-05-04 | N. A. | N. A. | N. A. | B0255 | TMF-01 | IU/7 | Class C | FINISHED GOODS | ADLER™ | LOCKING SCREW | DIA 3.5X44 MM - TI | 16 | No | Yes |  | No | N. A. | No | N. A. | No | Yes | No | Yes | M. L.: MFG/MD/2021/000369 |  | 3 | ADLER PRODUCTS\LOCKED PLATE IMPLANTS\LOCKED HEAD SCREWS | 0 | Initial issue | N | BONE SCREWS |  | 1 | No | Yes | Yes | Yes | N. A.
B0255 | B0255.3546 | LOCKING SCREW, ADLER, DIA 3,5X46 MM - TI |  | B0255.0000 | 01 | 2015-08-27 | N. A. | N. A. | N. A. | QPR/B0255 QPF/B0255 | 00 | 2017-03-25 | N. A. | N. A. | N. A. | PS/B0255 | 02 | 2019-05-04 | N. A. | N. A. | N. A. | B0255 | TMF-01 | IU/7 | Class C | FINISHED GOODS | ADLER™ | LOCKING SCREW | DIA 3.5X46 MM - TI | 16 | No | Yes |  | No | N. A. | No | N. A. | No | Yes | No | Yes | M. L.: MFG/MD/2021/000369 |  | 3 | ADLER PRODUCTS\LOCKED PLATE IMPLANTS\LOCKED HEAD SCREWS | 0 | Initial issue | N | BONE SCREWS |  | 1 | No | Yes | Yes | Yes | N. A.
B0255 | B0255.3548 | LOCKING SCREW, ADLER, DIA 3,5X48 MM - TI |  | B0255.0000 | 01 | 2015-08-27 | N. A. | N. A. | N. A. | QPR/B0255 QPF/B0255 | 00 | 2017-03-25 | N. A. | N. A. | N. A. | PS/B0255 | 02 | 2019-05-04 | N. A. | N. A. | N. A. | B0255 | TMF-01 | IU/7 | Class C | FINISHED GOODS | ADLER™ | LOCKING SCREW | DIA 3.5X48 MM - TI | 16 | No | Yes |  | No | N. A. | No | N. A. | No | Yes | No | Yes | M. L.: MFG/MD/2021/000369 |  | 3 | ADLER PRODUCTS\LOCKED PLATE IMPLANTS\LOCKED HEAD SCREWS | 0 | Initial issue | N | BONE SCREWS |  | 1 | No | Yes | Yes | Yes | N. A.
B0255 | B0255.3550 | LOCKING SCREW, ADLER, DIA 3,5X50 MM - TI |  | B0255.0000 | 01 | 2015-08-27 | N. A. | N. A. | N. A. | QPR/B0255 QPF/B0255 | 00 | 2017-03-25 | N. A. | N. A. | N. A. | PS/B0255 | 02 | 2019-05-04 | N. A. | N. A. | N. A. | B0255 | TMF-01 | IU/7 | Class C | FINISHED GOODS | ADLER™ | LOCKING SCREW | DIA 3.5X50 MM - TI | 16 | No | Yes |  | No | N. A. | No | N. A. | No | Yes | No | Yes | M. L.: MFG/MD/2021/000369 |  | 3 | ADLER PRODUCTS\LOCKED PLATE IMPLANTS\LOCKED HEAD SCREWS | 0 | Initial issue | N | BONE SCREWS |  | 1 | No | Yes | Yes | Yes | N. A.
B0255 | B0255.3555 | LOCKING SCREW, ADLER, DIA 3,5X55 MM - TI |  | B0255.0000 | 01 | 2015-08-27 | N. A. | N. A. | N. A. | QPR/B0255 QPF/B0255 | 00 | 2017-03-25 | N. A. | N. A. | N. A. | PS/B0255 | 02 | 2019-05-04 | N. A. | N. A. | N. A. | B0255 | TMF-01 | IU/7 | Class C | FINISHED GOODS | ADLER™ | LOCKING SCREW | DIA 3.5X55 MM - TI | 16 | No | Yes |  | No | N. A. | No | N. A. | No | Yes | No | Yes | M. L.: MFG/MD/2021/000369 |  | 3 | ADLER PRODUCTS\LOCKED PLATE IMPLANTS\LOCKED HEAD SCREWS | 0 | Initial issue | N | BONE SCREWS |  | 1 | No | Yes | Yes | Yes | N. A.
B0256 | B0256.3512 | CORTICAL SCREW, ADLER, DIA. 3.5X12MM, TI |  | B0256.0000 | 01 | 2015-08-27 | N. A. | N. A. | N. A. | QPR/B0256 QPF/B0256 | 00 | 2017-03-25 | N. A. | N. A. | N. A. | PS/B0256 | 02 | 2019-05-04 | N. A. | N. A. | N. A. | B0256 | TMF-01 | IU/7 | Class C | FINISHED GOODS | ADLER™ | CORTICAL SCREW | DIA. 3.5X12MM, TI | 16 | No | Yes |  | No | N. A. | No | N. A. | No | Yes | No | Yes | M. L.: MFG/MD/2021/000369 |  | 3 | ADLER PRODUCTS\LOCKED PLATE IMPLANTS\LOCKED HEAD SCREWS | 0 | Initial issue | N | BONE SCREWS |  | 1 | No | Yes | Yes | Yes | N. A.
B0256 | B0256.3514 | CORTICAL SCREW, ADLER, DIA. 3.5X14MM, TI |  | B0256.0000 | 01 | 2015-08-27 | N. A. | N. A. | N. A. | QPR/B0256 QPF/B0256 | 00 | 2017-03-25 | N. A. | N. A. | N. A. | PS/B0256 | 02 | 2019-05-04 | N. A. | N. A. | N. A. | B0256 | TMF-01 | IU/7 | Class C | FINISHED GOODS | ADLER™ | CORTICAL SCREW | DIA. 3.5X14MM, TI | 16 | No | Yes |  | No | N. A. | No | N. A. | No | Yes | No | Yes | M. L.: MFG/MD/2021/000369 |  | 3 | ADLER PRODUCTS\LOCKED PLATE IMPLANTS\LOCKED HEAD SCREWS | 0 | Initial issue | N | BONE SCREWS |  | 1 | No | Yes | Yes | Yes | N. A.
B0256 | B0256.3516 | CORTICAL SCREW, ADLER, DIA. 3.5X16MM, TI |  | B0256.0000 | 01 | 2015-08-27 | N. A. | N. A. | N. A. | QPR/B0256 QPF/B0256 | 00 | 2017-03-25 | N. A. | N. A. | N. A. | PS/B0256 | 02 | 2019-05-04 | N. A. | N. A. | N. A. | B0256 | TMF-01 | IU/7 | Class C | FINISHED GOODS | ADLER™ | CORTICAL SCREW | DIA. 3.5X16MM, TI | 16 | No | Yes |  | No | N. A. | No | N. A. | No | Yes | No | Yes | M. L.: MFG/MD/2021/000369 |  | 3 | ADLER PRODUCTS\LOCKED PLATE IMPLANTS\LOCKED HEAD SCREWS | 0 | Initial issue | N | BONE SCREWS |  | 1 | No | Yes | Yes | Yes | N. A.
B0256 | B0256.3518 | CORTICAL SCREW, ADLER, DIA. 3.5X18MM, TI |  | B0256.0000 | 01 | 2015-08-27 | N. A. | N. A. | N. A. | QPR/B0256 QPF/B0256 | 00 | 2017-03-25 | N. A. | N. A. | N. A. | PS/B0256 | 02 | 2019-05-04 | N. A. | N. A. | N. A. | B0256 | TMF-01 | IU/7 | Class C | FINISHED GOODS | ADLER™ | CORTICAL SCREW | DIA. 3.5X18MM, TI | 16 | No | Yes |  | No | N. A. | No | N. A. | No | Yes | No | Yes | M. L.: MFG/MD/2021/000369 |  | 3 | ADLER PRODUCTS\LOCKED PLATE IMPLANTS\LOCKED HEAD SCREWS | 0 | Initial issue | N | BONE SCREWS |  | 1 | No | Yes | Yes | Yes | N. A.
B0256 | B0256.3520 | CORTICAL SCREW, ADLER, DIA. 3.5X20MM, TI |  | B0256.0000 | 01 | 2015-08-27 | N. A. | N. A. | N. A. | QPR/B0256 QPF/B0256 | 00 | 2017-03-25 | N. A. | N. A. | N. A. | PS/B0256 | 02 | 2019-05-04 | N. A. | N. A. | N. A. | B0256 | TMF-01 | IU/7 | Class C | FINISHED GOODS | ADLER™ | CORTICAL SCREW | DIA. 3.5X20MM, TI | 16 | No | Yes |  | No | N. A. | No | N. A. | No | Yes | No | Yes | M. L.: MFG/MD/2021/000369 |  | 3 | ADLER PRODUCTS\LOCKED PLATE IMPLANTS\LOCKED HEAD SCREWS | 0 | Initial issue | N | BONE SCREWS |  | 1 | No | Yes | Yes | Yes | N. A.
B0256 | B0256.3522 | CORTICAL SCREW, ADLER, DIA. 3.5X22MM, TI |  | B0256.0000 | 01 | 2015-08-27 | N. A. | N. A. | N. A. | QPR/B0256 QPF/B0256 | 00 | 2017-03-25 | N. A. | N. A. | N. A. | PS/B0256 | 02 | 2019-05-04 | N. A. | N. A. | N. A. | B0256 | TMF-01 | IU/7 | Class C | FINISHED GOODS | ADLER™ | CORTICAL SCREW | DIA. 3.5X22MM, TI | 16 | No | Yes |  | No | N. A. | No | N. A. | No | Yes | No | Yes | M. L.: MFG/MD/2021/000369 |  | 3 | ADLER PRODUCTS\LOCKED PLATE IMPLANTS\LOCKED HEAD SCREWS | 0 | Initial issue | N | BONE SCREWS |  | 1 | No | Yes | Yes | Yes | N. A.
B0256 | B0256.3524 | CORTICAL SCREW, ADLER, DIA. 3.5X24MM, TI |  | B0256.0000 | 01 | 2015-08-27 | N. A. | N. A. | N. A. | QPR/B0256 QPF/B0256 | 00 | 2017-03-25 | N. A. | N. A. | N. A. | PS/B0256 | 02 | 2019-05-04 | N. A. | N. A. | N. A. | B0256 | TMF-01 | IU/7 | Class C | FINISHED GOODS | ADLER™ | CORTICAL SCREW | DIA. 3.5X24MM, TI | 16 | No | Yes |  | No | N. A. | No | N. A. | No | Yes | No | Yes | M. L.: MFG/MD/2021/000369 |  | 3 | ADLER PRODUCTS\LOCKED PLATE IMPLANTS\LOCKED HEAD SCREWS | 0 | Initial issue | N | BONE SCREWS |  | 1 | No | Yes | Yes | Yes | N. A.
B0256 | B0256.3526 | CORTICAL SCREW, ADLER, DIA. 3.5X26MM, TI |  | B0256.0000 | 01 | 2015-08-27 | N. A. | N. A. | N. A. | QPR/B0256 QPF/B0256 | 00 | 2017-03-25 | N. A. | N. A. | N. A. | PS/B0256 | 02 | 2019-05-04 | N. A. | N. A. | N. A. | B0256 | TMF-01 | IU/7 | Class C | FINISHED GOODS | ADLER™ | CORTICAL SCREW | DIA. 3.5X26MM, TI | 16 | No | Yes |  | No | N. A. | No | N. A. | No | Yes | No | Yes | M. L.: MFG/MD/2021/000369 |  | 3 | ADLER PRODUCTS\LOCKED PLATE IMPLANTS\LOCKED HEAD SCREWS | 0 | Initial issue | N | BONE SCREWS |  | 1 | No | Yes | Yes | Yes | N. A.
B0256 | B0256.3528 | CORTICAL SCREW, ADLER, DIA. 3.5X28MM, TI |  | B0256.0000 | 01 | 2015-08-27 | N. A. | N. A. | N. A. | QPR/B0256 QPF/B0256 | 00 | 2017-03-25 | N. A. | N. A. | N. A. | PS/B0256 | 02 | 2019-05-04 | N. A. | N. A. | N. A. | B0256 | TMF-01 | IU/7 | Class C | FINISHED GOODS | ADLER™ | CORTICAL SCREW | DIA. 3.5X28MM, TI | 16 | No | Yes |  | No | N. A. | No | N. A. | No | Yes | No | Yes | M. L.: MFG/MD/2021/000369 |  | 3 | ADLER PRODUCTS\LOCKED PLATE IMPLANTS\LOCKED HEAD SCREWS | 0 | Initial issue | N | BONE SCREWS |  | 1 | No | Yes | Yes | Yes | N. A.
B0256 | B0256.3530 | CORTICAL SCREW, ADLER, DIA. 3.5X30MM, TI |  | B0256.0000 | 01 | 2015-08-27 | N. A. | N. A. | N. A. | QPR/B0256 QPF/B0256 | 00 | 2017-03-25 | N. A. | N. A. | N. A. | PS/B0256 | 02 | 2019-05-04 | N. A. | N. A. | N. A. | B0256 | TMF-01 | IU/7 | Class C | FINISHED GOODS | ADLER™ | CORTICAL SCREW | DIA. 3.5X30MM, TI | 16 | No | Yes |  | No | N. A. | No | N. A. | No | Yes | No | Yes | M. L.: MFG/MD/2021/000369 |  | 3 | ADLER PRODUCTS\LOCKED PLATE IMPLANTS\LOCKED HEAD SCREWS | 0 | Initial issue | N | BONE SCREWS |  | 1 | No | Yes | Yes | Yes | N. A.
B0256 | B0256.3532 | CORTICAL SCREW, ADLER, DIA 3,5X32 MM - TI |  | B0256.0000 | 01 | 2015-08-27 | N. A. | N. A. | N. A. | QPR/B0256 QPF/B0256 | 00 | 2017-03-25 | N. A. | N. A. | N. A. | PS/B0256 | 02 | 2019-05-04 | N. A. | N. A. | N. A. | B0256 | TMF-01 | IU/7 | Class C | FINISHED GOODS | ADLER™ | CORTICAL SCREW | DIA 3.5X32 MM - TI | 16 | No | Yes |  | No | N. A. | No | N. A. | No | Yes | No | Yes | M. L.: MFG/MD/2021/000369 |  | 3 | ADLER PRODUCTS\LOCKED PLATE IMPLANTS\LOCKED HEAD SCREWS | 0 | Initial issue | N | BONE SCREWS |  | 1 | No | Yes | Yes | Yes | N. A.
B0256 | B0256.3534 | CORTICAL SCREW, ADLER, DIA 3,5X34 MM - TI |  | B0256.0000 | 01 | 2015-08-27 | N. A. | N. A. | N. A. | QPR/B0256 QPF/B0256 | 00 | 2017-03-25 | N. A. | N. A. | N. A. | PS/B0256 | 02 | 2019-05-04 | N. A. | N. A. | N. A. | B0256 | TMF-01 | IU/7 | Class C | FINISHED GOODS | ADLER™ | CORTICAL SCREW | DIA 3.5X34 MM - TI | 16 | No | Yes |  | No | N. A. | No | N. A. | No | Yes | No | Yes | M. L.: MFG/MD/2021/000369 |  | 3 | ADLER PRODUCTS\LOCKED PLATE IMPLANTS\LOCKED HEAD SCREWS | 0 | Initial issue | N | BONE SCREWS |  | 1 | No | Yes | Yes | Yes | N. A.
B0256 | B0256.3536 | CORTICAL SCREW, ADLER, DIA 3,5X36 MM - TI |  | B0256.0000 | 01 | 2015-08-27 | N. A. | N. A. | N. A. | QPR/B0256 QPF/B0256 | 00 | 2017-03-25 | N. A. | N. A. | N. A. | PS/B0256 | 02 | 2019-05-04 | N. A. | N. A. | N. A. | B0256 | TMF-01 | IU/7 | Class C | FINISHED GOODS | ADLER™ | CORTICAL SCREW | DIA 3.5X36 MM - TI | 16 | No | Yes |  | No | N. A. | No | N. A. | No | Yes | No | Yes | M. L.: MFG/MD/2021/000369 |  | 3 | ADLER PRODUCTS\LOCKED PLATE IMPLANTS\LOCKED HEAD SCREWS | 0 | Initial issue | N | BONE SCREWS |  | 1 | No | Yes | Yes | Yes | N. A.
B0256 | B0256.3538 | CORTICAL SCREW, ADLER, DIA 3,5X38 MM - TI |  | B0256.0000 | 01 | 2015-08-27 | N. A. | N. A. | N. A. | QPR/B0256 QPF/B0256 | 00 | 2017-03-25 | N. A. | N. A. | N. A. | PS/B0256 | 02 | 2019-05-04 | N. A. | N. A. | N. A. | B0256 | TMF-01 | IU/7 | Class C | FINISHED GOODS | ADLER™ | CORTICAL SCREW | DIA 3.5X38 MM - TI | 16 | No | Yes |  | No | N. A. | No | N. A. | No | Yes | No | Yes | M. L.: MFG/MD/2021/000369 |  | 3 | ADLER PRODUCTS\LOCKED PLATE IMPLANTS\LOCKED HEAD SCREWS | 0 | Initial issue | N | BONE SCREWS |  | 1 | No | Yes | Yes | Yes | N. A.
B0256 | B0256.3540 | CORTICAL SCREW, ADLER, DIA 3,5X40 MM - TI |  | B0256.0000 | 01 | 2015-08-27 | N. A. | N. A. | N. A. | QPR/B0256 QPF/B0256 | 00 | 2017-03-25 | N. A. | N. A. | N. A. | PS/B0256 | 02 | 2019-05-04 | N. A. | N. A. | N. A. | B0256 | TMF-01 | IU/7 | Class C | FINISHED GOODS | ADLER™ | CORTICAL SCREW | DIA 3.5X40 MM - TI | 16 | No | Yes |  | No | N. A. | No | N. A. | No | Yes | No | Yes | M. L.: MFG/MD/2021/000369 |  | 3 | ADLER PRODUCTS\LOCKED PLATE IMPLANTS\LOCKED HEAD SCREWS | 0 | Initial issue | N | BONE SCREWS |  | 1 | No | Yes | Yes | Yes | N. A.
B0256 | B0256.3542 | CORTICAL SCREW, ADLER, DIA 3,5X42 MM - TI |  | B0256.0000 | 01 | 2015-08-27 | N. A. | N. A. | N. A. | QPR/B0256 QPF/B0256 | 00 | 2017-03-25 | N. A. | N. A. | N. A. | PS/B0256 | 02 | 2019-05-04 | N. A. | N. A. | N. A. | B0256 | TMF-01 | IU/7 | Class C | FINISHED GOODS | ADLER™ | CORTICAL SCREW | DIA 3.5X42 MM - TI | 16 | No | Yes |  | No | N. A. | No | N. A. | No | Yes | No | Yes | M. L.: MFG/MD/2021/000369 |  | 3 | ADLER PRODUCTS\LOCKED PLATE IMPLANTS\LOCKED HEAD SCREWS | 0 | Initial issue | N | BONE SCREWS |  | 1 | No | Yes | Yes | Yes | N. A.
B0256 | B0256.3544 | CORTICAL SCREW, ADLER, DIA 3,5X44 MM - TI |  | B0256.0000 | 01 | 2015-08-27 | N. A. | N. A. | N. A. | QPR/B0256 QPF/B0256 | 00 | 2017-03-25 | N. A. | N. A. | N. A. | PS/B0256 | 02 | 2019-05-04 | N. A. | N. A. | N. A. | B0256 | TMF-01 | IU/7 | Class C | FINISHED GOODS | ADLER™ | CORTICAL SCREW | DIA 3.5X44 MM - TI | 16 | No | Yes |  | No | N. A. | No | N. A. | No | Yes | No | Yes | M. L.: MFG/MD/2021/000369 |  | 3 | ADLER PRODUCTS\LOCKED PLATE IMPLANTS\LOCKED HEAD SCREWS | 0 | Initial issue | N | BONE SCREWS |  | 1 | No | Yes | Yes | Yes | N. A.
B0256 | B0256.3546 | CORTICAL SCREW, ADLER, DIA 3,5X46 MM - TI |  | B0256.0000 | 01 | 2015-08-27 | N. A. | N. A. | N. A. | QPR/B0256 QPF/B0256 | 00 | 2017-03-25 | N. A. | N. A. | N. A. | PS/B0256 | 02 | 2019-05-04 | N. A. | N. A. | N. A. | B0256 | TMF-01 | IU/7 | Class C | FINISHED GOODS | ADLER™ | CORTICAL SCREW | DIA 3.5X46 MM - TI | 16 | No | Yes |  | No | N. A. | No | N. A. | No | Yes | No | Yes | M. L.: MFG/MD/2021/000369 |  | 3 | ADLER PRODUCTS\LOCKED PLATE IMPLANTS\LOCKED HEAD SCREWS | 0 | Initial issue | N | BONE SCREWS |  | 1 | No | Yes | Yes | Yes | N. A.
B0256 | B0256.3548 | CORTICAL SCREW, ADLER, DIA 3,5X48 MM - TI |  | B0256.0000 | #N/A | #N/A | N. A. | N. A. | N. A. | QPR/B0256 QPF/B0256 | #N/A | #N/A | #N/A | #N/A | #N/A | PS/B0256 | #N/A | #N/A | #N/A | #N/A | #N/A | B0256 | TMF-01 | IU/7 | Class C | FINISHED GOODS | ADLER™ | CORTICAL SCREW | DIA 3.5X48 MM - TI | 16 | No | Yes |  | No | N. A. | No | N. A. | No | Yes | No | Yes | M. L.: MFG/MD/2021/000369 |  | 3 | ADLER PRODUCTS\LOCKED PLATE IMPLANTS\LOCKED HEAD SCREWS | 0 | Initial issue | Y | BONE SCREWS |  | 1 | No | Yes | Yes | Yes | N. A.
B0256 | B0256.3550 | CORTICAL SCREW, ADLER, DIA 3,5X50 MM - TI |  | B0256.0000 | #N/A | #N/A | N. A. | N. A. | N. A. | QPR/B0256 QPF/B0256 | #N/A | #N/A | #N/A | #N/A | #N/A | PS/B0256 | #N/A | #N/A | #N/A | #N/A | #N/A | B0256 | TMF-01 | IU/7 | Class C | FINISHED GOODS | ADLER™ | CORTICAL SCREW | DIA 3.5X50 MM - TI | 16 | No | Yes |  | No | N. A. | No | N. A. | No | Yes | No | Yes | M. L.: MFG/MD/2021/000369 |  | 3 | ADLER PRODUCTS\LOCKED PLATE IMPLANTS\LOCKED HEAD SCREWS | 0 | Initial issue | Y | BONE SCREWS |  | 1 | No | Yes | Yes | Yes | N. A.
B0257 | B0257.4012 | LOCKING CANCELLOUS SCREW, ADLER, DIA 4.0X12 MM - TI |  | B0257.0000 | #N/A | #N/A | N. A. | N. A. | N. A. | QPR/B0257 QPF/B0257 | #N/A | #N/A | #N/A | #N/A | #N/A | PS/B0257 | #N/A | #N/A | #N/A | #N/A | #N/A | B0257 | TMF-01 | IU/7 | Class C | FINISHED GOODS | ADLER™ | LOCKING CANCELLOUS SCREW | DIA 4.0X12 MM - TI | 16 | No | Yes |  | No | N. A. | No | N. A. | No | Yes | No | Yes | M. L.: MFG/MD/2021/000369 |  | 3 | ADLER PRODUCTS\LOCKED PLATE IMPLANTS\LOCKED HEAD SCREWS | 0 | Initial issue | Y | BONE SCREWS |  | 1 | No | Yes | Yes | Yes | N. A.
B0257 | B0257.4014 | LOCKING CANCELLOUS SCREW, ADLER, DIA 4.0X14 MM - TI |  | B0257.0000 | #N/A | #N/A | N. A. | N. A. | N. A. | QPR/B0257 QPF/B0257 | #N/A | #N/A | #N/A | #N/A | #N/A | PS/B0257 | #N/A | #N/A | #N/A | #N/A | #N/A | B0257 | TMF-01 | IU/7 | Class C | FINISHED GOODS | ADLER™ | LOCKING CANCELLOUS SCREW | DIA 4.0X14 MM - TI | 16 | No | Yes |  | No | N. A. | No | N. A. | No | Yes | No | Yes | M. L.: MFG/MD/2021/000369 |  | 3 | ADLER PRODUCTS\LOCKED PLATE IMPLANTS\LOCKED HEAD SCREWS | 0 | Initial issue | Y | BONE SCREWS |  | 1 | No | Yes | Yes | Yes | N. A.
B0257 | B0257.4016 | LOCKING CANCELLOUS SCREW, ADLER, DIA 4.0X16 MM - TI |  | B0257.0000 | #N/A | #N/A | N. A. | N. A. | N. A. | QPR/B0257 QPF/B0257 | #N/A | #N/A | #N/A | #N/A | #N/A | PS/B0257 | #N/A | #N/A | #N/A | #N/A | #N/A | B0257 | TMF-01 | IU/7 | Class C | FINISHED GOODS | ADLER™ | LOCKING CANCELLOUS SCREW | DIA 4.0X16 MM - TI | 16 | No | Yes |  | No | N. A. | No | N. A. | No | Yes | No | Yes | M. L.: MFG/MD/2021/000369 |  | 3 | ADLER PRODUCTS\LOCKED PLATE IMPLANTS\LOCKED HEAD SCREWS | 0 | Initial issue | Y | BONE SCREWS |  | 1 | No | Yes | Yes | Yes | N. A.
B0257 | B0257.4018 | LOCKING CANCELLOUS SCREW, ADLER, DIA 4.0X18 MM - TI |  | B0257.0000 | #N/A | #N/A | N. A. | N. A. | N. A. | QPR/B0257 QPF/B0257 | #N/A | #N/A | #N/A | #N/A | #N/A | PS/B0257 | #N/A | #N/A | #N/A | #N/A | #N/A | B0257 | TMF-01 | IU/7 | Class C | FINISHED GOODS | ADLER™ | LOCKING CANCELLOUS SCREW | DIA 4.0X18 MM - TI | 16 | No | Yes |  | No | N. A. | No | N. A. | No | Yes | No | Yes | M. L.: MFG/MD/2021/000369 |  | 3 | ADLER PRODUCTS\LOCKED PLATE IMPLANTS\LOCKED HEAD SCREWS | 0 | Initial issue | Y | BONE SCREWS |  | 1 | No | Yes | Yes | Yes | N. A.
B0257 | B0257.4020 | LOCKING CANCELLOUS SCREW, ADLER, DIA 4.0X20 MM - TI |  | B0257.0000 | #N/A | #N/A | N. A. | N. A. | N. A. | QPR/B0257 QPF/B0257 | #N/A | #N/A | #N/A | #N/A | #N/A | PS/B0257 | #N/A | #N/A | #N/A | #N/A | #N/A | B0257 | TMF-01 | IU/7 | Class C | FINISHED GOODS | ADLER™ | LOCKING CANCELLOUS SCREW | DIA 4.0X20 MM - TI | 16 | No | Yes |  | No | N. A. | No | N. A. | No | Yes | No | Yes | M. L.: MFG/MD/2021/000369 |  | 3 | ADLER PRODUCTS\LOCKED PLATE IMPLANTS\LOCKED HEAD SCREWS | 0 | Initial issue | Y | BONE SCREWS |  | 1 | No | Yes | Yes | Yes | N. A.
B0257 | B0257.4022 | LOCKING CANCELLOUS SCREW, ADLER, DIA 4.0X22 MM - TI |  | B0257.0000 | #N/A | #N/A | N. A. | N. A. | N. A. | QPR/B0257 QPF/B0257 | #N/A | #N/A | #N/A | #N/A | #N/A | PS/B0257 | #N/A | #N/A | #N/A | #N/A | #N/A | B0257 | TMF-01 | IU/7 | Class C | FINISHED GOODS | ADLER™ | LOCKING CANCELLOUS SCREW | DIA 4.0X22 MM - TI | 16 | No | Yes |  | No | N. A. | No | N. A. | No | Yes | No | Yes | M. L.: MFG/MD/2021/000369 |  | 3 | ADLER PRODUCTS\LOCKED PLATE IMPLANTS\LOCKED HEAD SCREWS | 0 | Initial issue | Y | BONE SCREWS |  | 1 | No | Yes | Yes | Yes | N. A.
B0257 | B0257.4024 | LOCKING CANCELLOUS SCREW, ADLER, DIA 4.0X24MM - TI |  | B0257.0000 | #N/A | #N/A | N. A. | N. A. | N. A. | QPR/B0257 QPF/B0257 | #N/A | #N/A | #N/A | #N/A | #N/A | PS/B0257 | #N/A | #N/A | #N/A | #N/A | #N/A | B0257 | TMF-01 | IU/7 | Class C | FINISHED GOODS | ADLER™ | LOCKING CANCELLOUS SCREW | DIA 4.0X24MM - TI | 16 | No | Yes |  | No | N. A. | No | N. A. | No | Yes | No | Yes | M. L.: MFG/MD/2021/000369 |  | 3 | ADLER PRODUCTS\LOCKED PLATE IMPLANTS\LOCKED HEAD SCREWS | 0 | Initial issue | Y | BONE SCREWS |  | 1 | No | Yes | Yes | Yes | N. A.
B0257 | B0257.4026 | LOCKING CANCELLOUS SCREW, ADLER, DIA 4.0X26 MM - TI |  | B0257.0000 | #N/A | #N/A | N. A. | N. A. | N. A. | QPR/B0257 QPF/B0257 | #N/A | #N/A | #N/A | #N/A | #N/A | PS/B0257 | #N/A | #N/A | #N/A | #N/A | #N/A | B0257 | TMF-01 | IU/7 | Class C | FINISHED GOODS | ADLER™ | LOCKING CANCELLOUS SCREW | DIA 4.0X26 MM - TI | 16 | No | Yes |  | No | N. A. | No | N. A. | No | Yes | No | Yes | M. L.: MFG/MD/2021/000369 |  | 3 | ADLER PRODUCTS\LOCKED PLATE IMPLANTS\LOCKED HEAD SCREWS | 0 | Initial issue | Y | BONE SCREWS |  | 1 | No | Yes | Yes | Yes | N. A.
B0257 | B0257.4028 | LOCKING CANCELLOUS SCREW, ADLER, DIA 4.0X28 MM - TI |  | B0257.0000 | #N/A | #N/A | N. A. | N. A. | N. A. | QPR/B0257 QPF/B0257 | #N/A | #N/A | #N/A | #N/A | #N/A | PS/B0257 | #N/A | #N/A | #N/A | #N/A | #N/A | B0257 | TMF-01 | IU/7 | Class C | FINISHED GOODS | ADLER™ | LOCKING CANCELLOUS SCREW | DIA 4.0X28 MM - TI | 16 | No | Yes |  | No | N. A. | No | N. A. | No | Yes | No | Yes | M. L.: MFG/MD/2021/000369 |  | 3 | ADLER PRODUCTS\LOCKED PLATE IMPLANTS\LOCKED HEAD SCREWS | 0 | Initial issue | Y | BONE SCREWS |  | 1 | No | Yes | Yes | Yes | N. A.
B0257 | B0257.4030 | LOCKING CANCELLOUS SCREW, ADLER, DIA 4.0X30 MM - TI |  | B0257.0000 | #N/A | #N/A | N. A. | N. A. | N. A. | QPR/B0257 QPF/B0257 | #N/A | #N/A | #N/A | #N/A | #N/A | PS/B0257 | #N/A | #N/A | #N/A | #N/A | #N/A | B0257 | TMF-01 | IU/7 | Class C | FINISHED GOODS | ADLER™ | LOCKING CANCELLOUS SCREW | DIA 4.0X30 MM - TI | 16 | No | Yes |  | No | N. A. | No | N. A. | No | Yes | No | Yes | M. L.: MFG/MD/2021/000369 |  | 3 | ADLER PRODUCTS\LOCKED PLATE IMPLANTS\LOCKED HEAD SCREWS | 0 | Initial issue | Y | BONE SCREWS |  | 1 | No | Yes | Yes | Yes | N. A.
B0257 | B0257.4032 | LOCKING CANCELLOUS SCREW, ADLER, DIA 4.0X32 MM - TI |  | B0257.0000 | #N/A | #N/A | N. A. | N. A. | N. A. | QPR/B0257 QPF/B0257 | #N/A | #N/A | #N/A | #N/A | #N/A | PS/B0257 | #N/A | #N/A | #N/A | #N/A | #N/A | B0257 | TMF-01 | IU/7 | Class C | FINISHED GOODS | ADLER™ | LOCKING CANCELLOUS SCREW | DIA 4.0X32 MM - TI | 16 | No | Yes |  | No | N. A. | No | N. A. | No | Yes | No | Yes | M. L.: MFG/MD/2021/000369 |  | 3 | ADLER PRODUCTS\LOCKED PLATE IMPLANTS\LOCKED HEAD SCREWS | 0 | Initial issue | Y | BONE SCREWS |  | 1 | No | Yes | Yes | Yes | N. A.
B0257 | B0257.4034 | LOCKING CANCELLOUS SCREW, ADLER, DIA 4.0X34 MM - TI |  | B0257.0000 | #N/A | #N/A | N. A. | N. A. | N. A. | QPR/B0257 QPF/B0257 | #N/A | #N/A | #N/A | #N/A | #N/A | PS/B0257 | #N/A | #N/A | #N/A | #N/A | #N/A | B0257 | TMF-01 | IU/7 | Class C | FINISHED GOODS | ADLER™ | LOCKING CANCELLOUS SCREW | DIA 4.0X34 MM - TI | 16 | No | Yes |  | No | N. A. | No | N. A. | No | Yes | No | Yes | M. L.: MFG/MD/2021/000369 |  | 3 | ADLER PRODUCTS\LOCKED PLATE IMPLANTS\LOCKED HEAD SCREWS | 0 | Initial issue | Y | BONE SCREWS |  | 1 | No | Yes | Yes | Yes | N. A.
B0257 | B0257.4036 | LOCKING CANCELLOUS SCREW, ADLER, DIA 4.0X36 MM - TI |  | B0257.0000 | #N/A | #N/A | N. A. | N. A. | N. A. | QPR/B0257 QPF/B0257 | #N/A | #N/A | #N/A | #N/A | #N/A | PS/B0257 | #N/A | #N/A | #N/A | #N/A | #N/A | B0257 | TMF-01 | IU/7 | Class C | FINISHED GOODS | ADLER™ | LOCKING CANCELLOUS SCREW | DIA 4.0X36 MM - TI | 16 | No | Yes |  | No | N. A. | No | N. A. | No | Yes | No | Yes | M. L.: MFG/MD/2021/000369 |  | 3 | ADLER PRODUCTS\LOCKED PLATE IMPLANTS\LOCKED HEAD SCREWS | 0 | Initial issue | Y | BONE SCREWS |  | 1 | No | Yes | Yes | Yes | N. A.
B0257 | B0257.4038 | LOCKING CANCELLOUS SCREW, ADLER, DIA 4.0X38 MM - TI |  | B0257.0000 | #N/A | #N/A | N. A. | N. A. | N. A. | QPR/B0257 QPF/B0257 | #N/A | #N/A | #N/A | #N/A | #N/A | PS/B0257 | #N/A | #N/A | #N/A | #N/A | #N/A | B0257 | TMF-01 | IU/7 | Class C | FINISHED GOODS | ADLER™ | LOCKING CANCELLOUS SCREW | DIA 4.0X38 MM - TI | 16 | No | Yes |  | No | N. A. | No | N. A. | No | Yes | No | Yes | M. L.: MFG/MD/2021/000369 |  | 3 | ADLER PRODUCTS\LOCKED PLATE IMPLANTS\LOCKED HEAD SCREWS | 0 | Initial issue | Y | BONE SCREWS |  | 1 | No | Yes | Yes | Yes | N. A.
B0257 | B0257.4040 | LOCKING CANCELLOUS SCREW, ADLER, DIA 4.0X40 MM - TI |  | B0257.0000 | #N/A | #N/A | N. A. | N. A. | N. A. | QPR/B0257 QPF/B0257 | #N/A | #N/A | #N/A | #N/A | #N/A | PS/B0257 | #N/A | #N/A | #N/A | #N/A | #N/A | B0257 | TMF-01 | IU/7 | Class C | FINISHED GOODS | ADLER™ | LOCKING CANCELLOUS SCREW | DIA 4.0X40 MM - TI | 16 | No | Yes |  | No | N. A. | No | N. A. | No | Yes | No | Yes | M. L.: MFG/MD/2021/000369 |  | 3 | ADLER PRODUCTS\LOCKED PLATE IMPLANTS\LOCKED HEAD SCREWS | 0 | Initial issue | Y | BONE SCREWS |  | 1 | No | Yes | Yes | Yes | N. A.
B0257 | B0257.4042 | LOCKING CANCELLOUS SCREW, ADLER, DIA 4.0X42 MM - TI |  | B0257.0000 | #N/A | #N/A | N. A. | N. A. | N. A. | QPR/B0257 QPF/B0257 | #N/A | #N/A | #N/A | #N/A | #N/A | PS/B0257 | #N/A | #N/A | #N/A | #N/A | #N/A | B0257 | TMF-01 | IU/7 | Class C | FINISHED GOODS | ADLER™ | LOCKING CANCELLOUS SCREW | DIA 4.0X42 MM - TI | 16 | No | Yes |  | No | N. A. | No | N. A. | No | Yes | No | Yes | M. L.: MFG/MD/2021/000369 |  | 3 | ADLER PRODUCTS\LOCKED PLATE IMPLANTS\LOCKED HEAD SCREWS | 0 | Initial issue | Y | BONE SCREWS |  | 1 | No | Yes | Yes | Yes | N. A.
B0257 | B0257.4044 | LOCKING CANCELLOUS SCREW, ADLER, DIA 4.0X44 MM - TI |  | B0257.0000 | #N/A | #N/A | N. A. | N. A. | N. A. | QPR/B0257 QPF/B0257 | #N/A | #N/A | #N/A | #N/A | #N/A | PS/B0257 | #N/A | #N/A | #N/A | #N/A | #N/A | B0257 | TMF-01 | IU/7 | Class C | FINISHED GOODS | ADLER™ | LOCKING CANCELLOUS SCREW | DIA 4.0X44 MM - TI | 16 | No | Yes |  | No | N. A. | No | N. A. | No | Yes | No | Yes | M. L.: MFG/MD/2021/000369 |  | 3 | ADLER PRODUCTS\LOCKED PLATE IMPLANTS\LOCKED HEAD SCREWS | 0 | Initial issue | Y | BONE SCREWS |  | 1 | No | Yes | Yes | Yes | N. A.
B0257 | B0257.4046 | LOCKING CANCELLOUS SCREW, ADLER, DIA 4.0X46 MM - TI |  | B0257.0000 | #N/A | #N/A | N. A. | N. A. | N. A. | QPR/B0257 QPF/B0257 | #N/A | #N/A | #N/A | #N/A | #N/A | PS/B0257 | #N/A | #N/A | #N/A | #N/A | #N/A | B0257 | TMF-01 | IU/7 | Class C | FINISHED GOODS | ADLER™ | LOCKING CANCELLOUS SCREW | DIA 4.0X46 MM - TI | 16 | No | Yes |  | No | N. A. | No | N. A. | No | Yes | No | Yes | M. L.: MFG/MD/2021/000369 |  | 3 | ADLER PRODUCTS\LOCKED PLATE IMPLANTS\LOCKED HEAD SCREWS | 0 | Initial issue | Y | BONE SCREWS |  | 1 | No | Yes | Yes | Yes | N. A.
B0257 | B0257.4048 | LOCKING CANCELLOUS SCREW, ADLER, DIA 4.0X48 MM - TI |  | B0257.0000 | #N/A | #N/A | N. A. | N. A. | N. A. | QPR/B0257 QPF/B0257 | #N/A | #N/A | #N/A | #N/A | #N/A | PS/B0257 | #N/A | #N/A | #N/A | #N/A | #N/A | B0257 | TMF-01 | IU/7 | Class C | FINISHED GOODS | ADLER™ | LOCKING CANCELLOUS SCREW | DIA 4.0X48 MM - TI | 16 | No | Yes |  | No | N. A. | No | N. A. | No | Yes | No | Yes | M. L.: MFG/MD/2021/000369 |  | 3 | ADLER PRODUCTS\LOCKED PLATE IMPLANTS\LOCKED HEAD SCREWS | 0 | Initial issue | Y | BONE SCREWS |  | 1 | No | Yes | Yes | Yes | N. A.
B0257 | B0257.4050 | LOCKING CANCELLOUS SCREW, ADLER, DIA 4.0X50 MM - TI |  | B0257.0000 | #N/A | #N/A | N. A. | N. A. | N. A. | QPR/B0257 QPF/B0257 | #N/A | #N/A | #N/A | #N/A | #N/A | PS/B0257 | #N/A | #N/A | #N/A | #N/A | #N/A | B0257 | TMF-01 | IU/7 | Class C | FINISHED GOODS | ADLER™ | LOCKING CANCELLOUS SCREW | DIA 4.0X50 MM - TI | 16 | No | Yes |  | No | N. A. | No | N. A. | No | Yes | No | Yes | M. L.: MFG/MD/2021/000369 |  | 3 | ADLER PRODUCTS\LOCKED PLATE IMPLANTS\LOCKED HEAD SCREWS | 0 | Initial issue | Y | BONE SCREWS |  | 1 | No | Yes | Yes | Yes | N. A.
B0257 | B0257.4052 | LOCKING CANCELLOUS SCREW, ADLER, DIA 4.0X52 MM - TI |  | B0257.0000 | #N/A | #N/A | N. A. | N. A. | N. A. | QPR/B0257 QPF/B0257 | #N/A | #N/A | #N/A | #N/A | #N/A | PS/B0257 | #N/A | #N/A | #N/A | #N/A | #N/A | B0257 | TMF-01 | IU/7 | Class C | FINISHED GOODS | ADLER™ | LOCKING CANCELLOUS SCREW | DIA 4.0X52 MM - TI | 16 | No | Yes |  | No | N. A. | No | N. A. | No | Yes | No | Yes | M. L.: MFG/MD/2021/000369 |  | 3 | ADLER PRODUCTS\LOCKED PLATE IMPLANTS\LOCKED HEAD SCREWS | 0 | Initial issue | Y | BONE SCREWS |  | 1 | No | Yes | Yes | Yes | N. A.
B0258 | B0258.4012 | CANCELLOUS SCREW, ADLER, DIA 4.0X12 MM - TI |  | B0258.0000 | #N/A | #N/A | N. A. | N. A. | N. A. | QPR/B0258 QPF/B0258 | #N/A | #N/A | #N/A | #N/A | #N/A | PS/B0258 | #N/A | #N/A | #N/A | #N/A | #N/A | B0258 | TMF-01 | IU/7 | Class C | FINISHED GOODS | ADLER™ | CANCELLOUS SCREW | DIA 4.0X12 MM - TI | 16 | No | Yes |  | No | N. A. | No | N. A. | No | Yes | No | Yes | M. L.: MFG/MD/2021/000369 |  | 3 | ADLER PRODUCTS\LOCKED PLATE IMPLANTS\LOCKED HEAD SCREWS | 0 | Initial issue | Y | BONE SCREWS |  | 1 | No | Yes | Yes | Yes | N. A.
B0258 | B0258.4014 | CANCELLOUS SCREW, ADLER, DIA 4.0X14 MM - TI |  | B0258.0000 | #N/A | #N/A | N. A. | N. A. | N. A. | QPR/B0258 QPF/B0258 | #N/A | #N/A | #N/A | #N/A | #N/A | PS/B0258 | #N/A | #N/A | #N/A | #N/A | #N/A | B0258 | TMF-01 | IU/7 | Class C | FINISHED GOODS | ADLER™ | CANCELLOUS SCREW | DIA 4.0X14 MM - TI | 16 | No | Yes |  | No | N. A. | No | N. A. | No | Yes | No | Yes | M. L.: MFG/MD/2021/000369 |  | 3 | ADLER PRODUCTS\LOCKED PLATE IMPLANTS\LOCKED HEAD SCREWS | 0 | Initial issue | Y | BONE SCREWS |  | 1 | No | Yes | Yes | Yes | N. A.
B0258 | B0258.4016 | CANCELLOUS SCREW, ADLER, DIA 4.0X16 MM - TI |  | B0258.0000 | #N/A | #N/A | N. A. | N. A. | N. A. | QPR/B0258 QPF/B0258 | #N/A | #N/A | #N/A | #N/A | #N/A | PS/B0258 | #N/A | #N/A | #N/A | #N/A | #N/A | B0258 | TMF-01 | IU/7 | Class C | FINISHED GOODS | ADLER™ | CANCELLOUS SCREW | DIA 4.0X16 MM - TI | 16 | No | Yes |  | No | N. A. | No | N. A. | No | Yes | No | Yes | M. L.: MFG/MD/2021/000369 |  | 3 | ADLER PRODUCTS\LOCKED PLATE IMPLANTS\LOCKED HEAD SCREWS | 0 | Initial issue | Y | BONE SCREWS |  | 1 | No | Yes | Yes | Yes | N. A.
B0258 | B0258.4018 | CANCELLOUS SCREW, ADLER, DIA 4.0X18 MM - TI |  | B0258.0000 | #N/A | #N/A | N. A. | N. A. | N. A. | QPR/B0258 QPF/B0258 | #N/A | #N/A | #N/A | #N/A | #N/A | PS/B0258 | #N/A | #N/A | #N/A | #N/A | #N/A | B0258 | TMF-01 | IU/7 | Class C | FINISHED GOODS | ADLER™ | CANCELLOUS SCREW | DIA 4.0X18 MM - TI | 16 | No | Yes |  | No | N. A. | No | N. A. | No | Yes | No | Yes | M. L.: MFG/MD/2021/000369 |  | 3 | ADLER PRODUCTS\LOCKED PLATE IMPLANTS\LOCKED HEAD SCREWS | 0 | Initial issue | Y | BONE SCREWS |  | 1 | No | Yes | Yes | Yes | N. A.
B0258 | B0258.4020 | CANCELLOUS SCREW, ADLER, DIA 4.0X20 MM - TI |  | B0258.0000 | #N/A | #N/A | N. A. | N. A. | N. A. | QPR/B0258 QPF/B0258 | #N/A | #N/A | #N/A | #N/A | #N/A | PS/B0258 | #N/A | #N/A | #N/A | #N/A | #N/A | B0258 | TMF-01 | IU/7 | Class C | FINISHED GOODS | ADLER™ | CANCELLOUS SCREW | DIA 4.0X20 MM - TI | 16 | No | Yes |  | No | N. A. | No | N. A. | No | Yes | No | Yes | M. L.: MFG/MD/2021/000369 |  | 3 | ADLER PRODUCTS\LOCKED PLATE IMPLANTS\LOCKED HEAD SCREWS | 0 | Initial issue | Y | BONE SCREWS |  | 1 | No | Yes | Yes | Yes | N. A.
B0258 | B0258.4022 | CANCELLOUS SCREW, ADLER, DIA 4.0X22 MM - TI |  | B0258.0000 | #N/A | #N/A | N. A. | N. A. | N. A. | QPR/B0258 QPF/B0258 | #N/A | #N/A | #N/A | #N/A | #N/A | PS/B0258 | #N/A | #N/A | #N/A | #N/A | #N/A | B0258 | TMF-01 | IU/7 | Class C | FINISHED GOODS | ADLER™ | CANCELLOUS SCREW | DIA 4.0X22 MM - TI | 16 | No | Yes |  | No | N. A. | No | N. A. | No | Yes | No | Yes | M. L.: MFG/MD/2021/000369 |  | 3 | ADLER PRODUCTS\LOCKED PLATE IMPLANTS\LOCKED HEAD SCREWS | 0 | Initial issue | Y | BONE SCREWS |  | 1 | No | Yes | Yes | Yes | N. A.
B0258 | B0258.4024 | CANCELLOUS SCREW, ADLER, DIA 4.0X24MM - TI |  | B0258.0000 | #N/A | #N/A | N. A. | N. A. | N. A. | QPR/B0258 QPF/B0258 | #N/A | #N/A | #N/A | #N/A | #N/A | PS/B0258 | #N/A | #N/A | #N/A | #N/A | #N/A | B0258 | TMF-01 | IU/7 | Class C | FINISHED GOODS | ADLER™ | CANCELLOUS SCREW | DIA 4.0X24MM - TI | 16 | No | Yes |  | No | N. A. | No | N. A. | No | Yes | No | Yes | M. L.: MFG/MD/2021/000369 |  | 3 | ADLER PRODUCTS\LOCKED PLATE IMPLANTS\LOCKED HEAD SCREWS | 0 | Initial issue | Y | BONE SCREWS |  | 1 | No | Yes | Yes | Yes | N. A.
B0258 | B0258.4026 | CANCELLOUS SCREW, ADLER, DIA 4.0X26 MM - TI |  | B0258.0000 | #N/A | #N/A | N. A. | N. A. | N. A. | QPR/B0258 QPF/B0258 | #N/A | #N/A | #N/A | #N/A | #N/A | PS/B0258 | #N/A | #N/A | #N/A | #N/A | #N/A | B0258 | TMF-01 | IU/7 | Class C | FINISHED GOODS | ADLER™ | CANCELLOUS SCREW | DIA 4.0X26 MM - TI | 16 | No | Yes |  | No | N. A. | No | N. A. | No | Yes | No | Yes | M. L.: MFG/MD/2021/000369 |  | 3 | ADLER PRODUCTS\LOCKED PLATE IMPLANTS\LOCKED HEAD SCREWS | 0 | Initial issue | Y | BONE SCREWS |  | 1 | No | Yes | Yes | Yes | N. A.
B0258 | B0258.4028 | CANCELLOUS SCREW, ADLER, DIA 4.0X28 MM - TI |  | B0258.0000 | #N/A | #N/A | N. A. | N. A. | N. A. | QPR/B0258 QPF/B0258 | #N/A | #N/A | #N/A | #N/A | #N/A | PS/B0258 | #N/A | #N/A | #N/A | #N/A | #N/A | B0258 | TMF-01 | IU/7 | Class C | FINISHED GOODS | ADLER™ | CANCELLOUS SCREW | DIA 4.0X28 MM - TI | 16 | No | Yes |  | No | N. A. | No | N. A. | No | Yes | No | Yes | M. L.: MFG/MD/2021/000369 |  | 3 | ADLER PRODUCTS\LOCKED PLATE IMPLANTS\LOCKED HEAD SCREWS | 0 | Initial issue | Y | BONE SCREWS |  | 1 | No | Yes | Yes | Yes | N. A.
B0258 | B0258.4030 | CANCELLOUS SCREW, ADLER, DIA 4.0X30 MM - TI |  | B0258.0000 | #N/A | #N/A | N. A. | N. A. | N. A. | QPR/B0258 QPF/B0258 | #N/A | #N/A | #N/A | #N/A | #N/A | PS/B0258 | #N/A | #N/A | #N/A | #N/A | #N/A | B0258 | TMF-01 | IU/7 | Class C | FINISHED GOODS | ADLER™ | CANCELLOUS SCREW | DIA 4.0X30 MM - TI | 16 | No | Yes |  | No | N. A. | No | N. A. | No | Yes | No | Yes | M. L.: MFG/MD/2021/000369 |  | 3 | ADLER PRODUCTS\LOCKED PLATE IMPLANTS\LOCKED HEAD SCREWS | 0 | Initial issue | Y | BONE SCREWS |  | 1 | No | Yes | Yes | Yes | N. A.
B0258 | B0258.4032 | CANCELLOUS SCREW, ADLER, DIA 4.0X32 MM - TI |  | B0258.0000 | #N/A | #N/A | N. A. | N. A. | N. A. | QPR/B0258 QPF/B0258 | #N/A | #N/A | #N/A | #N/A | #N/A | PS/B0258 | #N/A | #N/A | #N/A | #N/A | #N/A | B0258 | TMF-01 | IU/7 | Class C | FINISHED GOODS | ADLER™ | CANCELLOUS SCREW | DIA 4.0X32 MM - TI | 16 | No | Yes |  | No | N. A. | No | N. A. | No | Yes | No | Yes | M. L.: MFG/MD/2021/000369 |  | 3 | ADLER PRODUCTS\LOCKED PLATE IMPLANTS\LOCKED HEAD SCREWS | 0 | Initial issue | Y | BONE SCREWS |  | 1 | No | Yes | Yes | Yes | N. A.
B0258 | B0258.4034 | CANCELLOUS SCREW, ADLER, DIA 4.0X34 MM - TI |  | B0258.0000 | #N/A | #N/A | N. A. | N. A. | N. A. | QPR/B0258 QPF/B0258 | #N/A | #N/A | #N/A | #N/A | #N/A | PS/B0258 | #N/A | #N/A | #N/A | #N/A | #N/A | B0258 | TMF-01 | IU/7 | Class C | FINISHED GOODS | ADLER™ | CANCELLOUS SCREW | DIA 4.0X34 MM - TI | 16 | No | Yes |  | No | N. A. | No | N. A. | No | Yes | No | Yes | M. L.: MFG/MD/2021/000369 |  | 3 | ADLER PRODUCTS\LOCKED PLATE IMPLANTS\LOCKED HEAD SCREWS | 0 | Initial issue | Y | BONE SCREWS |  | 1 | No | Yes | Yes | Yes | N. A.
B0258 | B0258.4036 | CANCELLOUS SCREW, ADLER, DIA 4.0X36 MM - TI |  | B0258.0000 | #N/A | #N/A | N. A. | N. A. | N. A. | QPR/B0258 QPF/B0258 | #N/A | #N/A | #N/A | #N/A | #N/A | PS/B0258 | #N/A | #N/A | #N/A | #N/A | #N/A | B0258 | TMF-01 | IU/7 | Class C | FINISHED GOODS | ADLER™ | CANCELLOUS SCREW | DIA 4.0X36 MM - TI | 16 | No | Yes |  | No | N. A. | No | N. A. | No | Yes | No | Yes | M. L.: MFG/MD/2021/000369 |  | 3 | ADLER PRODUCTS\LOCKED PLATE IMPLANTS\LOCKED HEAD SCREWS | 0 | Initial issue | Y | BONE SCREWS |  | 1 | No | Yes | Yes | Yes | N. A.
B0258 | B0258.4038 | CANCELLOUS SCREW, ADLER, DIA 4.0X38 MM - TI |  | B0258.0000 | #N/A | #N/A | N. A. | N. A. | N. A. | QPR/B0258 QPF/B0258 | #N/A | #N/A | #N/A | #N/A | #N/A | PS/B0258 | #N/A | #N/A | #N/A | #N/A | #N/A | B0258 | TMF-01 | IU/7 | Class C | FINISHED GOODS | ADLER™ | CANCELLOUS SCREW | DIA 4.0X38 MM - TI | 16 | No | Yes |  | No | N. A. | No | N. A. | No | Yes | No | Yes | M. L.: MFG/MD/2021/000369 |  | 3 | ADLER PRODUCTS\LOCKED PLATE IMPLANTS\LOCKED HEAD SCREWS | 0 | Initial issue | Y | BONE SCREWS |  | 1 | No | Yes | Yes | Yes | N. A.
B0258 | B0258.4040 | CANCELLOUS SCREW, ADLER, DIA 4.0X40 MM - TI |  | B0258.0000 | #N/A | #N/A | N. A. | N. A. | N. A. | QPR/B0258 QPF/B0258 | #N/A | #N/A | #N/A | #N/A | #N/A | PS/B0258 | #N/A | #N/A | #N/A | #N/A | #N/A | B0258 | TMF-01 | IU/7 | Class C | FINISHED GOODS | ADLER™ | CANCELLOUS SCREW | DIA 4.0X40 MM - TI | 16 | No | Yes |  | No | N. A. | No | N. A. | No | Yes | No | Yes | M. L.: MFG/MD/2021/000369 |  | 3 | ADLER PRODUCTS\LOCKED PLATE IMPLANTS\LOCKED HEAD SCREWS | 0 | Initial issue | Y | BONE SCREWS |  | 1 | No | Yes | Yes | Yes | N. A.
B0258 | B0258.4042 | CANCELLOUS SCREW, ADLER, DIA 4.0X42 MM - TI |  | B0258.0000 | #N/A | #N/A | N. A. | N. A. | N. A. | QPR/B0258 QPF/B0258 | #N/A | #N/A | #N/A | #N/A | #N/A | PS/B0258 | #N/A | #N/A | #N/A | #N/A | #N/A | B0258 | TMF-01 | IU/7 | Class C | FINISHED GOODS | ADLER™ | CANCELLOUS SCREW | DIA 4.0X42 MM - TI | 16 | No | Yes |  | No | N. A. | No | N. A. | No | Yes | No | Yes | M. L.: MFG/MD/2021/000369 |  | 3 | ADLER PRODUCTS\LOCKED PLATE IMPLANTS\LOCKED HEAD SCREWS | 0 | Initial issue | Y | BONE SCREWS |  | 1 | No | Yes | Yes | Yes | N. A.
B0258 | B0258.4044 | CANCELLOUS SCREW, ADLER, DIA 4.0X44 MM - TI |  | B0258.0000 | #N/A | #N/A | N. A. | N. A. | N. A. | QPR/B0258 QPF/B0258 | #N/A | #N/A | #N/A | #N/A | #N/A | PS/B0258 | #N/A | #N/A | #N/A | #N/A | #N/A | B0258 | TMF-01 | IU/7 | Class C | FINISHED GOODS | ADLER™ | CANCELLOUS SCREW | DIA 4.0X44 MM - TI | 16 | No | Yes |  | No | N. A. | No | N. A. | No | Yes | No | Yes | M. L.: MFG/MD/2021/000369 |  | 3 | ADLER PRODUCTS\LOCKED PLATE IMPLANTS\LOCKED HEAD SCREWS | 0 | Initial issue | Y | BONE SCREWS |  | 1 | No | Yes | Yes | Yes | N. A.
B0258 | B0258.4046 | CANCELLOUS SCREW, ADLER, DIA 4.0X46 MM - TI |  | B0258.0000 | #N/A | #N/A | N. A. | N. A. | N. A. | QPR/B0258 QPF/B0258 | #N/A | #N/A | #N/A | #N/A | #N/A | PS/B0258 | #N/A | #N/A | #N/A | #N/A | #N/A | B0258 | TMF-01 | IU/7 | Class C | FINISHED GOODS | ADLER™ | CANCELLOUS SCREW | DIA 4.0X46 MM - TI | 16 | No | Yes |  | No | N. A. | No | N. A. | No | Yes | No | Yes | M. L.: MFG/MD/2021/000369 |  | 3 | ADLER PRODUCTS\LOCKED PLATE IMPLANTS\LOCKED HEAD SCREWS | 0 | Initial issue | Y | BONE SCREWS |  | 1 | No | Yes | Yes | Yes | N. A.
B0258 | B0258.4048 | CANCELLOUS SCREW, ADLER, DIA 4.0X48 MM - TI |  | B0258.0000 | #N/A | #N/A | N. A. | N. A. | N. A. | QPR/B0258 QPF/B0258 | #N/A | #N/A | #N/A | #N/A | #N/A | PS/B0258 | #N/A | #N/A | #N/A | #N/A | #N/A | B0258 | TMF-01 | IU/7 | Class C | FINISHED GOODS | ADLER™ | CANCELLOUS SCREW | DIA 4.0X48 MM - TI | 16 | No | Yes |  | No | N. A. | No | N. A. | No | Yes | No | Yes | M. L.: MFG/MD/2021/000369 |  | 3 | ADLER PRODUCTS\LOCKED PLATE IMPLANTS\LOCKED HEAD SCREWS | 0 | Initial issue | Y | BONE SCREWS |  | 1 | No | Yes | Yes | Yes | N. A.
B0258 | B0258.4050 | CANCELLOUS SCREW, ADLER, DIA 4.0X50 MM - TI |  | B0258.0000 | #N/A | #N/A | N. A. | N. A. | N. A. | QPR/B0258 QPF/B0258 | #N/A | #N/A | #N/A | #N/A | #N/A | PS/B0258 | #N/A | #N/A | #N/A | #N/A | #N/A | B0258 | TMF-01 | IU/7 | Class C | FINISHED GOODS | ADLER™ | CANCELLOUS SCREW | DIA 4.0X50 MM - TI | 16 | No | Yes |  | No | N. A. | No | N. A. | No | Yes | No | Yes | M. L.: MFG/MD/2021/000369 |  | 3 | ADLER PRODUCTS\LOCKED PLATE IMPLANTS\LOCKED HEAD SCREWS | 0 | Initial issue | Y | BONE SCREWS |  | 1 | No | Yes | Yes | Yes | N. A.
B0258 | B0258.4052 | CANCELLOUS SCREW, ADLER, DIA 4.0X52 MM - TI |  | B0258.0000 | #N/A | #N/A | N. A. | N. A. | N. A. | QPR/B0258 QPF/B0258 | #N/A | #N/A | #N/A | #N/A | #N/A | PS/B0258 | #N/A | #N/A | #N/A | #N/A | #N/A | B0258 | TMF-01 | IU/7 | Class C | FINISHED GOODS | ADLER™ | CANCELLOUS SCREW | DIA 4.0X52 MM - TI | 16 | No | Yes |  | No | N. A. | No | N. A. | No | Yes | No | Yes | M. L.: MFG/MD/2021/000369 |  | 3 | ADLER PRODUCTS\LOCKED PLATE IMPLANTS\LOCKED HEAD SCREWS | 0 | Initial issue | Y | BONE SCREWS |  | 1 | No | Yes | Yes | Yes | N. A.
B0259 | B0259.5012 | ADLER LOCKING SCREW, DIA. 5.0X12MM, TI |  | B0259.0000 | 01 | 2015-08-27 | N. A. | N. A. | N. A. | QPR/B0259 QPF/B0259 | 00 | 2015-05-23 | N. A. | N. A. | N. A. | PS/B0259 | 01 | 2018-09-19 | N. A. | N. A. | N. A. | B0259 | TMF-01 | IU/7 | Class C | FINISHED GOODS | ADLER™ | LOCKING SCREW | DIA. 5.0X12MM, TI | 16 | No | Yes |  | No | N. A. | No | N. A. | No | Yes | No | Yes | M. L.: MFG/MD/2021/000369 |  | 3 | ADLER PRODUCTS\LOCKED PLATE IMPLANTS\LOCKED HEAD SCREWS | 0 | Initial issue | Y | BONE SCREWS |  | 1 | No | Yes | Yes | Yes | N. A.
B0259 | B0259.5014 | ADLER LOCKING SCREW, DIA. 5.0X14MM, TI |  | B0259.0000 | 01 | 2015-08-27 | N. A. | N. A. | N. A. | QPR/B0259 QPF/B0259 | 00 | 2015-05-23 | N. A. | N. A. | N. A. | PS/B0259 | 01 | 2018-09-19 | N. A. | N. A. | N. A. | B0259 | TMF-01 | IU/7 | Class C | FINISHED GOODS | ADLER™ | LOCKING SCREW | DIA. 5.0X14MM, TI | 16 | No | Yes |  | No | N. A. | No | N. A. | No | Yes | No | Yes | M. L.: MFG/MD/2021/000369 |  | 3 | ADLER PRODUCTS\LOCKED PLATE IMPLANTS\LOCKED HEAD SCREWS | 0 | Initial issue | Y | BONE SCREWS |  | 1 | No | Yes | Yes | Yes | N. A.
B0259 | B0259.5016 | ADLER LOCKING SCREW, DIA. 5.0X16MM, TI |  | B0259.0000 | 01 | 2015-08-27 | N. A. | N. A. | N. A. | QPR/B0259 QPF/B0259 | 00 | 2015-05-23 | N. A. | N. A. | N. A. | PS/B0259 | 01 | 2018-09-19 | N. A. | N. A. | N. A. | B0259 | TMF-01 | IU/7 | Class C | FINISHED GOODS | ADLER™ | LOCKING SCREW | DIA. 5.0X16MM, TI | 16 | No | Yes |  | No | N. A. | No | N. A. | No | Yes | No | Yes | M. L.: MFG/MD/2021/000369 |  | 3 | ADLER PRODUCTS\LOCKED PLATE IMPLANTS\LOCKED HEAD SCREWS | 0 | Initial issue | Y | BONE SCREWS |  | 1 | No | Yes | Yes | Yes | N. A.
B0259 | B0259.5018 | LOCKING SCREW, ADLER, DIA 5.0X18 MM - TI |  | B0259.0000 | #N/A | #N/A | N. A. | N. A. | N. A. | QPR/B0259 QPF/B0259 | #N/A | #N/A | #N/A | #N/A | #N/A | PS/B0259 | #N/A | #N/A | #N/A | #N/A | #N/A | B0259 | TMF-01 | IU/7 | Class C | FINISHED GOODS | ADLER™ | LOCKING SCREW | DIA 5.0X18 MM - TI | 16 | No | Yes |  | No | N. A. | No | N. A. | No | Yes | No | Yes | M. L.: MFG/MD/2021/000369 |  | 3 | ADLER PRODUCTS\LOCKED PLATE IMPLANTS\LOCKED HEAD SCREWS | 0 | Initial issue | Y | BONE SCREWS |  | 1 | No | Yes | Yes | Yes | N. A.
B0259 | B0259.5020 | LOCKING SCREW, ADLER, DIA 5.0X20 MM - TI |  | B0259.0000 | #N/A | #N/A | N. A. | N. A. | N. A. | QPR/B0259 QPF/B0259 | #N/A | #N/A | #N/A | #N/A | #N/A | PS/B0259 | #N/A | #N/A | #N/A | #N/A | #N/A | B0259 | TMF-01 | IU/7 | Class C | FINISHED GOODS | ADLER™ | LOCKING SCREW | DIA 5.0X20 MM - TI | 16 | No | Yes |  | No | N. A. | No | N. A. | No | Yes | No | Yes | M. L.: MFG/MD/2021/000369 |  | 3 | ADLER PRODUCTS\LOCKED PLATE IMPLANTS\LOCKED HEAD SCREWS | 0 | Initial issue | Y | BONE SCREWS |  | 1 | No | Yes | Yes | Yes | N. A.
B0259 | B0259.5022 | LOCKING SCREW, ADLER, DIA 5.0X22 MM - TI |  | B0259.0000 | #N/A | #N/A | N. A. | N. A. | N. A. | QPR/B0259 QPF/B0259 | #N/A | #N/A | #N/A | #N/A | #N/A | PS/B0259 | #N/A | #N/A | #N/A | #N/A | #N/A | B0259 | TMF-01 | IU/7 | Class C | FINISHED GOODS | ADLER™ | LOCKING SCREW | DIA 5.0X22 MM - TI | 16 | No | Yes |  | No | N. A. | No | N. A. | No | Yes | No | Yes | M. L.: MFG/MD/2021/000369 |  | 3 | ADLER PRODUCTS\LOCKED PLATE IMPLANTS\LOCKED HEAD SCREWS | 0 | Initial issue | Y | BONE SCREWS |  | 1 | No | Yes | Yes | Yes | N. A.
B0259 | B0259.5024 | LOCKING SCREW, ADLER, DIA 5.0X24 MM - TI |  | B0259.0000 | #N/A | #N/A | N. A. | N. A. | N. A. | QPR/B0259 QPF/B0259 | #N/A | #N/A | #N/A | #N/A | #N/A | PS/B0259 | #N/A | #N/A | #N/A | #N/A | #N/A | B0259 | TMF-01 | IU/7 | Class C | FINISHED GOODS | ADLER™ | LOCKING SCREW | DIA 5.0X24 MM - TI | 16 | No | Yes |  | No | N. A. | No | N. A. | No | Yes | No | Yes | M. L.: MFG/MD/2021/000369 |  | 3 | ADLER PRODUCTS\LOCKED PLATE IMPLANTS\LOCKED HEAD SCREWS | 0 | Initial issue | Y | BONE SCREWS |  | 1 | No | Yes | Yes | Yes | N. A.
B0259 | B0259.5026 | ADLER LOCKING SCREW, DIA. 5.0X26MM, TI |  | B0259.0000 | #N/A | #N/A | N. A. | N. A. | N. A. | QPR/B0259 QPF/B0259 | #N/A | #N/A | #N/A | #N/A | #N/A | PS/B0259 | #N/A | #N/A | #N/A | #N/A | #N/A | B0259 | TMF-01 | IU/7 | Class C | FINISHED GOODS | ADLER™ | LOCKING SCREW | DIA. 5.0X26MM, TI | 16 | No | Yes |  | No | N. A. | No | N. A. | No | Yes | No | Yes | M. L.: MFG/MD/2021/000369 |  | 3 | ADLER PRODUCTS\LOCKED PLATE IMPLANTS\LOCKED HEAD SCREWS | 0 | Initial issue | Y | BONE SCREWS |  | 1 | No | Yes | Yes | Yes | N. A.
B0259 | B0259.5028 | ADLER LOCKING SCREW, DIA. 5.0X28MM, TI |  | B0259.0000 | #N/A | #N/A | N. A. | N. A. | N. A. | QPR/B0259 QPF/B0259 | #N/A | #N/A | #N/A | #N/A | #N/A | PS/B0259 | #N/A | #N/A | #N/A | #N/A | #N/A | B0259 | TMF-01 | IU/7 | Class C | FINISHED GOODS | ADLER™ | LOCKING SCREW | DIA. 5.0X28MM, TI | 16 | No | Yes |  | No | N. A. | No | N. A. | No | Yes | No | Yes | M. L.: MFG/MD/2021/000369 |  | 3 | ADLER PRODUCTS\LOCKED PLATE IMPLANTS\LOCKED HEAD SCREWS | 0 | Initial issue | Y | BONE SCREWS |  | 1 | No | Yes | Yes | Yes | N. A.
B0259 | B0259.5030 | ADLER LOCKING SCREW, DIA. 5.0X30MM, TI |  | B0259.0000 | #N/A | #N/A | N. A. | N. A. | N. A. | QPR/B0259 QPF/B0259 | #N/A | #N/A | #N/A | #N/A | #N/A | PS/B0259 | #N/A | #N/A | #N/A | #N/A | #N/A | B0259 | TMF-01 | IU/7 | Class C | FINISHED GOODS | ADLER™ | LOCKING SCREW | DIA. 5.0X30MM, TI | 16 | No | Yes |  | No | N. A. | No | N. A. | No | Yes | No | Yes | M. L.: MFG/MD/2021/000369 |  | 3 | ADLER PRODUCTS\LOCKED PLATE IMPLANTS\LOCKED HEAD SCREWS | 0 | Initial issue | Y | BONE SCREWS |  | 1 | No | Yes | Yes | Yes | N. A.
B0259 | B0259.5032 | LOCKING SCREW, ADLER, DIA 5.0X32 MM - TI |  | B0259.0000 | #N/A | #N/A | N. A. | N. A. | N. A. | QPR/B0259 QPF/B0259 | #N/A | #N/A | #N/A | #N/A | #N/A | PS/B0259 | #N/A | #N/A | #N/A | #N/A | #N/A | B0259 | TMF-01 | IU/7 | Class C | FINISHED GOODS | ADLER™ | LOCKING SCREW | DIA 5.0X32 MM - TI | 16 | No | Yes |  | No | N. A. | No | N. A. | No | Yes | No | Yes | M. L.: MFG/MD/2021/000369 |  | 3 | ADLER PRODUCTS\LOCKED PLATE IMPLANTS\LOCKED HEAD SCREWS | 0 | Initial issue | Y | BONE SCREWS |  | 1 | No | Yes | Yes | Yes | N. A.
B0259 | B0259.5034 | LOCKING SCREW, ADLER, DIA 5.0X34 MM - TI |  | B0259.0000 | #N/A | #N/A | N. A. | N. A. | N. A. | QPR/B0259 QPF/B0259 | #N/A | #N/A | #N/A | #N/A | #N/A | PS/B0259 | #N/A | #N/A | #N/A | #N/A | #N/A | B0259 | TMF-01 | IU/7 | Class C | FINISHED GOODS | ADLER™ | LOCKING SCREW | DIA 5.0X34 MM - TI | 16 | No | Yes |  | No | N. A. | No | N. A. | No | Yes | No | Yes | M. L.: MFG/MD/2021/000369 |  | 3 | ADLER PRODUCTS\LOCKED PLATE IMPLANTS\LOCKED HEAD SCREWS | 0 | Initial issue | Y | BONE SCREWS |  | 1 | No | Yes | Yes | Yes | N. A.
B0259 | B0259.5036 | LOCKING SCREW, ADLER, DIA 5.0X36 MM - TI |  | B0259.0000 | #N/A | #N/A | N. A. | N. A. | N. A. | QPR/B0259 QPF/B0259 | #N/A | #N/A | #N/A | #N/A | #N/A | PS/B0259 | #N/A | #N/A | #N/A | #N/A | #N/A | B0259 | TMF-01 | IU/7 | Class C | FINISHED GOODS | ADLER™ | LOCKING SCREW | DIA 5.0X36 MM - TI | 16 | No | Yes |  | No | N. A. | No | N. A. | No | Yes | No | Yes | M. L.: MFG/MD/2021/000369 |  | 3 | ADLER PRODUCTS\LOCKED PLATE IMPLANTS\LOCKED HEAD SCREWS | 0 | Initial issue | Y | BONE SCREWS |  | 1 | No | Yes | Yes | Yes | N. A.
B0259 | B0259.5038 | LOCKING SCREW, ADLER, DIA 5.0X38 MM - TI |  | B0259.0000 | #N/A | #N/A | N. A. | N. A. | N. A. | QPR/B0259 QPF/B0259 | #N/A | #N/A | #N/A | #N/A | #N/A | PS/B0259 | #N/A | #N/A | #N/A | #N/A | #N/A | B0259 | TMF-01 | IU/7 | Class C | FINISHED GOODS | ADLER™ | LOCKING SCREW | DIA 5.0X38 MM - TI | 16 | No | Yes |  | No | N. A. | No | N. A. | No | Yes | No | Yes | M. L.: MFG/MD/2021/000369 |  | 3 | ADLER PRODUCTS\LOCKED PLATE IMPLANTS\LOCKED HEAD SCREWS | 0 | Initial issue | Y | BONE SCREWS |  | 1 | No | Yes | Yes | Yes | N. A.
B0259 | B0259.5040 | LOCKING SCREW, ADLER, DIA 5.0X40 MM - TI |  | B0259.0000 | #N/A | #N/A | N. A. | N. A. | N. A. | QPR/B0259 QPF/B0259 | #N/A | #N/A | #N/A | #N/A | #N/A | PS/B0259 | #N/A | #N/A | #N/A | #N/A | #N/A | B0259 | TMF-01 | IU/7 | Class C | FINISHED GOODS | ADLER™ | LOCKING SCREW | DIA 5.0X40 MM - TI | 16 | No | Yes |  | No | N. A. | No | N. A. | No | Yes | No | Yes | M. L.: MFG/MD/2021/000369 |  | 3 | ADLER PRODUCTS\LOCKED PLATE IMPLANTS\LOCKED HEAD SCREWS | 0 | Initial issue | Y | BONE SCREWS |  | 1 | No | Yes | Yes | Yes | N. A.
B0259 | B0259.5042 | LOCKING SCREW, ADLER, DIA 5.0X42 MM - TI |  | B0259.0000 | #N/A | #N/A | N. A. | N. A. | N. A. | QPR/B0259 QPF/B0259 | #N/A | #N/A | #N/A | #N/A | #N/A | PS/B0259 | #N/A | #N/A | #N/A | #N/A | #N/A | B0259 | TMF-01 | IU/7 | Class C | FINISHED GOODS | ADLER™ | LOCKING SCREW | DIA 5.0X42 MM - TI | 16 | No | Yes |  | No | N. A. | No | N. A. | No | Yes | No | Yes | M. L.: MFG/MD/2021/000369 |  | 3 | ADLER PRODUCTS\LOCKED PLATE IMPLANTS\LOCKED HEAD SCREWS | 0 | Initial issue | Y | BONE SCREWS |  | 1 | No | Yes | Yes | Yes | N. A.
B0259 | B0259.5044 | LOCKING SCREW, ADLER, DIA 5.0X44 MM - TI |  | B0259.0000 | #N/A | #N/A | N. A. | N. A. | N. A. | QPR/B0259 QPF/B0259 | #N/A | #N/A | #N/A | #N/A | #N/A | PS/B0259 | #N/A | #N/A | #N/A | #N/A | #N/A | B0259 | TMF-01 | IU/7 | Class C | FINISHED GOODS | ADLER™ | LOCKING SCREW | DIA 5.0X44 MM - TI | 16 | No | Yes |  | No | N. A. | No | N. A. | No | Yes | No | Yes | M. L.: MFG/MD/2021/000369 |  | 3 | ADLER PRODUCTS\LOCKED PLATE IMPLANTS\LOCKED HEAD SCREWS | 0 | Initial issue | Y | BONE SCREWS |  | 1 | No | Yes | Yes | Yes | N. A.
B0259 | B0259.5046 | LOCKING SCREW, ADLER, DIA 5.0X46 MM - TI |  | B0259.0000 | #N/A | #N/A | N. A. | N. A. | N. A. | QPR/B0259 QPF/B0259 | #N/A | #N/A | #N/A | #N/A | #N/A | PS/B0259 | #N/A | #N/A | #N/A | #N/A | #N/A | B0259 | TMF-01 | IU/7 | Class C | FINISHED GOODS | ADLER™ | LOCKING SCREW | DIA 5.0X46 MM - TI | 16 | No | Yes |  | No | N. A. | No | N. A. | No | Yes | No | Yes | M. L.: MFG/MD/2021/000369 |  | 3 | ADLER PRODUCTS\LOCKED PLATE IMPLANTS\LOCKED HEAD SCREWS | 0 | Initial issue | Y | BONE SCREWS |  | 1 | No | Yes | Yes | Yes | N. A.
B0259 | B0259.5048 | LOCKING SCREW, ADLER, DIA 5.0X48 MM - TI |  | B0259.0000 | #N/A | #N/A | N. A. | N. A. | N. A. | QPR/B0259 QPF/B0259 | #N/A | #N/A | #N/A | #N/A | #N/A | PS/B0259 | #N/A | #N/A | #N/A | #N/A | #N/A | B0259 | TMF-01 | IU/7 | Class C | FINISHED GOODS | ADLER™ | LOCKING SCREW | DIA 5.0X48 MM - TI | 16 | No | Yes |  | No | N. A. | No | N. A. | No | Yes | No | Yes | M. L.: MFG/MD/2021/000369 |  | 3 | ADLER PRODUCTS\LOCKED PLATE IMPLANTS\LOCKED HEAD SCREWS | 0 | Initial issue | Y | BONE SCREWS |  | 1 | No | Yes | Yes | Yes | N. A.
B0259 | B0259.5050 | LOCKING SCREW, ADLER, DIA 5.0X50 MM - TI |  | B0259.0000 | #N/A | #N/A | N. A. | N. A. | N. A. | QPR/B0259 QPF/B0259 | #N/A | #N/A | #N/A | #N/A | #N/A | PS/B0259 | #N/A | #N/A | #N/A | #N/A | #N/A | B0259 | TMF-01 | IU/7 | Class C | FINISHED GOODS | ADLER™ | LOCKING SCREW | DIA 5.0X50 MM - TI | 16 | No | Yes |  | No | N. A. | No | N. A. | No | Yes | No | Yes | M. L.: MFG/MD/2021/000369 |  | 3 | ADLER PRODUCTS\LOCKED PLATE IMPLANTS\LOCKED HEAD SCREWS | 0 | Initial issue | Y | BONE SCREWS |  | 1 | No | Yes | Yes | Yes | N. A.
B0259 | B0259.5055 | LOCKING SCREW, ADLER, DIA 5.0X55 MM - TI |  | B0259.0000 | #N/A | #N/A | N. A. | N. A. | N. A. | QPR/B0259 QPF/B0259 | #N/A | #N/A | #N/A | #N/A | #N/A | PS/B0259 | #N/A | #N/A | #N/A | #N/A | #N/A | B0259 | TMF-01 | IU/7 | Class C | FINISHED GOODS | ADLER™ | LOCKING SCREW | DIA 5.0X55 MM - TI | 16 | No | Yes |  | No | N. A. | No | N. A. | No | Yes | No | Yes | M. L.: MFG/MD/2021/000369 |  | 3 | ADLER PRODUCTS\LOCKED PLATE IMPLANTS\LOCKED HEAD SCREWS | 0 | Initial issue | Y | BONE SCREWS |  | 1 | No | Yes | Yes | Yes | N. A.
B0259 | B0259.5060 | LOCKING SCREW, ADLER, DIA 5.0X60 MM - TI |  | B0259.0000 | #N/A | #N/A | N. A. | N. A. | N. A. | QPR/B0259 QPF/B0259 | #N/A | #N/A | #N/A | #N/A | #N/A | PS/B0259 | #N/A | #N/A | #N/A | #N/A | #N/A | B0259 | TMF-01 | IU/7 | Class C | FINISHED GOODS | ADLER™ | LOCKING SCREW | DIA 5.0X60 MM - TI | 16 | No | Yes |  | No | N. A. | No | N. A. | No | Yes | No | Yes | M. L.: MFG/MD/2021/000369 |  | 3 | ADLER PRODUCTS\LOCKED PLATE IMPLANTS\LOCKED HEAD SCREWS | 0 | Initial issue | Y | BONE SCREWS |  | 1 | No | Yes | Yes | Yes | N. A.
B0259 | B0259.5065 | ADLER LOCKING SCREW, DIA. 5.0X65MM, TI |  | B0259.0000 | #N/A | #N/A | N. A. | N. A. | N. A. | QPR/B0259 QPF/B0259 | #N/A | #N/A | #N/A | #N/A | #N/A | PS/B0259 | #N/A | #N/A | #N/A | #N/A | #N/A | B0259 | TMF-01 | IU/7 | Class C | FINISHED GOODS | ADLER™ | LOCKING SCREW | DIA. 5.0X65MM, TI | 16 | No | Yes |  | No | N. A. | No | N. A. | No | Yes | No | Yes | M. L.: MFG/MD/2021/000369 |  | 3 | ADLER PRODUCTS\LOCKED PLATE IMPLANTS\LOCKED HEAD SCREWS | 0 | Initial issue | Y | BONE SCREWS |  | 1 | No | Yes | Yes | Yes | N. A.
B0259 | B0259.5070 | ADLER LOCKING SCREW, DIA. 5.0X70MM, TI |  | B0259.0000 | #N/A | #N/A | N. A. | N. A. | N. A. | QPR/B0259 QPF/B0259 | #N/A | #N/A | #N/A | #N/A | #N/A | PS/B0259 | #N/A | #N/A | #N/A | #N/A | #N/A | B0259 | TMF-01 | IU/7 | Class C | FINISHED GOODS | ADLER™ | LOCKING SCREW | DIA. 5.0X70MM, TI | 16 | No | Yes |  | No | N. A. | No | N. A. | No | Yes | No | Yes | M. L.: MFG/MD/2021/000369 |  | 3 | ADLER PRODUCTS\LOCKED PLATE IMPLANTS\LOCKED HEAD SCREWS | 0 | Initial issue | Y | BONE SCREWS |  | 1 | No | Yes | Yes | Yes | N. A.
B0259 | B0259.5075 | ADLER LOCKING SCREW, DIA. 5.0X75MM, TI |  | B0259.0000 | #N/A | #N/A | N. A. | N. A. | N. A. | QPR/B0259 QPF/B0259 | #N/A | #N/A | #N/A | #N/A | #N/A | PS/B0259 | #N/A | #N/A | #N/A | #N/A | #N/A | B0259 | TMF-01 | IU/7 | Class C | FINISHED GOODS | ADLER™ | LOCKING SCREW | DIA. 5.0X75MM, TI | 16 | No | Yes |  | No | N. A. | No | N. A. | No | Yes | No | Yes | M. L.: MFG/MD/2021/000369 |  | 3 | ADLER PRODUCTS\LOCKED PLATE IMPLANTS\LOCKED HEAD SCREWS | 0 | Initial issue | Y | BONE SCREWS |  | 1 | No | Yes | Yes | Yes | N. A.
B0259 | B0259.5080 | ADLER LOCKING SCREW, DIA. 5.0X80MM, TI |  | B0259.0000 | #N/A | #N/A | N. A. | N. A. | N. A. | QPR/B0259 QPF/B0259 | #N/A | #N/A | #N/A | #N/A | #N/A | PS/B0259 | #N/A | #N/A | #N/A | #N/A | #N/A | B0259 | TMF-01 | IU/7 | Class C | FINISHED GOODS | ADLER™ | LOCKING SCREW | DIA. 5.0X80MM, TI | 16 | No | Yes |  | No | N. A. | No | N. A. | No | Yes | No | Yes | M. L.: MFG/MD/2021/000369 |  | 3 | ADLER PRODUCTS\LOCKED PLATE IMPLANTS\LOCKED HEAD SCREWS | 0 | Initial issue | Y | BONE SCREWS |  | 1 | No | Yes | Yes | Yes | N. A.
B0260 | B0260.4520 | ADLER CORTICAL SCREW, DIA. 4.5X20MM, TI |  | B0260.0000 | #N/A | #N/A | N. A. | N. A. | N. A. | QPR/B0260 QPF/B0260 | #N/A | #N/A | #N/A | #N/A | #N/A | PS/B0260 | #N/A | #N/A | #N/A | #N/A | #N/A | B0260 | TMF-01 | IU/7 | Class C | FINISHED GOODS | ADLER™ | CORTICAL SCREW | DIA. 4.5X20MM, TI | 16 | No | Yes |  | No | N. A. | No | N. A. | No | Yes | No | Yes | M. L.: MFG/MD/2021/000369 |  | 3 | ADLER PRODUCTS\LOCKED PLATE IMPLANTS\LOCKED HEAD SCREWS | 0 | Initial issue | Y | BONE SCREWS |  | 1 | No | Yes | Yes | Yes | N. A.
B0260 | B0260.4522 | ADLER CORTICAL SCREW, DIA. 4.5X22MM, TI |  | B0260.0000 | #N/A | #N/A | N. A. | N. A. | N. A. | QPR/B0260 QPF/B0260 | #N/A | #N/A | #N/A | #N/A | #N/A | PS/B0260 | #N/A | #N/A | #N/A | #N/A | #N/A | B0260 | TMF-01 | IU/7 | Class C | FINISHED GOODS | ADLER™ | CORTICAL SCREW | DIA. 4.5X22MM, TI | 16 | No | Yes |  | No | N. A. | No | N. A. | No | Yes | No | Yes | M. L.: MFG/MD/2021/000369 |  | 3 | ADLER PRODUCTS\LOCKED PLATE IMPLANTS\LOCKED HEAD SCREWS | 0 | Initial issue | Y | BONE SCREWS |  | 1 | No | Yes | Yes | Yes | N. A.
B0260 | B0260.4524 | ADLER CORTICAL SCREW, DIA. 4.5X24MM, TI |  | B0260.0000 | #N/A | #N/A | N. A. | N. A. | N. A. | QPR/B0260 QPF/B0260 | #N/A | #N/A | #N/A | #N/A | #N/A | PS/B0260 | #N/A | #N/A | #N/A | #N/A | #N/A | B0260 | TMF-01 | IU/7 | Class C | FINISHED GOODS | ADLER™ | CORTICAL SCREW | DIA. 4.5X24MM, TI | 16 | No | Yes |  | No | N. A. | No | N. A. | No | Yes | No | Yes | M. L.: MFG/MD/2021/000369 |  | 3 | ADLER PRODUCTS\LOCKED PLATE IMPLANTS\LOCKED HEAD SCREWS | 0 | Initial issue | Y | BONE SCREWS |  | 1 | No | Yes | Yes | Yes | N. A.
B0260 | B0260.4526 | ADLER CORTICAL SCREW, DIA. 4.5X26MM, TI |  | B0260.0000 | #N/A | #N/A | N. A. | N. A. | N. A. | QPR/B0260 QPF/B0260 | #N/A | #N/A | #N/A | #N/A | #N/A | PS/B0260 | #N/A | #N/A | #N/A | #N/A | #N/A | B0260 | TMF-01 | IU/7 | Class C | FINISHED GOODS | ADLER™ | CORTICAL SCREW | DIA. 4.5X26MM, TI | 16 | No | Yes |  | No | N. A. | No | N. A. | No | Yes | No | Yes | M. L.: MFG/MD/2021/000369 |  | 3 | ADLER PRODUCTS\LOCKED PLATE IMPLANTS\LOCKED HEAD SCREWS | 0 | Initial issue | Y | BONE SCREWS |  | 1 | No | Yes | Yes | Yes | N. A.
B0260 | B0260.4528 | ADLER CORTICAL SCREW, DIA. 4.5X28MM, TI |  | B0260.0000 | #N/A | #N/A | N. A. | N. A. | N. A. | QPR/B0260 QPF/B0260 | #N/A | #N/A | #N/A | #N/A | #N/A | PS/B0260 | #N/A | #N/A | #N/A | #N/A | #N/A | B0260 | TMF-01 | IU/7 | Class C | FINISHED GOODS | ADLER™ | CORTICAL SCREW | DIA. 4.5X28MM, TI | 16 | No | Yes |  | No | N. A. | No | N. A. | No | Yes | No | Yes | M. L.: MFG/MD/2021/000369 |  | 3 | ADLER PRODUCTS\LOCKED PLATE IMPLANTS\LOCKED HEAD SCREWS | 0 | Initial issue | Y | BONE SCREWS |  | 1 | No | Yes | Yes | Yes | N. A.
B0260 | B0260.4530 | ADLER CORTICAL SCREW, DIA. 4.5X30MM, TI |  | B0260.0000 | #N/A | #N/A | N. A. | N. A. | N. A. | QPR/B0260 QPF/B0260 | #N/A | #N/A | #N/A | #N/A | #N/A | PS/B0260 | #N/A | #N/A | #N/A | #N/A | #N/A | B0260 | TMF-01 | IU/7 | Class C | FINISHED GOODS | ADLER™ | CORTICAL SCREW | DIA. 4.5X30MM, TI | 16 | No | Yes |  | No | N. A. | No | N. A. | No | Yes | No | Yes | M. L.: MFG/MD/2021/000369 |  | 3 | ADLER PRODUCTS\LOCKED PLATE IMPLANTS\LOCKED HEAD SCREWS | 0 | Initial issue | Y | BONE SCREWS |  | 1 | No | Yes | Yes | Yes | N. A.
B0260 | B0260.4532 | ADLER CORTICAL SCREW, DIA. 4.5X32MM, TI |  | B0260.0000 | #N/A | #N/A | N. A. | N. A. | N. A. | QPR/B0260 QPF/B0260 | #N/A | #N/A | #N/A | #N/A | #N/A | PS/B0260 | #N/A | #N/A | #N/A | #N/A | #N/A | B0260 | TMF-01 | IU/7 | Class C | FINISHED GOODS | ADLER™ | CORTICAL SCREW | DIA. 4.5X32MM, TI | 16 | No | Yes |  | No | N. A. | No | N. A. | No | Yes | No | Yes | M. L.: MFG/MD/2021/000369 |  | 3 | ADLER PRODUCTS\LOCKED PLATE IMPLANTS\LOCKED HEAD SCREWS | 0 | Initial issue | Y | BONE SCREWS |  | 1 | No | Yes | Yes | Yes | N. A.
B0260 | B0260.4534 | ADLER CORTICAL SCREW, DIA. 4.5X34MM, TI |  | B0260.0000 | #N/A | #N/A | N. A. | N. A. | N. A. | QPR/B0260 QPF/B0260 | #N/A | #N/A | #N/A | #N/A | #N/A | PS/B0260 | #N/A | #N/A | #N/A | #N/A | #N/A | B0260 | TMF-01 | IU/7 | Class C | FINISHED GOODS | ADLER™ | CORTICAL SCREW | DIA. 4.5X34MM, TI | 16 | No | Yes |  | No | N. A. | No | N. A. | No | Yes | No | Yes | M. L.: MFG/MD/2021/000369 |  | 3 | ADLER PRODUCTS\LOCKED PLATE IMPLANTS\LOCKED HEAD SCREWS | 0 | Initial issue | Y | BONE SCREWS |  | 1 | No | Yes | Yes | Yes | N. A.
B0260 | B0260.4536 | ADLER CORTICAL SCREW, DIA. 4.5X36MM, TI |  | B0260.0000 | #N/A | #N/A | N. A. | N. A. | N. A. | QPR/B0260 QPF/B0260 | #N/A | #N/A | #N/A | #N/A | #N/A | PS/B0260 | #N/A | #N/A | #N/A | #N/A | #N/A | B0260 | TMF-01 | IU/7 | Class C | FINISHED GOODS | ADLER™ | CORTICAL SCREW | DIA. 4.5X36MM, TI | 16 | No | Yes |  | No | N. A. | No | N. A. | No | Yes | No | Yes | M. L.: MFG/MD/2021/000369 |  | 3 | ADLER PRODUCTS\LOCKED PLATE IMPLANTS\LOCKED HEAD SCREWS | 0 | Initial issue | Y | BONE SCREWS |  | 1 | No | Yes | Yes | Yes | N. A.
B0260 | B0260.4538 | ADLER CORTICAL SCREW, DIA. 4.5X38MM, TI |  | B0260.0000 | #N/A | #N/A | N. A. | N. A. | N. A. | QPR/B0260 QPF/B0260 | #N/A | #N/A | #N/A | #N/A | #N/A | PS/B0260 | #N/A | #N/A | #N/A | #N/A | #N/A | B0260 | TMF-01 | IU/7 | Class C | FINISHED GOODS | ADLER™ | CORTICAL SCREW | DIA. 4.5X38MM, TI | 16 | No | Yes |  | No | N. A. | No | N. A. | No | Yes | No | Yes | M. L.: MFG/MD/2021/000369 |  | 3 | ADLER PRODUCTS\LOCKED PLATE IMPLANTS\LOCKED HEAD SCREWS | 0 | Initial issue | Y | BONE SCREWS |  | 1 | No | Yes | Yes | Yes | N. A.
B0260 | B0260.4540 | ADLER CORTICAL SCREW, DIA. 4.5X40MM, TI |  | B0260.0000 | #N/A | #N/A | N. A. | N. A. | N. A. | QPR/B0260 QPF/B0260 | #N/A | #N/A | #N/A | #N/A | #N/A | PS/B0260 | #N/A | #N/A | #N/A | #N/A | #N/A | B0260 | TMF-01 | IU/7 | Class C | FINISHED GOODS | ADLER™ | CORTICAL SCREW | DIA. 4.5X40MM, TI | 16 | No | Yes |  | No | N. A. | No | N. A. | No | Yes | No | Yes | M. L.: MFG/MD/2021/000369 |  | 3 | ADLER PRODUCTS\LOCKED PLATE IMPLANTS\LOCKED HEAD SCREWS | 0 | Initial issue | Y | BONE SCREWS |  | 1 | No | Yes | Yes | Yes | N. A.
B0260 | B0260.4542 | ADLER CORTICAL SCREW, DIA. 4.5X42MM, TI |  | B0260.0000 | #N/A | #N/A | N. A. | N. A. | N. A. | QPR/B0260 QPF/B0260 | #N/A | #N/A | #N/A | #N/A | #N/A | PS/B0260 | #N/A | #N/A | #N/A | #N/A | #N/A | B0260 | TMF-01 | IU/7 | Class C | FINISHED GOODS | ADLER™ | CORTICAL SCREW | DIA. 4.5X42MM, TI | 16 | No | Yes |  | No | N. A. | No | N. A. | No | Yes | No | Yes | M. L.: MFG/MD/2021/000369 |  | 3 | ADLER PRODUCTS\LOCKED PLATE IMPLANTS\LOCKED HEAD SCREWS | 0 | Initial issue | Y | BONE SCREWS |  | 1 | No | Yes | Yes | Yes | N. A.
B0260 | B0260.4544 | ADLER CORTICAL SCREW, DIA. 4.5X44MM, TI |  | B0260.0000 | #N/A | #N/A | N. A. | N. A. | N. A. | QPR/B0260 QPF/B0260 | #N/A | #N/A | #N/A | #N/A | #N/A | PS/B0260 | #N/A | #N/A | #N/A | #N/A | #N/A | B0260 | TMF-01 | IU/7 | Class C | FINISHED GOODS | ADLER™ | CORTICAL SCREW | DIA. 4.5X44MM, TI | 16 | No | Yes |  | No | N. A. | No | N. A. | No | Yes | No | Yes | M. L.: MFG/MD/2021/000369 |  | 3 | ADLER PRODUCTS\LOCKED PLATE IMPLANTS\LOCKED HEAD SCREWS | 0 | Initial issue | Y | BONE SCREWS |  | 1 | No | Yes | Yes | Yes | N. A.
B0260 | B0260.4546 | ADLER CORTICAL SCREW, DIA. 4.5X46MM, TI |  | B0260.0000 | #N/A | #N/A | N. A. | N. A. | N. A. | QPR/B0260 QPF/B0260 | #N/A | #N/A | #N/A | #N/A | #N/A | PS/B0260 | #N/A | #N/A | #N/A | #N/A | #N/A | B0260 | TMF-01 | IU/7 | Class C | FINISHED GOODS | ADLER™ | CORTICAL SCREW | DIA. 4.5X46MM, TI | 16 | No | Yes |  | No | N. A. | No | N. A. | No | Yes | No | Yes | M. L.: MFG/MD/2021/000369 |  | 3 | ADLER PRODUCTS\LOCKED PLATE IMPLANTS\LOCKED HEAD SCREWS | 0 | Initial issue | Y | BONE SCREWS |  | 1 | No | Yes | Yes | Yes | N. A.
B0260 | B0260.4548 | ADLER CORTICAL SCREW, DIA. 4.5X48MM, TI |  | B0260.0000 | #N/A | #N/A | N. A. | N. A. | N. A. | QPR/B0260 QPF/B0260 | #N/A | #N/A | #N/A | #N/A | #N/A | PS/B0260 | #N/A | #N/A | #N/A | #N/A | #N/A | B0260 | TMF-01 | IU/7 | Class C | FINISHED GOODS | ADLER™ | CORTICAL SCREW | DIA. 4.5X48MM, TI | 16 | No | Yes |  | No | N. A. | No | N. A. | No | Yes | No | Yes | M. L.: MFG/MD/2021/000369 |  | 3 | ADLER PRODUCTS\LOCKED PLATE IMPLANTS\LOCKED HEAD SCREWS | 0 | Initial issue | Y | BONE SCREWS |  | 1 | No | Yes | Yes | Yes | N. A.
B0260 | B0260.4550 | ADLER CORTICAL SCREW, DIA. 4.5X50MM, TI |  | B0260.0000 | #N/A | #N/A | N. A. | N. A. | N. A. | QPR/B0260 QPF/B0260 | #N/A | #N/A | #N/A | #N/A | #N/A | PS/B0260 | #N/A | #N/A | #N/A | #N/A | #N/A | B0260 | TMF-01 | IU/7 | Class C | FINISHED GOODS | ADLER™ | CORTICAL SCREW | DIA. 4.5X50MM, TI | 16 | No | Yes |  | No | N. A. | No | N. A. | No | Yes | No | Yes | M. L.: MFG/MD/2021/000369 |  | 3 | ADLER PRODUCTS\LOCKED PLATE IMPLANTS\LOCKED HEAD SCREWS | 0 | Initial issue | Y | BONE SCREWS |  | 1 | No | Yes | Yes | Yes | N. A.
B0260 | B0260.4552 | CORTICAL SCREW, ADLER, DIA 4,5X52 MM - TI |  | B0260.0000 | #N/A | #N/A | N. A. | N. A. | N. A. | QPR/B0260 QPF/B0260 | #N/A | #N/A | #N/A | #N/A | #N/A | PS/B0260 | #N/A | #N/A | #N/A | #N/A | #N/A | B0260 | TMF-01 | IU/7 | Class C | FINISHED GOODS | ADLER™ | CORTICAL SCREW | DIA 4.5X52 MM - TI | 16 | No | Yes |  | No | N. A. | No | N. A. | No | Yes | No | Yes | M. L.: MFG/MD/2021/000369 |  | 3 | ADLER PRODUCTS\LOCKED PLATE IMPLANTS\LOCKED HEAD SCREWS | 0 | Initial issue | Y | BONE SCREWS |  | 1 | No | Yes | Yes | Yes | N. A.
B0260 | B0260.4554 | CORTICAL SCREW, ADLER, DIA 4,5X54 MM - TI |  | B0260.0000 | #N/A | #N/A | N. A. | N. A. | N. A. | QPR/B0260 QPF/B0260 | #N/A | #N/A | #N/A | #N/A | #N/A | PS/B0260 | #N/A | #N/A | #N/A | #N/A | #N/A | B0260 | TMF-01 | IU/7 | Class C | FINISHED GOODS | ADLER™ | CORTICAL SCREW | DIA 4.5X54 MM - TI | 16 | No | Yes |  | No | N. A. | No | N. A. | No | Yes | No | Yes | M. L.: MFG/MD/2021/000369 |  | 3 | ADLER PRODUCTS\LOCKED PLATE IMPLANTS\LOCKED HEAD SCREWS | 0 | Initial issue | Y | BONE SCREWS |  | 1 | No | Yes | Yes | Yes | N. A.
B0260 | B0260.4556 | CORTICAL SCREW, ADLER, DIA 4,5X56 MM - TI |  | B0260.0000 | #N/A | #N/A | N. A. | N. A. | N. A. | QPR/B0260 QPF/B0260 | #N/A | #N/A | #N/A | #N/A | #N/A | PS/B0260 | #N/A | #N/A | #N/A | #N/A | #N/A | B0260 | TMF-01 | IU/7 | Class C | FINISHED GOODS | ADLER™ | CORTICAL SCREW | DIA 4.5X56 MM - TI | 16 | No | Yes |  | No | N. A. | No | N. A. | No | Yes | No | Yes | M. L.: MFG/MD/2021/000369 |  | 3 | ADLER PRODUCTS\LOCKED PLATE IMPLANTS\LOCKED HEAD SCREWS | 0 | Initial issue | Y | BONE SCREWS |  | 1 | No | Yes | Yes | Yes | N. A.
B0260 | B0260.4558 | CORTICAL SCREW, ADLER, DIA 4,5X58 MM - TI |  | B0260.0000 | #N/A | #N/A | N. A. | N. A. | N. A. | QPR/B0260 QPF/B0260 | #N/A | #N/A | #N/A | #N/A | #N/A | PS/B0260 | #N/A | #N/A | #N/A | #N/A | #N/A | B0260 | TMF-01 | IU/7 | Class C | FINISHED GOODS | ADLER™ | CORTICAL SCREW | DIA 4.5X58 MM - TI | 16 | No | Yes |  | No | N. A. | No | N. A. | No | Yes | No | Yes | M. L.: MFG/MD/2021/000369 |  | 3 | ADLER PRODUCTS\LOCKED PLATE IMPLANTS\LOCKED HEAD SCREWS | 0 | Initial issue | Y | BONE SCREWS |  | 1 | No | Yes | Yes | Yes | N. A.
B0260 | B0260.4560 | CORTICAL SCREW, ADLER, DIA 4,5X60 MM - TI |  | B0260.0000 | #N/A | #N/A | N. A. | N. A. | N. A. | QPR/B0260 QPF/B0260 | #N/A | #N/A | #N/A | #N/A | #N/A | PS/B0260 | #N/A | #N/A | #N/A | #N/A | #N/A | B0260 | TMF-01 | IU/7 | Class C | FINISHED GOODS | ADLER™ | CORTICAL SCREW | DIA 4.5X60 MM - TI | 16 | No | Yes |  | No | N. A. | No | N. A. | No | Yes | No | Yes | M. L.: MFG/MD/2021/000369 |  | 3 | ADLER PRODUCTS\LOCKED PLATE IMPLANTS\LOCKED HEAD SCREWS | 0 | Initial issue | Y | BONE SCREWS |  | 1 | No | Yes | Yes | Yes | N. A.
B0261 | B0261.6530 | LOCKING CANCELLOUS SCREW, ADLER, DIA 6,5X30 MM - TI |  | B0261.0000 | #N/A | #N/A | N. A. | N. A. | N. A. | QPR/B0261 QPF/B0261 | #N/A | #N/A | #N/A | #N/A | #N/A | PS/B0261 | #N/A | #N/A | #N/A | #N/A | #N/A | B0261 | TMF-01 | IU/7 | Class C | FINISHED GOODS | ADLER™ | LOCKING CANCELLOUS SCREW | DIA 6.5X30 MM - TI | 16 | No | Yes |  | No | N. A. | No | N. A. | No | Yes | No | Yes | M. L.: MFG/MD/2021/000369 |  | 3 | ADLER PRODUCTS\LOCKED PLATE IMPLANTS\LOCKED HEAD SCREWS | 0 | Initial issue | Y | BONE SCREWS |  | 1 | No | Yes | Yes | Yes | N. A.
B0261 | B0261.6535 | LOCKING CANCELLOUS SCREW, ADLER, DIA 6,5X35 MM - TI |  | B0261.0000 | #N/A | #N/A | N. A. | N. A. | N. A. | QPR/B0261 QPF/B0261 | #N/A | #N/A | #N/A | #N/A | #N/A | PS/B0261 | #N/A | #N/A | #N/A | #N/A | #N/A | B0261 | TMF-01 | IU/7 | Class C | FINISHED GOODS | ADLER™ | LOCKING CANCELLOUS SCREW | DIA 6.5X35 MM - TI | 16 | No | Yes |  | No | N. A. | No | N. A. | No | Yes | No | Yes | M. L.: MFG/MD/2021/000369 |  | 3 | ADLER PRODUCTS\LOCKED PLATE IMPLANTS\LOCKED HEAD SCREWS | 0 | Initial issue | Y | BONE SCREWS |  | 1 | No | Yes | Yes | Yes | N. A.
B0261 | B0261.6540 | LOCKING CANCELLOUS SCREW, ADLER, DIA 6,5X40 MM - TI |  | B0261.0000 | #N/A | #N/A | N. A. | N. A. | N. A. | QPR/B0261 QPF/B0261 | #N/A | #N/A | #N/A | #N/A | #N/A | PS/B0261 | #N/A | #N/A | #N/A | #N/A | #N/A | B0261 | TMF-01 | IU/7 | Class C | FINISHED GOODS | ADLER™ | LOCKING CANCELLOUS SCREW | DIA 6.5X40 MM - TI | 16 | No | Yes |  | No | N. A. | No | N. A. | No | Yes | No | Yes | M. L.: MFG/MD/2021/000369 |  | 3 | ADLER PRODUCTS\LOCKED PLATE IMPLANTS\LOCKED HEAD SCREWS | 0 | Initial issue | Y | BONE SCREWS |  | 1 | No | Yes | Yes | Yes | N. A.
B0261 | B0261.6545 | LOCKING CANCELLOUS SCREW, ADLER, DIA 6,5X45 MM - TI |  | B0261.0000 | #N/A | #N/A | N. A. | N. A. | N. A. | QPR/B0261 QPF/B0261 | #N/A | #N/A | #N/A | #N/A | #N/A | PS/B0261 | #N/A | #N/A | #N/A | #N/A | #N/A | B0261 | TMF-01 | IU/7 | Class C | FINISHED GOODS | ADLER™ | LOCKING CANCELLOUS SCREW | DIA 6.5X45 MM - TI | 16 | No | Yes |  | No | N. A. | No | N. A. | No | Yes | No | Yes | M. L.: MFG/MD/2021/000369 |  | 3 | ADLER PRODUCTS\LOCKED PLATE IMPLANTS\LOCKED HEAD SCREWS | 0 | Initial issue | Y | BONE SCREWS |  | 1 | No | Yes | Yes | Yes | N. A.
B0261 | B0261.6550 | LOCKING CANCELLOUS SCREW, ADLER, DIA 6,5X50 MM - TI |  | B0261.0000 | #N/A | #N/A | N. A. | N. A. | N. A. | QPR/B0261 QPF/B0261 | #N/A | #N/A | #N/A | #N/A | #N/A | PS/B0261 | #N/A | #N/A | #N/A | #N/A | #N/A | B0261 | TMF-01 | IU/7 | Class C | FINISHED GOODS | ADLER™ | LOCKING CANCELLOUS SCREW | DIA 6.5X50 MM - TI | 16 | No | Yes |  | No | N. A. | No | N. A. | No | Yes | No | Yes | M. L.: MFG/MD/2021/000369 |  | 3 | ADLER PRODUCTS\LOCKED PLATE IMPLANTS\LOCKED HEAD SCREWS | 0 | Initial issue | Y | BONE SCREWS |  | 1 | No | Yes | Yes | Yes | N. A.
B0261 | B0261.6555 | LOCKING CANCELLOUS SCREW, ADLER, DIA 6,5X55 MM - TI |  | B0261.0000 | #N/A | #N/A | N. A. | N. A. | N. A. | QPR/B0261 QPF/B0261 | #N/A | #N/A | #N/A | #N/A | #N/A | PS/B0261 | #N/A | #N/A | #N/A | #N/A | #N/A | B0261 | TMF-01 | IU/7 | Class C | FINISHED GOODS | ADLER™ | LOCKING CANCELLOUS SCREW | DIA 6.5X55 MM - TI | 16 | No | Yes |  | No | N. A. | No | N. A. | No | Yes | No | Yes | M. L.: MFG/MD/2021/000369 |  | 3 | ADLER PRODUCTS\LOCKED PLATE IMPLANTS\LOCKED HEAD SCREWS | 0 | Initial issue | Y | BONE SCREWS |  | 1 | No | Yes | Yes | Yes | N. A.
B0261 | B0261.6560 | LOCKING CANCELLOUS SCREW, ADLER, DIA 6,5X60 MM - TI |  | B0261.0000 | #N/A | #N/A | N. A. | N. A. | N. A. | QPR/B0261 QPF/B0261 | #N/A | #N/A | #N/A | #N/A | #N/A | PS/B0261 | #N/A | #N/A | #N/A | #N/A | #N/A | B0261 | TMF-01 | IU/7 | Class C | FINISHED GOODS | ADLER™ | LOCKING CANCELLOUS SCREW | DIA 6.5X60 MM - TI | 16 | No | Yes |  | No | N. A. | No | N. A. | No | Yes | No | Yes | M. L.: MFG/MD/2021/000369 |  | 3 | ADLER PRODUCTS\LOCKED PLATE IMPLANTS\LOCKED HEAD SCREWS | 0 | Initial issue | Y | BONE SCREWS |  | 1 | No | Yes | Yes | Yes | N. A.
B0261 | B0261.6565 | LOCKING CANCELLOUS SCREW, ADLER, DIA 6,5X65 MM - TI |  | B0261.0000 | #N/A | #N/A | N. A. | N. A. | N. A. | QPR/B0261 QPF/B0261 | #N/A | #N/A | #N/A | #N/A | #N/A | PS/B0261 | #N/A | #N/A | #N/A | #N/A | #N/A | B0261 | TMF-01 | IU/7 | Class C | FINISHED GOODS | ADLER™ | LOCKING CANCELLOUS SCREW | DIA 6.5X65 MM - TI | 16 | No | Yes |  | No | N. A. | No | N. A. | No | Yes | No | Yes | M. L.: MFG/MD/2021/000369 |  | 3 | ADLER PRODUCTS\LOCKED PLATE IMPLANTS\LOCKED HEAD SCREWS | 0 | Initial issue | Y | BONE SCREWS |  | 1 | No | Yes | Yes | Yes | N. A.
B0261 | B0261.6570 | LOCKING CANCELLOUS SCREW, ADLER, DIA 6,5X70 MM - TI |  | B0261.0000 | #N/A | #N/A | N. A. | N. A. | N. A. | QPR/B0261 QPF/B0261 | #N/A | #N/A | #N/A | #N/A | #N/A | PS/B0261 | #N/A | #N/A | #N/A | #N/A | #N/A | B0261 | TMF-01 | IU/7 | Class C | FINISHED GOODS | ADLER™ | LOCKING CANCELLOUS SCREW | DIA 6.5X70 MM - TI | 16 | No | Yes |  | No | N. A. | No | N. A. | No | Yes | No | Yes | M. L.: MFG/MD/2021/000369 |  | 3 | ADLER PRODUCTS\LOCKED PLATE IMPLANTS\LOCKED HEAD SCREWS | 0 | Initial issue | Y | BONE SCREWS |  | 1 | No | Yes | Yes | Yes | N. A.
B0261 | B0261.6575 | LOCKING CANCELLOUS SCREW, ADLER, DIA 6,5X75 MM - TI |  | B0261.0000 | #N/A | #N/A | N. A. | N. A. | N. A. | QPR/B0261 QPF/B0261 | #N/A | #N/A | #N/A | #N/A | #N/A | PS/B0261 | #N/A | #N/A | #N/A | #N/A | #N/A | B0261 | TMF-01 | IU/7 | Class C | FINISHED GOODS | ADLER™ | LOCKING CANCELLOUS SCREW | DIA 6.5X75 MM - TI | 16 | No | Yes |  | No | N. A. | No | N. A. | No | Yes | No | Yes | M. L.: MFG/MD/2021/000369 |  | 3 | ADLER PRODUCTS\LOCKED PLATE IMPLANTS\LOCKED HEAD SCREWS | 0 | Initial issue | Y | BONE SCREWS |  | 1 | No | Yes | Yes | Yes | N. A.
B0261 | B0261.6580 | LOCKING CANCELLOUS SCREW, ADLER, DIA 6,5X80 MM - TI |  | B0261.0000 | #N/A | #N/A | N. A. | N. A. | N. A. | QPR/B0261 QPF/B0261 | #N/A | #N/A | #N/A | #N/A | #N/A | PS/B0261 | #N/A | #N/A | #N/A | #N/A | #N/A | B0261 | TMF-01 | IU/7 | Class C | FINISHED GOODS | ADLER™ | LOCKING CANCELLOUS SCREW | DIA 6.5X80 MM - TI | 16 | No | Yes |  | No | N. A. | No | N. A. | No | Yes | No | Yes | M. L.: MFG/MD/2021/000369 |  | 3 | ADLER PRODUCTS\LOCKED PLATE IMPLANTS\LOCKED HEAD SCREWS | 0 | Initial issue | Y | BONE SCREWS |  | 1 | No | Yes | Yes | Yes | N. A.
B0261 | B0261.6585 | LOCKING CANCELLOUS SCREW, ADLER, DIA 6,5X85 MM - TI |  | B0261.0000 | #N/A | #N/A | N. A. | N. A. | N. A. | QPR/B0261 QPF/B0261 | #N/A | #N/A | #N/A | #N/A | #N/A | PS/B0261 | #N/A | #N/A | #N/A | #N/A | #N/A | B0261 | TMF-01 | IU/7 | Class C | FINISHED GOODS | ADLER™ | LOCKING CANCELLOUS SCREW | DIA 6.5X85 MM - TI | 16 | No | Yes |  | No | N. A. | No | N. A. | No | Yes | No | Yes | M. L.: MFG/MD/2021/000369 |  | 3 | ADLER PRODUCTS\LOCKED PLATE IMPLANTS\LOCKED HEAD SCREWS | 0 | Initial issue | Y | BONE SCREWS |  | 1 | No | Yes | Yes | Yes | N. A.
B0261 | B0261.6590 | LOCKING CANCELLOUS SCREW, ADLER, DIA 6,5X90 MM - TI |  | B0261.0000 | #N/A | #N/A | N. A. | N. A. | N. A. | QPR/B0261 QPF/B0261 | #N/A | #N/A | #N/A | #N/A | #N/A | PS/B0261 | #N/A | #N/A | #N/A | #N/A | #N/A | B0261 | TMF-01 | IU/7 | Class C | FINISHED GOODS | ADLER™ | LOCKING CANCELLOUS SCREW | DIA 6.5X90 MM - TI | 16 | No | Yes |  | No | N. A. | No | N. A. | No | Yes | No | Yes | M. L.: MFG/MD/2021/000369 |  | 3 | ADLER PRODUCTS\LOCKED PLATE IMPLANTS\LOCKED HEAD SCREWS | 0 | Initial issue | Y | BONE SCREWS |  | 1 | No | Yes | Yes | Yes | N. A.
B0261 | B0261.6595 | LOCKING CANCELLOUS SCREW, ADLER, DIA 6,5X95 MM - TI |  | B0261.0000 | #N/A | #N/A | N. A. | N. A. | N. A. | QPR/B0261 QPF/B0261 | #N/A | #N/A | #N/A | #N/A | #N/A | PS/B0261 | #N/A | #N/A | #N/A | #N/A | #N/A | B0261 | TMF-01 | IU/7 | Class C | FINISHED GOODS | ADLER™ | LOCKING CANCELLOUS SCREW | DIA 6.5X95 MM - TI | 16 | No | Yes |  | No | N. A. | No | N. A. | No | Yes | No | Yes | M. L.: MFG/MD/2021/000369 |  | 3 | ADLER PRODUCTS\LOCKED PLATE IMPLANTS\LOCKED HEAD SCREWS | 0 | Initial issue | Y | BONE SCREWS |  | 1 | No | Yes | Yes | Yes | N. A.
B0261 | B0261.6600 | LOCKING CANCELLOUS SCREW, ADLER, DIA 6,5X100 MM - TI |  | B0261.0000 | #N/A | #N/A | N. A. | N. A. | N. A. | QPR/B0261 QPF/B0261 | #N/A | #N/A | #N/A | #N/A | #N/A | PS/B0261 | #N/A | #N/A | #N/A | #N/A | #N/A | B0261 | TMF-01 | IU/7 | Class C | FINISHED GOODS | ADLER™ | LOCKING CANCELLOUS SCREW | DIA 6.5X100 MM - TI | 16 | No | Yes |  | No | N. A. | No | N. A. | No | Yes | No | Yes | M. L.: MFG/MD/2021/000369 |  | 3 | ADLER PRODUCTS\LOCKED PLATE IMPLANTS\LOCKED HEAD SCREWS | 0 | Initial issue | Y | BONE SCREWS |  | 1 | No | Yes | Yes | Yes | N. A.
B0261 | B0261.6605 | LOCKING CANCELLOUS SCREW, ADLER, DIA 6,5X105 MM - TI |  | B0261.0000 | #N/A | #N/A | N. A. | N. A. | N. A. | QPR/B0261 QPF/B0261 | #N/A | #N/A | #N/A | #N/A | #N/A | PS/B0261 | #N/A | #N/A | #N/A | #N/A | #N/A | B0261 | TMF-01 | IU/7 | Class C | FINISHED GOODS | ADLER™ | LOCKING CANCELLOUS SCREW | DIA 6.5X105 MM - TI | 16 | No | Yes |  | No | N. A. | No | N. A. | No | Yes | No | Yes | M. L.: MFG/MD/2021/000369 |  | 3 | ADLER PRODUCTS\LOCKED PLATE IMPLANTS\LOCKED HEAD SCREWS | 0 | Initial issue | Y | BONE SCREWS |  | 1 | No | Yes | Yes | Yes | N. A.
B0261 | B0261.6610 | LOCKING CANCELLOUS SCREW, ADLER, DIA 6,5X110 MM - TI |  | B0261.0000 | #N/A | #N/A | N. A. | N. A. | N. A. | QPR/B0261 QPF/B0261 | #N/A | #N/A | #N/A | #N/A | #N/A | PS/B0261 | #N/A | #N/A | #N/A | #N/A | #N/A | B0261 | TMF-01 | IU/7 | Class C | FINISHED GOODS | ADLER™ | LOCKING CANCELLOUS SCREW | DIA 6.5X110 MM - TI | 16 | No | Yes |  | No | N. A. | No | N. A. | No | Yes | No | Yes | M. L.: MFG/MD/2021/000369 |  | 3 | ADLER PRODUCTS\LOCKED PLATE IMPLANTS\LOCKED HEAD SCREWS | 0 | Initial issue | Y | BONE SCREWS |  | 1 | No | Yes | Yes | Yes | N. A.
B0261 | B0261.6615 | LOCKING CANCELLOUS SCREW, ADLER, DIA 6,5X115 MM - TI |  | B0261.0000 | #N/A | #N/A | N. A. | N. A. | N. A. | QPR/B0261 QPF/B0261 | #N/A | #N/A | #N/A | #N/A | #N/A | PS/B0261 | #N/A | #N/A | #N/A | #N/A | #N/A | B0261 | TMF-01 | IU/7 | Class C | FINISHED GOODS | ADLER™ | LOCKING CANCELLOUS SCREW | DIA 6.5X115 MM - TI | 16 | No | Yes |  | No | N. A. | No | N. A. | No | Yes | No | Yes | M. L.: MFG/MD/2021/000369 |  | 3 | ADLER PRODUCTS\LOCKED PLATE IMPLANTS\LOCKED HEAD SCREWS | 0 | Initial issue | Y | BONE SCREWS |  | 1 | No | Yes | Yes | Yes | N. A.
B0261 | B0261.6620 | LOCKING CANCELLOUS SCREW, ADLER, DIA 6,5X120 MM - TI |  | B0261.0000 | #N/A | #N/A | N. A. | N. A. | N. A. | QPR/B0261 QPF/B0261 | #N/A | #N/A | #N/A | #N/A | #N/A | PS/B0261 | #N/A | #N/A | #N/A | #N/A | #N/A | B0261 | TMF-01 | IU/7 | Class C | FINISHED GOODS | ADLER™ | LOCKING CANCELLOUS SCREW | DIA 6.5X120 MM - TI | 16 | No | Yes |  | No | N. A. | No | N. A. | No | Yes | No | Yes | M. L.: MFG/MD/2021/000369 |  | 3 | ADLER PRODUCTS\LOCKED PLATE IMPLANTS\LOCKED HEAD SCREWS | 0 | Initial issue | Y | BONE SCREWS |  | 1 | No | Yes | Yes | Yes | N. A.
B0262 | B0262.6530 | CANCELLOUS SCREW, ADLER, DIA 6,5X30 MM - TI |  | B0262.0000 | #N/A | #N/A | N. A. | N. A. | N. A. | QPR/B0262 QPF/B0262 | #N/A | #N/A | #N/A | #N/A | #N/A | PS/B0262 | #N/A | #N/A | #N/A | #N/A | #N/A | B0262 | TMF-01 | IU/7 | Class C | FINISHED GOODS | ADLER™ | CANCELLOUS SCREW | DIA 6.5X30 MM - TI | 16 | No | Yes |  | No | N. A. | No | N. A. | No | Yes | No | Yes | M. L.: MFG/MD/2021/000369 |  | 3 | ADLER PRODUCTS\LOCKED PLATE IMPLANTS\LOCKED HEAD SCREWS | 0 | Initial issue | Y | BONE SCREWS |  | 1 | No | Yes | Yes | Yes | N. A.
B0262 | B0262.6535 | CANCELLOUS SCREW, ADLER, DIA 6,5X35 MM - TI |  | B0262.0000 | #N/A | #N/A | N. A. | N. A. | N. A. | QPR/B0262 QPF/B0262 | #N/A | #N/A | #N/A | #N/A | #N/A | PS/B0262 | #N/A | #N/A | #N/A | #N/A | #N/A | B0262 | TMF-01 | IU/7 | Class C | FINISHED GOODS | ADLER™ | CANCELLOUS SCREW | DIA 6.5X35 MM - TI | 16 | No | Yes |  | No | N. A. | No | N. A. | No | Yes | No | Yes | M. L.: MFG/MD/2021/000369 |  | 3 | ADLER PRODUCTS\LOCKED PLATE IMPLANTS\LOCKED HEAD SCREWS | 0 | Initial issue | Y | BONE SCREWS |  | 1 | No | Yes | Yes | Yes | N. A.
B0262 | B0262.6540 | CANCELLOUS SCREW, ADLER, DIA 6,5X40 MM - TI |  | B0262.0000 | #N/A | #N/A | N. A. | N. A. | N. A. | QPR/B0262 QPF/B0262 | #N/A | #N/A | #N/A | #N/A | #N/A | PS/B0262 | #N/A | #N/A | #N/A | #N/A | #N/A | B0262 | TMF-01 | IU/7 | Class C | FINISHED GOODS | ADLER™ | CANCELLOUS SCREW | DIA 6.5X40 MM - TI | 16 | No | Yes |  | No | N. A. | No | N. A. | No | Yes | No | Yes | M. L.: MFG/MD/2021/000369 |  | 3 | ADLER PRODUCTS\LOCKED PLATE IMPLANTS\LOCKED HEAD SCREWS | 0 | Initial issue | Y | BONE SCREWS |  | 1 | No | Yes | Yes | Yes | N. A.
B0262 | B0262.6545 | CANCELLOUS SCREW, ADLER, DIA 6,5X45 MM - TI |  | B0262.0000 | #N/A | #N/A | N. A. | N. A. | N. A. | QPR/B0262 QPF/B0262 | #N/A | #N/A | #N/A | #N/A | #N/A | PS/B0262 | #N/A | #N/A | #N/A | #N/A | #N/A | B0262 | TMF-01 | IU/7 | Class C | FINISHED GOODS | ADLER™ | CANCELLOUS SCREW | DIA 6.5X45 MM - TI | 16 | No | Yes |  | No | N. A. | No | N. A. | No | Yes | No | Yes | M. L.: MFG/MD/2021/000369 |  | 3 | ADLER PRODUCTS\LOCKED PLATE IMPLANTS\LOCKED HEAD SCREWS | 0 | Initial issue | Y | BONE SCREWS |  | 1 | No | Yes | Yes | Yes | N. A.
B0262 | B0262.6550 | CANCELLOUS SCREW, ADLER, DIA 6,5X50 MM - TI |  | B0262.0000 | #N/A | #N/A | N. A. | N. A. | N. A. | QPR/B0262 QPF/B0262 | #N/A | #N/A | #N/A | #N/A | #N/A | PS/B0262 | #N/A | #N/A | #N/A | #N/A | #N/A | B0262 | TMF-01 | IU/7 | Class C | FINISHED GOODS | ADLER™ | CANCELLOUS SCREW | DIA 6.5X50 MM - TI | 16 | No | Yes |  | No | N. A. | No | N. A. | No | Yes | No | Yes | M. L.: MFG/MD/2021/000369 |  | 3 | ADLER PRODUCTS\LOCKED PLATE IMPLANTS\LOCKED HEAD SCREWS | 0 | Initial issue | Y | BONE SCREWS |  | 1 | No | Yes | Yes | Yes | N. A.
B0262 | B0262.6555 | CANCELLOUS SCREW, ADLER, DIA 6,5X55 MM - TI |  | B0262.0000 | #N/A | #N/A | N. A. | N. A. | N. A. | QPR/B0262 QPF/B0262 | #N/A | #N/A | #N/A | #N/A | #N/A | PS/B0262 | #N/A | #N/A | #N/A | #N/A | #N/A | B0262 | TMF-01 | IU/7 | Class C | FINISHED GOODS | ADLER™ | CANCELLOUS SCREW | DIA 6.5X55 MM - TI | 16 | No | Yes |  | No | N. A. | No | N. A. | No | Yes | No | Yes | M. L.: MFG/MD/2021/000369 |  | 3 | ADLER PRODUCTS\LOCKED PLATE IMPLANTS\LOCKED HEAD SCREWS | 0 | Initial issue | Y | BONE SCREWS |  | 1 | No | Yes | Yes | Yes | N. A.
B0262 | B0262.6560 | CANCELLOUS SCREW, ADLER, DIA 6,5X60 MM - TI |  | B0262.0000 | #N/A | #N/A | N. A. | N. A. | N. A. | QPR/B0262 QPF/B0262 | #N/A | #N/A | #N/A | #N/A | #N/A | PS/B0262 | #N/A | #N/A | #N/A | #N/A | #N/A | B0262 | TMF-01 | IU/7 | Class C | FINISHED GOODS | ADLER™ | CANCELLOUS SCREW | DIA 6.5X60 MM - TI | 16 | No | Yes |  | No | N. A. | No | N. A. | No | Yes | No | Yes | M. L.: MFG/MD/2021/000369 |  | 3 | ADLER PRODUCTS\LOCKED PLATE IMPLANTS\LOCKED HEAD SCREWS | 0 | Initial issue | Y | BONE SCREWS |  | 1 | No | Yes | Yes | Yes | N. A.
B0262 | B0262.6565 | CANCELLOUS SCREW, ADLER, DIA 6,5X65 MM - TI |  | B0262.0000 | #N/A | #N/A | N. A. | N. A. | N. A. | QPR/B0262 QPF/B0262 | #N/A | #N/A | #N/A | #N/A | #N/A | PS/B0262 | #N/A | #N/A | #N/A | #N/A | #N/A | B0262 | TMF-01 | IU/7 | Class C | FINISHED GOODS | ADLER™ | CANCELLOUS SCREW | DIA 6.5X65 MM - TI | 16 | No | Yes |  | No | N. A. | No | N. A. | No | Yes | No | Yes | M. L.: MFG/MD/2021/000369 |  | 3 | ADLER PRODUCTS\LOCKED PLATE IMPLANTS\LOCKED HEAD SCREWS | 0 | Initial issue | Y | BONE SCREWS |  | 1 | No | Yes | Yes | Yes | N. A.
B0262 | B0262.6570 | CANCELLOUS SCREW, ADLER, DIA 6,5X70 MM - TI |  | B0262.0000 | #N/A | #N/A | N. A. | N. A. | N. A. | QPR/B0262 QPF/B0262 | #N/A | #N/A | #N/A | #N/A | #N/A | PS/B0262 | #N/A | #N/A | #N/A | #N/A | #N/A | B0262 | TMF-01 | IU/7 | Class C | FINISHED GOODS | ADLER™ | CANCELLOUS SCREW | DIA 6.5X70 MM - TI | 16 | No | Yes |  | No | N. A. | No | N. A. | No | Yes | No | Yes | M. L.: MFG/MD/2021/000369 |  | 3 | ADLER PRODUCTS\LOCKED PLATE IMPLANTS\LOCKED HEAD SCREWS | 0 | Initial issue | Y | BONE SCREWS |  | 1 | No | Yes | Yes | Yes | N. A.
B0262 | B0262.6575 | CANCELLOUS SCREW, ADLER, DIA 6,5X75 MM - TI |  | B0262.0000 | #N/A | #N/A | N. A. | N. A. | N. A. | QPR/B0262 QPF/B0262 | #N/A | #N/A | #N/A | #N/A | #N/A | PS/B0262 | #N/A | #N/A | #N/A | #N/A | #N/A | B0262 | TMF-01 | IU/7 | Class C | FINISHED GOODS | ADLER™ | CANCELLOUS SCREW | DIA 6.5X75 MM - TI | 16 | No | Yes |  | No | N. A. | No | N. A. | No | Yes | No | Yes | M. L.: MFG/MD/2021/000369 |  | 3 | ADLER PRODUCTS\LOCKED PLATE IMPLANTS\LOCKED HEAD SCREWS | 0 | Initial issue | Y | BONE SCREWS |  | 1 | No | Yes | Yes | Yes | N. A.
B0262 | B0262.6580 | CANCELLOUS SCREW, ADLER, DIA 6,5X80 MM - TI |  | B0262.0000 | #N/A | #N/A | N. A. | N. A. | N. A. | QPR/B0262 QPF/B0262 | #N/A | #N/A | #N/A | #N/A | #N/A | PS/B0262 | #N/A | #N/A | #N/A | #N/A | #N/A | B0262 | TMF-01 | IU/7 | Class C | FINISHED GOODS | ADLER™ | CANCELLOUS SCREW | DIA 6.5X80 MM - TI | 16 | No | Yes |  | No | N. A. | No | N. A. | No | Yes | No | Yes | M. L.: MFG/MD/2021/000369 |  | 3 | ADLER PRODUCTS\LOCKED PLATE IMPLANTS\LOCKED HEAD SCREWS | 0 | Initial issue | Y | BONE SCREWS |  | 1 | No | Yes | Yes | Yes | N. A.
B0262 | B0262.6585 | CANCELLOUS SCREW, ADLER, DIA 6,5X85 MM - TI |  | B0262.0000 | #N/A | #N/A | N. A. | N. A. | N. A. | QPR/B0262 QPF/B0262 | #N/A | #N/A | #N/A | #N/A | #N/A | PS/B0262 | #N/A | #N/A | #N/A | #N/A | #N/A | B0262 | TMF-01 | IU/7 | Class C | FINISHED GOODS | ADLER™ | CANCELLOUS SCREW | DIA 6.5X85 MM - TI | 16 | No | Yes |  | No | N. A. | No | N. A. | No | Yes | No | Yes | M. L.: MFG/MD/2021/000369 |  | 3 | ADLER PRODUCTS\LOCKED PLATE IMPLANTS\LOCKED HEAD SCREWS | 0 | Initial issue | Y | BONE SCREWS |  | 1 | No | Yes | Yes | Yes | N. A.
B0262 | B0262.6590 | CANCELLOUS SCREW, ADLER, DIA 6,5X90 MM - TI |  | B0262.0000 | #N/A | #N/A | N. A. | N. A. | N. A. | QPR/B0262 QPF/B0262 | #N/A | #N/A | #N/A | #N/A | #N/A | PS/B0262 | #N/A | #N/A | #N/A | #N/A | #N/A | B0262 | TMF-01 | IU/7 | Class C | FINISHED GOODS | ADLER™ | CANCELLOUS SCREW | DIA 6.5X90 MM - TI | 16 | No | Yes |  | No | N. A. | No | N. A. | No | Yes | No | Yes | M. L.: MFG/MD/2021/000369 |  | 3 | ADLER PRODUCTS\LOCKED PLATE IMPLANTS\LOCKED HEAD SCREWS | 0 | Initial issue | Y | BONE SCREWS |  | 1 | No | Yes | Yes | Yes | N. A.
B0262 | B0262.6595 | CANCELLOUS SCREW, ADLER, DIA 6,5X95 MM - TI |  | B0262.0000 | #N/A | #N/A | N. A. | N. A. | N. A. | QPR/B0262 QPF/B0262 | #N/A | #N/A | #N/A | #N/A | #N/A | PS/B0262 | #N/A | #N/A | #N/A | #N/A | #N/A | B0262 | TMF-01 | IU/7 | Class C | FINISHED GOODS | ADLER™ | CANCELLOUS SCREW | DIA 6.5X95 MM - TI | 16 | No | Yes |  | No | N. A. | No | N. A. | No | Yes | No | Yes | M. L.: MFG/MD/2021/000369 |  | 3 | ADLER PRODUCTS\LOCKED PLATE IMPLANTS\LOCKED HEAD SCREWS | 0 | Initial issue | Y | BONE SCREWS |  | 1 | No | Yes | Yes | Yes | N. A.
B0262 | B0262.6600 | CANCELLOUS SCREW, ADLER, DIA 6,5X100 MM - TI |  | B0262.0000 | #N/A | #N/A | N. A. | N. A. | N. A. | QPR/B0262 QPF/B0262 | #N/A | #N/A | #N/A | #N/A | #N/A | PS/B0262 | #N/A | #N/A | #N/A | #N/A | #N/A | B0262 | TMF-01 | IU/7 | Class C | FINISHED GOODS | ADLER™ | CANCELLOUS SCREW | DIA 6.5X100 MM - TI | 16 | No | Yes |  | No | N. A. | No | N. A. | No | Yes | No | Yes | M. L.: MFG/MD/2021/000369 |  | 3 | ADLER PRODUCTS\LOCKED PLATE IMPLANTS\LOCKED HEAD SCREWS | 0 | Initial issue | Y | BONE SCREWS |  | 1 | No | Yes | Yes | Yes | N. A.
B0262 | B0262.6605 | CANCELLOUS SCREW, ADLER, DIA 6,5X105 MM - TI |  | B0262.0000 | #N/A | #N/A | N. A. | N. A. | N. A. | QPR/B0262 QPF/B0262 | #N/A | #N/A | #N/A | #N/A | #N/A | PS/B0262 | #N/A | #N/A | #N/A | #N/A | #N/A | B0262 | TMF-01 | IU/7 | Class C | FINISHED GOODS | ADLER™ | CANCELLOUS SCREW | DIA 6.5X105 MM - TI | 16 | No | Yes |  | No | N. A. | No | N. A. | No | Yes | No | Yes | M. L.: MFG/MD/2021/000369 |  | 3 | ADLER PRODUCTS\LOCKED PLATE IMPLANTS\LOCKED HEAD SCREWS | 0 | Initial issue | Y | BONE SCREWS |  | 1 | No | Yes | Yes | Yes | N. A.
B0262 | B0262.6610 | CANCELLOUS SCREW, ADLER, DIA 6,5X110 MM - TI |  | B0262.0000 | #N/A | #N/A | N. A. | N. A. | N. A. | QPR/B0262 QPF/B0262 | #N/A | #N/A | #N/A | #N/A | #N/A | PS/B0262 | #N/A | #N/A | #N/A | #N/A | #N/A | B0262 | TMF-01 | IU/7 | Class C | FINISHED GOODS | ADLER™ | CANCELLOUS SCREW | DIA 6.5X110 MM - TI | 16 | No | Yes |  | No | N. A. | No | N. A. | No | Yes | No | Yes | M. L.: MFG/MD/2021/000369 |  | 3 | ADLER PRODUCTS\LOCKED PLATE IMPLANTS\LOCKED HEAD SCREWS | 0 | Initial issue | Y | BONE SCREWS |  | 1 | No | Yes | Yes | Yes | N. A.
B0262 | B0262.6615 | CANCELLOUS SCREW, ADLER, DIA 6,5X115 MM - TI |  | B0262.0000 | #N/A | #N/A | N. A. | N. A. | N. A. | QPR/B0262 QPF/B0262 | #N/A | #N/A | #N/A | #N/A | #N/A | PS/B0262 | #N/A | #N/A | #N/A | #N/A | #N/A | B0262 | TMF-01 | IU/7 | Class C | FINISHED GOODS | ADLER™ | CANCELLOUS SCREW | DIA 6.5X115 MM - TI | 16 | No | Yes |  | No | N. A. | No | N. A. | No | Yes | No | Yes | M. L.: MFG/MD/2021/000369 |  | 3 | ADLER PRODUCTS\LOCKED PLATE IMPLANTS\LOCKED HEAD SCREWS | 0 | Initial issue | Y | BONE SCREWS |  | 1 | No | Yes | Yes | Yes | N. A.
B0262 | B0262.6620 | CANCELLOUS SCREW, ADLER, DIA 6,5X120 MM - TI |  | B0262.0000 | #N/A | #N/A | N. A. | N. A. | N. A. | QPR/B0262 QPF/B0262 | #N/A | #N/A | #N/A | #N/A | #N/A | PS/B0262 | #N/A | #N/A | #N/A | #N/A | #N/A | B0262 | TMF-01 | IU/7 | Class C | FINISHED GOODS | ADLER™ | CANCELLOUS SCREW | DIA 6.5X120 MM - TI | 16 | No | Yes |  | No | N. A. | No | N. A. | No | Yes | No | Yes | M. L.: MFG/MD/2021/000369 |  | 3 | ADLER PRODUCTS\LOCKED PLATE IMPLANTS\LOCKED HEAD SCREWS | 0 | Initial issue | Y | BONE SCREWS |  | 1 | No | Yes | Yes | Yes | N. A.
B0264 | B0264.2410 | ADLER LOW PROFILE LOCKING SCREWS DIA. 2.4X10MM, TI |  | B0264.0000 | #N/A | N. A. | N. A. | N. A. | N. A. | QPR/B0264 QPF/B0264 | 00 | 2017-04-23 | N. A. | N. A. | N. A. | PS/B0264 | 02 | 2019-01-10 | N. A. | N. A. | N. A. | B0264 | TMF-01 | IU/7 | Class C | FINISHED GOODS | ADLER™ | LOW PROFILE LOCKING SCREWS | DIA. 2.4X10MM, TI | 16 | No | Yes |  | No | N. A. | No | N. A. | No | Yes | No | Yes | M. L.: MFG/MD/2021/000369 |  | 3 | ADLER PRODUCTS\ATLAS NAILING SYSTEM\IMPLANTS | 0 | Replaced new manufacturing license number MFG/MD/2021/000369 | N | BONE SCREWS |  | 1 | No | Yes | Yes | Yes | N. A.
B0264 | B0264.2412 | ADLER LOW PROFILE LOCKING SCREWS DIA. 2.4X12MM, TI |  | B0264.0000 | #N/A | N. A. | N. A. | N. A. | N. A. | QPR/B0264 QPF/B0264 | 00 | 2017-04-23 | N. A. | N. A. | N. A. | PS/B0264 | 02 | 2019-01-10 | N. A. | N. A. | N. A. | B0264 | TMF-01 | IU/7 | Class C | FINISHED GOODS | ADLER™ | LOW PROFILE LOCKING SCREWS | DIA. 2.4X12MM, TI | 16 | No | Yes |  | No | N. A. | No | N. A. | No | Yes | No | Yes | M. L.: MFG/MD/2021/000369 |  | 3 | ADLER PRODUCTS\ATLAS NAILING SYSTEM\IMPLANTS | 0 | Replaced new manufacturing license number MFG/MD/2021/000369 | N | BONE SCREWS |  | 1 | No | Yes | Yes | Yes | N. A.
B0264 | B0264.2414 | ADLER LOW PROFILE LOCKING SCREWS DIA. 2.4X14MM, TI |  | B0264.0000 | #N/A | N. A. | N. A. | N. A. | N. A. | QPR/B0264 QPF/B0264 | 00 | 2017-04-23 | N. A. | N. A. | N. A. | PS/B0264 | 02 | 2019-01-10 | N. A. | N. A. | N. A. | B0264 | TMF-01 | IU/7 | Class C | FINISHED GOODS | ADLER™ | LOW PROFILE LOCKING SCREWS | DIA. 2.4X14MM, TI | 16 | No | Yes |  | No | N. A. | No | N. A. | No | Yes | No | Yes | M. L.: MFG/MD/2021/000369 |  | 3 | ADLER PRODUCTS\ATLAS NAILING SYSTEM\IMPLANTS | 0 | Replaced new manufacturing license number MFG/MD/2021/000369 | N | BONE SCREWS |  | 1 | No | Yes | Yes | Yes | N. A.
B0264 | B0264.2416 | ADLER LOW PROFILE LOCKING SCREWS DIA. 2.4X16MM, TI |  | B0264.0000 | #N/A | N. A. | N. A. | N. A. | N. A. | QPR/B0264 QPF/B0264 | 00 | 2017-04-23 | N. A. | N. A. | N. A. | PS/B0264 | 02 | 2019-01-10 | N. A. | N. A. | N. A. | B0264 | TMF-01 | IU/7 | Class C | FINISHED GOODS | ADLER™ | LOW PROFILE LOCKING SCREWS | DIA. 2.4X16MM, TI | 16 | No | Yes |  | No | N. A. | No | N. A. | No | Yes | No | Yes | M. L.: MFG/MD/2021/000369 |  | 3 | ADLER PRODUCTS\ATLAS NAILING SYSTEM\IMPLANTS | 0 | Replaced new manufacturing license number MFG/MD/2021/000369 | N | BONE SCREWS |  | 1 | No | Yes | Yes | Yes | N. A.
B0264 | B0264.2418 | ADLER LOW PROFILE LOCKING SCREWS DIA. 2.4X18MM, TI |  | B0264.0000 | #N/A | N. A. | N. A. | N. A. | N. A. | QPR/B0264 QPF/B0264 | 00 | 2017-04-23 | N. A. | N. A. | N. A. | PS/B0264 | 02 | 2019-01-10 | N. A. | N. A. | N. A. | B0264 | TMF-01 | IU/7 | Class C | FINISHED GOODS | ADLER™ | LOW PROFILE LOCKING SCREWS | DIA. 2.4X18MM, TI | 16 | No | Yes |  | No | N. A. | No | N. A. | No | Yes | No | Yes | M. L.: MFG/MD/2021/000369 |  | 3 | ADLER PRODUCTS\ATLAS NAILING SYSTEM\IMPLANTS | 0 | Replaced new manufacturing license number MFG/MD/2021/000369 | N | BONE SCREWS |  | 1 | No | Yes | Yes | Yes | N. A.
B0264 | B0264.2420 | ADLER LOW PROFILE LOCKING SCREWS DIA. 2.4X20MM, TI |  | B0264.0000 | #N/A | N. A. | N. A. | N. A. | N. A. | QPR/B0264 QPF/B0264 | 00 | 2017-04-23 | N. A. | N. A. | N. A. | PS/B0264 | 02 | 2019-01-10 | N. A. | N. A. | N. A. | B0264 | TMF-01 | IU/7 | Class C | FINISHED GOODS | ADLER™ | LOW PROFILE LOCKING SCREWS | DIA. 2.4X20MM, TI | 16 | No | Yes |  | No | N. A. | No | N. A. | No | Yes | No | Yes | M. L.: MFG/MD/2021/000369 |  | 3 | ADLER PRODUCTS\ATLAS NAILING SYSTEM\IMPLANTS | 0 | Replaced new manufacturing license number MFG/MD/2021/000369 | N | BONE SCREWS |  | 1 | No | Yes | Yes | Yes | N. A.
B0264 | B0264.2422 | ADLER LOW PROFILE LOCKING SCREWS DIA. 2.4X22MM, TI |  | B0264.0000 | #N/A | N. A. | N. A. | N. A. | N. A. | QPR/B0264 QPF/B0264 | 00 | 2017-04-23 | N. A. | N. A. | N. A. | PS/B0264 | 02 | 2019-01-10 | N. A. | N. A. | N. A. | B0264 | TMF-01 | IU/7 | Class C | FINISHED GOODS | ADLER™ | LOW PROFILE LOCKING SCREWS | DIA. 2.4X22MM, TI | 16 | No | Yes |  | No | N. A. | No | N. A. | No | Yes | No | Yes | M. L.: MFG/MD/2021/000369 |  | 3 | ADLER PRODUCTS\ATLAS NAILING SYSTEM\IMPLANTS | 0 | Replaced new manufacturing license number MFG/MD/2021/000369 | N | BONE SCREWS |  | 1 | No | Yes | Yes | Yes | N. A.
B0264 | B0264.2424 | ADLER LOW PROFILE LOCKING SCREWS DIA. 2.4X24MM, TI |  | B0264.0000 | #N/A | N. A. | N. A. | N. A. | N. A. | QPR/B0264 QPF/B0264 | 00 | 2017-04-23 | N. A. | N. A. | N. A. | PS/B0264 | 02 | 2019-01-10 | N. A. | N. A. | N. A. | B0264 | TMF-01 | IU/7 | Class C | FINISHED GOODS | ADLER™ | LOW PROFILE LOCKING SCREWS | DIA. 2.4X24MM, TI | 16 | No | Yes |  | No | N. A. | No | N. A. | No | Yes | No | Yes | M. L.: MFG/MD/2021/000369 |  | 3 | ADLER PRODUCTS\ATLAS NAILING SYSTEM\IMPLANTS | 0 | Replaced new manufacturing license number MFG/MD/2021/000369 | N | BONE SCREWS |  | 1 | No | Yes | Yes | Yes | N. A.
B0264 | B0264.2426 | ADLER LOW PROFILE LOCKING SCREWS DIA. 2.4X26MM, TI |  | B0264.0000 | #N/A | N. A. | N. A. | N. A. | N. A. | QPR/B0264 QPF/B0264 | 00 | 2017-04-23 | N. A. | N. A. | N. A. | PS/B0264 | 02 | 2019-01-10 | N. A. | N. A. | N. A. | B0264 | TMF-01 | IU/7 | Class C | FINISHED GOODS | ADLER™ | LOW PROFILE LOCKING SCREWS | DIA. 2.4X26MM, TI | 16 | No | Yes |  | No | N. A. | No | N. A. | No | Yes | No | Yes | M. L.: MFG/MD/2021/000369 |  | 3 | ADLER PRODUCTS\ATLAS NAILING SYSTEM\IMPLANTS | 0 | Replaced new manufacturing license number MFG/MD/2021/000369 | N | BONE SCREWS |  | 1 | No | Yes | Yes | Yes | N. A.
B0264 | B0264.2428 | ADLER LOW PROFILE LOCKING SCREWS DIA. 2.4X28MM, TI |  | B0264.0000 | #N/A | N. A. | N. A. | N. A. | N. A. | QPR/B0264 QPF/B0264 | 00 | 2017-04-23 | N. A. | N. A. | N. A. | PS/B0264 | 02 | 2019-01-10 | N. A. | N. A. | N. A. | B0264 | TMF-01 | IU/7 | Class C | FINISHED GOODS | ADLER™ | LOW PROFILE LOCKING SCREWS | DIA. 2.4X28MM, TI | 16 | No | Yes |  | No | N. A. | No | N. A. | No | Yes | No | Yes | M. L.: MFG/MD/2021/000369 |  | 3 | ADLER PRODUCTS\ATLAS NAILING SYSTEM\IMPLANTS | 0 | Replaced new manufacturing license number MFG/MD/2021/000369 | N | BONE SCREWS |  | 1 | No | Yes | Yes | Yes | N. A.
B0264 | B0264.2430 | ADLER LOW PROFILE LOCKING SCREWS DIA. 2.4X30MM, TI |  | B0264.0000 | #N/A | N. A. | N. A. | N. A. | N. A. | QPR/B0264 QPF/B0264 | 00 | 2017-04-23 | N. A. | N. A. | N. A. | PS/B0264 | 02 | 2019-01-10 | N. A. | N. A. | N. A. | B0264 | TMF-01 | IU/7 | Class C | FINISHED GOODS | ADLER™ | LOW PROFILE LOCKING SCREWS | DIA. 2.4X30MM, TI | 16 | No | Yes |  | No | N. A. | No | N. A. | No | Yes | No | Yes | M. L.: MFG/MD/2021/000369 |  | 3 | ADLER PRODUCTS\ATLAS NAILING SYSTEM\IMPLANTS | 0 | Replaced new manufacturing license number MFG/MD/2021/000369 | N | BONE SCREWS |  | 1 | No | Yes | Yes | Yes | N. A.
B0266 | B0266.14 | CORTEX SCREW, DIA. 4.5 MM, TORX SOCKET, 14MM - TI |  | JIPL 988/03 | A | 2022-01-12 | N. A. | N. A. | N. A. | QPF/B0266 | 00 | N. A. | N. A. | N. A. | N. A. | PS/B0266 | 00 | N. A. | N. A. | N. A. | N. A. | B0266 | N. A. | N. A. | Class C | SEMIFINISHED GOODS | N. A. | N. A. | N. A. | N. A. | N. A. | Yes |  | N. A. | N. A. | N. A. | N. A. | N. A. | N. A. | N. A. | N. A. | N. A. | N. A. | 3 | N. A. | 0 | Added new on 20JUN2022 | N | BONE SCREWS |  | 1 | No | N. A. | N. A. | Yes | N. A.
B0266 | B0266.16 | CORTEX SCREW, DIA. 4.5 MM, TORX SOCKET, 16MM - TI |  | JIPL 988/03 | A | 2022-01-12 | N. A. | N. A. | N. A. | QPF/B0266 | 00 | N. A. | N. A. | N. A. | N. A. | PS/B0266 | 00 | N. A. | N. A. | N. A. | N. A. | B0266 | N. A. | N. A. | Class C | SEMIFINISHED GOODS | N. A. | N. A. | N. A. | N. A. | N. A. | Yes |  | N. A. | N. A. | N. A. | N. A. | N. A. | N. A. | N. A. | N. A. | N. A. | N. A. | 3 | N. A. | 0 | Added new on 20JUN2022 | N | BONE SCREWS |  | 1 | No | N. A. | N. A. | Yes | N. A.
B0266 | B0266.18 | CORTEX SCREW, DIA. 4.5 MM, TORX SOCKET, 18MM - TI |  | JIPL 988/03 | A | 2022-01-12 | N. A. | N. A. | N. A. | QPF/B0266 | 00 | N. A. | N. A. | N. A. | N. A. | PS/B0266 | 00 | N. A. | N. A. | N. A. | N. A. | B0266 | N. A. | N. A. | Class C | SEMIFINISHED GOODS | N. A. | N. A. | N. A. | N. A. | N. A. | Yes |  | N. A. | N. A. | N. A. | N. A. | N. A. | N. A. | N. A. | N. A. | N. A. | N. A. | 3 | N. A. | 0 | Added new on 20JUN2022 | N | BONE SCREWS |  | 1 | No | N. A. | N. A. | Yes | N. A.
B0266 | B0266.20 | CORTEX SCREW, DIA. 4.5 MM, TORX SOCKET, 20MM - TI |  | JIPL 988/03 | A | 2022-01-12 | N. A. | N. A. | N. A. | QPF/B0266 | 00 | N. A. | N. A. | N. A. | N. A. | PS/B0266 | 00 | N. A. | N. A. | N. A. | N. A. | B0266 | N. A. | N. A. | Class C | SEMIFINISHED GOODS | N. A. | N. A. | N. A. | N. A. | N. A. | Yes |  | N. A. | N. A. | N. A. | N. A. | N. A. | N. A. | N. A. | N. A. | N. A. | N. A. | 3 | N. A. | 0 | Added new on 20JUN2022 | N | BONE SCREWS |  | 1 | No | N. A. | N. A. | Yes | N. A.
B0266 | B0266.22 | CORTEX SCREW, DIA. 4.5 MM, TORX SOCKET, 22MM - TI |  | JIPL 988/03 | A | 2022-01-12 | N. A. | N. A. | N. A. | QPF/B0266 | 00 | N. A. | N. A. | N. A. | N. A. | PS/B0266 | 00 | N. A. | N. A. | N. A. | N. A. | B0266 | N. A. | N. A. | Class C | SEMIFINISHED GOODS | N. A. | N. A. | N. A. | N. A. | N. A. | Yes |  | N. A. | N. A. | N. A. | N. A. | N. A. | N. A. | N. A. | N. A. | N. A. | N. A. | 3 | N. A. | 0 | Added new on 20JUN2022 | N | BONE SCREWS |  | 1 | No | N. A. | N. A. | Yes | N. A.
B0266 | B0266.24 | CORTEX SCREW, DIA. 4.5 MM, TORX SOCKET, 24MM - TI |  | JIPL 988/03 | A | 2022-01-12 | N. A. | N. A. | N. A. | QPF/B0266 | 00 | N. A. | N. A. | N. A. | N. A. | PS/B0266 | 00 | N. A. | N. A. | N. A. | N. A. | B0266 | N. A. | N. A. | Class C | SEMIFINISHED GOODS | N. A. | N. A. | N. A. | N. A. | N. A. | Yes |  | N. A. | N. A. | N. A. | N. A. | N. A. | N. A. | N. A. | N. A. | N. A. | N. A. | 3 | N. A. | 0 | Added new on 20JUN2022 | N | BONE SCREWS |  | 1 | No | N. A. | N. A. | Yes | N. A.
B0266 | B0266.26 | CORTEX SCREW, DIA. 4.5 MM, TORX SOCKET, 26MM - TI |  | JIPL 988/03 | A | 2022-01-12 | N. A. | N. A. | N. A. | QPF/B0266 | 00 | N. A. | N. A. | N. A. | N. A. | PS/B0266 | 00 | N. A. | N. A. | N. A. | N. A. | B0266 | N. A. | N. A. | Class C | SEMIFINISHED GOODS | N. A. | N. A. | N. A. | N. A. | N. A. | Yes |  | N. A. | N. A. | N. A. | N. A. | N. A. | N. A. | N. A. | N. A. | N. A. | N. A. | 3 | N. A. | 0 | Added new on 20JUN2022 | N | BONE SCREWS |  | 1 | No | N. A. | N. A. | Yes | N. A.
B0266 | B0266.28 | CORTEX SCREW, DIA. 4.5 MM, TORX SOCKET, 28MM - TI |  | JIPL 988/03 | A | 2022-01-12 | N. A. | N. A. | N. A. | QPF/B0266 | 00 | N. A. | N. A. | N. A. | N. A. | PS/B0266 | 00 | N. A. | N. A. | N. A. | N. A. | B0266 | N. A. | N. A. | Class C | SEMIFINISHED GOODS | N. A. | N. A. | N. A. | N. A. | N. A. | Yes |  | N. A. | N. A. | N. A. | N. A. | N. A. | N. A. | N. A. | N. A. | N. A. | N. A. | 3 | N. A. | 0 | Added new on 20JUN2022 | N | BONE SCREWS |  | 1 | No | N. A. | N. A. | Yes | N. A.
B0266 | B0266.30 | CORTEX SCREW, DIA. 4.5 MM, TORX SOCKET, 30MM - TI |  | JIPL 988/03 | A | 2022-01-12 | N. A. | N. A. | N. A. | QPF/B0266 | 00 | N. A. | N. A. | N. A. | N. A. | PS/B0266 | 00 | N. A. | N. A. | N. A. | N. A. | B0266 | N. A. | N. A. | Class C | SEMIFINISHED GOODS | N. A. | N. A. | N. A. | N. A. | N. A. | Yes |  | N. A. | N. A. | N. A. | N. A. | N. A. | N. A. | N. A. | N. A. | N. A. | N. A. | 3 | N. A. | 0 | Added new on 20JUN2022 | N | BONE SCREWS |  | 1 | No | N. A. | N. A. | Yes | N. A.
B0266 | B0266.32 | CORTEX SCREW, DIA. 4.5 MM, TORX SOCKET, 32MM - TI |  | JIPL 988/03 | A | 2022-01-12 | N. A. | N. A. | N. A. | QPF/B0266 | 00 | N. A. | N. A. | N. A. | N. A. | PS/B0266 | 00 | N. A. | N. A. | N. A. | N. A. | B0266 | N. A. | N. A. | Class C | SEMIFINISHED GOODS | N. A. | N. A. | N. A. | N. A. | N. A. | Yes |  | N. A. | N. A. | N. A. | N. A. | N. A. | N. A. | N. A. | N. A. | N. A. | N. A. | 3 | N. A. | 0 | Added new on 20JUN2022 | N | BONE SCREWS |  | 1 | No | N. A. | N. A. | Yes | N. A.
B0266 | B0266.34 | CORTEX SCREW, DIA. 4.5 MM, TORX SOCKET, 34MM - TI |  | JIPL 988/03 | A | 2022-01-12 | N. A. | N. A. | N. A. | QPF/B0266 | 00 | N. A. | N. A. | N. A. | N. A. | PS/B0266 | 00 | N. A. | N. A. | N. A. | N. A. | B0266 | N. A. | N. A. | Class C | SEMIFINISHED GOODS | N. A. | N. A. | N. A. | N. A. | N. A. | Yes |  | N. A. | N. A. | N. A. | N. A. | N. A. | N. A. | N. A. | N. A. | N. A. | N. A. | 3 | N. A. | 0 | Added new on 20JUN2022 | N | BONE SCREWS |  | 1 | No | N. A. | N. A. | Yes | N. A.
B0266 | B0266.36 | CORTEX SCREW, DIA. 4.5 MM, TORX SOCKET, 36MM - TI |  | JIPL 988/03 | A | 2022-01-12 | N. A. | N. A. | N. A. | QPF/B0266 | 00 | N. A. | N. A. | N. A. | N. A. | PS/B0266 | 00 | N. A. | N. A. | N. A. | N. A. | B0266 | N. A. | N. A. | Class C | SEMIFINISHED GOODS | N. A. | N. A. | N. A. | N. A. | N. A. | Yes |  | N. A. | N. A. | N. A. | N. A. | N. A. | N. A. | N. A. | N. A. | N. A. | N. A. | 3 | N. A. | 0 | Added new on 20JUN2022 | N | BONE SCREWS |  | 1 | No | N. A. | N. A. | Yes | N. A.
B0266 | B0266.38 | CORTEX SCREW, DIA. 4.5 MM, TORX SOCKET, 38MM - TI |  | JIPL 988/03 | A | 2022-01-12 | N. A. | N. A. | N. A. | QPF/B0266 | 00 | N. A. | N. A. | N. A. | N. A. | PS/B0266 | 00 | N. A. | N. A. | N. A. | N. A. | B0266 | N. A. | N. A. | Class C | SEMIFINISHED GOODS | N. A. | N. A. | N. A. | N. A. | N. A. | Yes |  | N. A. | N. A. | N. A. | N. A. | N. A. | N. A. | N. A. | N. A. | N. A. | N. A. | 3 | N. A. | 0 | Added new on 20JUN2022 | N | BONE SCREWS |  | 1 | No | N. A. | N. A. | Yes | N. A.
B0266 | B0266.40 | CORTEX SCREW, DIA. 4.5 MM, TORX SOCKET, 40MM - TI |  | JIPL 988/03 | A | 2022-01-12 | N. A. | N. A. | N. A. | QPF/B0266 | 00 | N. A. | N. A. | N. A. | N. A. | PS/B0266 | 00 | N. A. | N. A. | N. A. | N. A. | B0266 | N. A. | N. A. | Class C | SEMIFINISHED GOODS | N. A. | N. A. | N. A. | N. A. | N. A. | Yes |  | N. A. | N. A. | N. A. | N. A. | N. A. | N. A. | N. A. | N. A. | N. A. | N. A. | 3 | N. A. | 0 | Added new on 20JUN2022 | N | BONE SCREWS |  | 1 | No | N. A. | N. A. | Yes | N. A.
B0266 | B0266.42 | CORTEX SCREW, DIA. 4.5 MM, TORX SOCKET, 42MM - TI |  | JIPL 988/03 | A | 2022-01-12 | N. A. | N. A. | N. A. | QPF/B0266 | 00 | N. A. | N. A. | N. A. | N. A. | PS/B0266 | 00 | N. A. | N. A. | N. A. | N. A. | B0266 | N. A. | N. A. | Class C | SEMIFINISHED GOODS | N. A. | N. A. | N. A. | N. A. | N. A. | Yes |  | N. A. | N. A. | N. A. | N. A. | N. A. | N. A. | N. A. | N. A. | N. A. | N. A. | 3 | N. A. | 0 | Added new on 20JUN2022 | N | BONE SCREWS |  | 1 | No | N. A. | N. A. | Yes | N. A.
B0266 | B0266.44 | CORTEX SCREW, DIA. 4.5 MM, TORX SOCKET, 44MM - TI |  | JIPL 988/03 | A | 2022-01-12 | N. A. | N. A. | N. A. | QPF/B0266 | 00 | N. A. | N. A. | N. A. | N. A. | PS/B0266 | 00 | N. A. | N. A. | N. A. | N. A. | B0266 | N. A. | N. A. | Class C | SEMIFINISHED GOODS | N. A. | N. A. | N. A. | N. A. | N. A. | Yes |  | N. A. | N. A. | N. A. | N. A. | N. A. | N. A. | N. A. | N. A. | N. A. | N. A. | 3 | N. A. | 0 | Added new on 20JUN2022 | N | BONE SCREWS |  | 1 | No | N. A. | N. A. | Yes | N. A.
B0266 | B0266.46 | CORTEX SCREW, DIA. 4.5 MM, TORX SOCKET, 46MM - TI |  | JIPL 988/03 | A | 2022-01-12 | N. A. | N. A. | N. A. | QPF/B0266 | 00 | N. A. | N. A. | N. A. | N. A. | PS/B0266 | 00 | N. A. | N. A. | N. A. | N. A. | B0266 | N. A. | N. A. | Class C | SEMIFINISHED GOODS | N. A. | N. A. | N. A. | N. A. | N. A. | Yes |  | N. A. | N. A. | N. A. | N. A. | N. A. | N. A. | N. A. | N. A. | N. A. | N. A. | 3 | N. A. | 0 | Added new on 20JUN2022 | N | BONE SCREWS |  | 1 | No | N. A. | N. A. | Yes | N. A.
B0266 | B0266.48 | CORTEX SCREW, DIA. 4.5 MM, TORX SOCKET, 48MM - TI |  | JIPL 988/03 | A | 2022-01-12 | N. A. | N. A. | N. A. | QPF/B0266 | 00 | N. A. | N. A. | N. A. | N. A. | PS/B0266 | 00 | N. A. | N. A. | N. A. | N. A. | B0266 | N. A. | N. A. | Class C | SEMIFINISHED GOODS | N. A. | N. A. | N. A. | N. A. | N. A. | Yes |  | N. A. | N. A. | N. A. | N. A. | N. A. | N. A. | N. A. | N. A. | N. A. | N. A. | 3 | N. A. | 0 | Added new on 20JUN2022 | N | BONE SCREWS |  | 1 | No | N. A. | N. A. | Yes | N. A.
B0266 | B0266.50 | CORTEX SCREW, DIA. 4.5 MM, TORX SOCKET, 50MM - TI |  | JIPL 988/03 | A | 2022-01-12 | N. A. | N. A. | N. A. | QPF/B0266 | 00 | N. A. | N. A. | N. A. | N. A. | PS/B0266 | 00 | N. A. | N. A. | N. A. | N. A. | B0266 | N. A. | N. A. | Class C | SEMIFINISHED GOODS | N. A. | N. A. | N. A. | N. A. | N. A. | Yes |  | N. A. | N. A. | N. A. | N. A. | N. A. | N. A. | N. A. | N. A. | N. A. | N. A. | 3 | N. A. | 0 | Added new on 20JUN2022 | N | BONE SCREWS |  | 1 | No | N. A. | N. A. | Yes | N. A.
B0266 | B0266.52 | CORTEX SCREW, DIA. 4.5 MM, TORX SOCKET, 52MM - TI |  | JIPL 988/03 | A | 2022-01-12 | N. A. | N. A. | N. A. | QPF/B0266 | 00 | N. A. | N. A. | N. A. | N. A. | PS/B0266 | 00 | N. A. | N. A. | N. A. | N. A. | B0266 | N. A. | N. A. | Class C | SEMIFINISHED GOODS | N. A. | N. A. | N. A. | N. A. | N. A. | Yes |  | N. A. | N. A. | N. A. | N. A. | N. A. | N. A. | N. A. | N. A. | N. A. | N. A. | 3 | N. A. | 0 | Added new on 20JUN2022 | N | BONE SCREWS |  | 1 | No | N. A. | N. A. | Yes | N. A.
B0266 | B0266.54 | CORTEX SCREW, DIA. 4.5 MM, TORX SOCKET, 54MM - TI |  | JIPL 988/03 | A | 2022-01-12 | N. A. | N. A. | N. A. | QPF/B0266 | 00 | N. A. | N. A. | N. A. | N. A. | PS/B0266 | 00 | N. A. | N. A. | N. A. | N. A. | B0266 | N. A. | N. A. | Class C | SEMIFINISHED GOODS | N. A. | N. A. | N. A. | N. A. | N. A. | Yes |  | N. A. | N. A. | N. A. | N. A. | N. A. | N. A. | N. A. | N. A. | N. A. | N. A. | 3 | N. A. | 0 | Added new on 20JUN2022 | N | BONE SCREWS |  | 1 | No | N. A. | N. A. | Yes | N. A.
B0266 | B0266.56 | CORTEX SCREW, DIA. 4.5 MM, TORX SOCKET, 56MM - TI |  | JIPL 988/03 | A | 2022-01-12 | N. A. | N. A. | N. A. | QPF/B0266 | 00 | N. A. | N. A. | N. A. | N. A. | PS/B0266 | 00 | N. A. | N. A. | N. A. | N. A. | B0266 | N. A. | N. A. | Class C | SEMIFINISHED GOODS | N. A. | N. A. | N. A. | N. A. | N. A. | Yes |  | N. A. | N. A. | N. A. | N. A. | N. A. | N. A. | N. A. | N. A. | N. A. | N. A. | 3 | N. A. | 0 | Added new on 20JUN2022 | N | BONE SCREWS |  | 1 | No | N. A. | N. A. | Yes | N. A.
B0266 | B0266.58 | CORTEX SCREW, DIA. 4.5 MM, TORX SOCKET, 58MM - TI |  | JIPL 988/03 | A | 2022-01-12 | N. A. | N. A. | N. A. | QPF/B0266 | 00 | N. A. | N. A. | N. A. | N. A. | PS/B0266 | 00 | N. A. | N. A. | N. A. | N. A. | B0266 | N. A. | N. A. | Class C | SEMIFINISHED GOODS | N. A. | N. A. | N. A. | N. A. | N. A. | Yes |  | N. A. | N. A. | N. A. | N. A. | N. A. | N. A. | N. A. | N. A. | N. A. | N. A. | 3 | N. A. | 0 | Added new on 20JUN2022 | N | BONE SCREWS |  | 1 | No | N. A. | N. A. | Yes | N. A.
B0266 | B0266.60 | CORTEX SCREW, DIA. 4.5 MM, TORX SOCKET, 60MM - TI |  | JIPL 988/03 | A | 2022-01-12 | N. A. | N. A. | N. A. | QPF/B0266 | 00 | N. A. | N. A. | N. A. | N. A. | PS/B0266 | 00 | N. A. | N. A. | N. A. | N. A. | B0266 | N. A. | N. A. | Class C | SEMIFINISHED GOODS | N. A. | N. A. | N. A. | N. A. | N. A. | Yes |  | N. A. | N. A. | N. A. | N. A. | N. A. | N. A. | N. A. | N. A. | N. A. | N. A. | 3 | N. A. | 0 | Added new on 20JUN2022 | N | BONE SCREWS |  | 1 | No | N. A. | N. A. | Yes | N. A.
B0266 | B0266.65 | CORTEX SCREW, DIA. 4.5 MM, TORX SOCKET, 65MM - TI |  | JIPL 988/03 | A | 2022-01-12 | N. A. | N. A. | N. A. | QPF/B0266 | 00 | N. A. | N. A. | N. A. | N. A. | PS/B0266 | 00 | N. A. | N. A. | N. A. | N. A. | B0266 | N. A. | N. A. | Class C | SEMIFINISHED GOODS | N. A. | N. A. | N. A. | N. A. | N. A. | Yes |  | N. A. | N. A. | N. A. | N. A. | N. A. | N. A. | N. A. | N. A. | N. A. | N. A. | 3 | N. A. | 0 | Added new on 20JUN2022 | N | BONE SCREWS |  | 1 | No | N. A. | N. A. | Yes | N. A.
B0266 | B0266.70 | CORTEX SCREW, DIA. 4.5 MM, TORX SOCKET, 70MM - TI |  | JIPL 988/03 | A | 2022-01-12 | N. A. | N. A. | N. A. | QPF/B0266 | 00 | N. A. | N. A. | N. A. | N. A. | PS/B0266 | 00 | N. A. | N. A. | N. A. | N. A. | B0266 | N. A. | N. A. | Class C | SEMIFINISHED GOODS | N. A. | N. A. | N. A. | N. A. | N. A. | Yes |  | N. A. | N. A. | N. A. | N. A. | N. A. | N. A. | N. A. | N. A. | N. A. | N. A. | 3 | N. A. | 0 | Added new on 20JUN2022 | N | BONE SCREWS |  | 1 | No | N. A. | N. A. | Yes | N. A.
B0266 | B0266.75 | CORTEX SCREW, DIA. 4.5 MM, TORX SOCKET, 75MM - TI |  | JIPL 988/03 | A | 2022-01-12 | N. A. | N. A. | N. A. | QPF/B0266 | 00 | N. A. | N. A. | N. A. | N. A. | PS/B0266 | 00 | N. A. | N. A. | N. A. | N. A. | B0266 | N. A. | N. A. | Class C | SEMIFINISHED GOODS | N. A. | N. A. | N. A. | N. A. | N. A. | Yes |  | N. A. | N. A. | N. A. | N. A. | N. A. | N. A. | N. A. | N. A. | N. A. | N. A. | 3 | N. A. | 0 | Added new on 20JUN2022 | N | BONE SCREWS |  | 1 | No | N. A. | N. A. | Yes | N. A.
B0266 | B0266.80 | CORTEX SCREW, DIA. 4.5 MM, TORX SOCKET, 80MM - TI |  | JIPL 988/03 | A | 2022-01-12 | N. A. | N. A. | N. A. | QPF/B0266 | 00 | N. A. | N. A. | N. A. | N. A. | PS/B0266 | 00 | N. A. | N. A. | N. A. | N. A. | B0266 | N. A. | N. A. | Class C | SEMIFINISHED GOODS | N. A. | N. A. | N. A. | N. A. | N. A. | Yes |  | N. A. | N. A. | N. A. | N. A. | N. A. | N. A. | N. A. | N. A. | N. A. | N. A. | 3 | N. A. | 0 | Added new on 20JUN2022 | N | BONE SCREWS |  | 1 | No | N. A. | N. A. | Yes | N. A.
B0267 | B0267.030 | CANCELLOUS SCREW DIA. 6.5MM, THREAD LENGTH 16MM, TORX SOCKET, 30MM - TI |  | JIPL 988/06 | B | 2022-01-13 | N. A. | N. A. | N. A. | QPF/B0267 | 00 | N. A. | N. A. | N. A. | N. A. | PS/B0267 | 00 | N. A. | N. A. | N. A. | N. A. | B0267 | N. A. | N. A. | Class C | SEMIFINISHED GOODS | N. A. | N. A. | N. A. | N. A. | N. A. | Yes |  | N. A. | N. A. | N. A. | N. A. | N. A. | N. A. | N. A. | N. A. | N. A. | N. A. | 3 | N. A. | 0 | Added new on 20JUN2022 | N | BONE SCREWS |  | 1 | No | N. A. | N. A. | Yes | N. A.
B0267 | B0267.035 | CANCELLOUS SCREW DIA. 6.5MM, THREAD LENGTH 16MM, TORX SOCKET, 35MM - TI |  | JIPL 988/06 | B | 2022-01-13 | N. A. | N. A. | N. A. | QPF/B0267 | 00 | N. A. | N. A. | N. A. | N. A. | PS/B0267 | 00 | N. A. | N. A. | N. A. | N. A. | B0267 | N. A. | N. A. | Class C | SEMIFINISHED GOODS | N. A. | N. A. | N. A. | N. A. | N. A. | Yes |  | N. A. | N. A. | N. A. | N. A. | N. A. | N. A. | N. A. | N. A. | N. A. | N. A. | 3 | N. A. | 0 | Added new on 20JUN2022 | N | BONE SCREWS |  | 1 | No | N. A. | N. A. | Yes | N. A.
B0267 | B0267.040 | CANCELLOUS SCREW DIA. 6.5MM, THREAD LENGTH 16MM, TORX SOCKET, 40MM - TI |  | JIPL 988/06 | B | 2022-01-13 | N. A. | N. A. | N. A. | QPF/B0267 | 00 | N. A. | N. A. | N. A. | N. A. | PS/B0267 | 00 | N. A. | N. A. | N. A. | N. A. | B0267 | N. A. | N. A. | Class C | SEMIFINISHED GOODS | N. A. | N. A. | N. A. | N. A. | N. A. | Yes |  | N. A. | N. A. | N. A. | N. A. | N. A. | N. A. | N. A. | N. A. | N. A. | N. A. | 3 | N. A. | 0 | Added new on 20JUN2022 | N | BONE SCREWS |  | 1 | No | N. A. | N. A. | Yes | N. A.
B0267 | B0267.045 | CANCELLOUS SCREW DIA. 6.5MM, THREAD LENGTH 16MM, TORX SOCKET, 45MM - TI |  | JIPL 988/06 | B | 2022-01-13 | N. A. | N. A. | N. A. | QPF/B0267 | 00 | N. A. | N. A. | N. A. | N. A. | PS/B0267 | 00 | N. A. | N. A. | N. A. | N. A. | B0267 | N. A. | N. A. | Class C | SEMIFINISHED GOODS | N. A. | N. A. | N. A. | N. A. | N. A. | Yes |  | N. A. | N. A. | N. A. | N. A. | N. A. | N. A. | N. A. | N. A. | N. A. | N. A. | 3 | N. A. | 0 | Added new on 20JUN2022 | N | BONE SCREWS |  | 1 | No | N. A. | N. A. | Yes | N. A.
B0267 | B0267.050 | CANCELLOUS SCREW DIA. 6.5MM, THREAD LENGTH 16MM, TORX SOCKET, 50MM - TI |  | JIPL 988/06 | B | 2022-01-13 | N. A. | N. A. | N. A. | QPF/B0267 | 00 | N. A. | N. A. | N. A. | N. A. | PS/B0267 | 00 | N. A. | N. A. | N. A. | N. A. | B0267 | N. A. | N. A. | Class C | SEMIFINISHED GOODS | N. A. | N. A. | N. A. | N. A. | N. A. | Yes |  | N. A. | N. A. | N. A. | N. A. | N. A. | N. A. | N. A. | N. A. | N. A. | N. A. | 3 | N. A. | 0 | Added new on 20JUN2022 | N | BONE SCREWS |  | 1 | No | N. A. | N. A. | Yes | N. A.
B0267 | B0267.055 | CANCELLOUS SCREW DIA. 6.5MM, THREAD LENGTH 16MM, TORX SOCKET, 55MM - TI |  | JIPL 988/06 | B | 2022-01-13 | N. A. | N. A. | N. A. | QPF/B0267 | 00 | N. A. | N. A. | N. A. | N. A. | PS/B0267 | 00 | N. A. | N. A. | N. A. | N. A. | B0267 | N. A. | N. A. | Class C | SEMIFINISHED GOODS | N. A. | N. A. | N. A. | N. A. | N. A. | Yes |  | N. A. | N. A. | N. A. | N. A. | N. A. | N. A. | N. A. | N. A. | N. A. | N. A. | 3 | N. A. | 0 | Added new on 20JUN2022 | N | BONE SCREWS |  | 1 | No | N. A. | N. A. | Yes | N. A.
B0267 | B0267.060 | CANCELLOUS SCREW DIA. 6.5MM, THREAD LENGTH 16MM, TORX SOCKET, 60MM - TI |  | JIPL 988/06 | B | 2022-01-13 | N. A. | N. A. | N. A. | QPF/B0267 | 00 | N. A. | N. A. | N. A. | N. A. | PS/B0267 | 00 | N. A. | N. A. | N. A. | N. A. | B0267 | N. A. | N. A. | Class C | SEMIFINISHED GOODS | N. A. | N. A. | N. A. | N. A. | N. A. | Yes |  | N. A. | N. A. | N. A. | N. A. | N. A. | N. A. | N. A. | N. A. | N. A. | N. A. | 3 | N. A. | 0 | Added new on 20JUN2022 | N | BONE SCREWS |  | 1 | No | N. A. | N. A. | Yes | N. A.
B0267 | B0267.065 | CANCELLOUS SCREW DIA. 6.5MM, THREAD LENGTH 16MM, TORX SOCKET, 65MM - TI |  | JIPL 988/06 | B | 2022-01-13 | N. A. | N. A. | N. A. | QPF/B0267 | 00 | N. A. | N. A. | N. A. | N. A. | PS/B0267 | 00 | N. A. | N. A. | N. A. | N. A. | B0267 | N. A. | N. A. | Class C | SEMIFINISHED GOODS | N. A. | N. A. | N. A. | N. A. | N. A. | Yes |  | N. A. | N. A. | N. A. | N. A. | N. A. | N. A. | N. A. | N. A. | N. A. | N. A. | 3 | N. A. | 0 | Added new on 20JUN2022 | N | BONE SCREWS |  | 1 | No | N. A. | N. A. | Yes | N. A.
B0267 | B0267.070 | CANCELLOUS SCREW DIA. 6.5MM, THREAD LENGTH 16MM, TORX SOCKET, 70MM - TI |  | JIPL 988/06 | B | 2022-01-13 | N. A. | N. A. | N. A. | QPF/B0267 | 00 | N. A. | N. A. | N. A. | N. A. | PS/B0267 | 00 | N. A. | N. A. | N. A. | N. A. | B0267 | N. A. | N. A. | Class C | SEMIFINISHED GOODS | N. A. | N. A. | N. A. | N. A. | N. A. | Yes |  | N. A. | N. A. | N. A. | N. A. | N. A. | N. A. | N. A. | N. A. | N. A. | N. A. | 3 | N. A. | 0 | Added new on 20JUN2022 | N | BONE SCREWS |  | 1 | No | N. A. | N. A. | Yes | N. A.
B0267 | B0267.075 | CANCELLOUS SCREW DIA. 6.5MM, THREAD LENGTH 16MM, TORX SOCKET, 75MM - TI |  | JIPL 988/06 | B | 2022-01-13 | N. A. | N. A. | N. A. | QPF/B0267 | 00 | N. A. | N. A. | N. A. | N. A. | PS/B0267 | 00 | N. A. | N. A. | N. A. | N. A. | B0267 | N. A. | N. A. | Class C | SEMIFINISHED GOODS | N. A. | N. A. | N. A. | N. A. | N. A. | Yes |  | N. A. | N. A. | N. A. | N. A. | N. A. | N. A. | N. A. | N. A. | N. A. | N. A. | 3 | N. A. | 0 | Added new on 20JUN2022 | N | BONE SCREWS |  | 1 | No | N. A. | N. A. | Yes | N. A.
B0267 | B0267.080 | CANCELLOUS SCREW DIA. 6.5MM, THREAD LENGTH 16MM, TORX SOCKET, 80MM - TI |  | JIPL 988/06 | B | 2022-01-13 | N. A. | N. A. | N. A. | QPF/B0267 | 00 | N. A. | N. A. | N. A. | N. A. | PS/B0267 | 00 | N. A. | N. A. | N. A. | N. A. | B0267 | N. A. | N. A. | Class C | SEMIFINISHED GOODS | N. A. | N. A. | N. A. | N. A. | N. A. | Yes |  | N. A. | N. A. | N. A. | N. A. | N. A. | N. A. | N. A. | N. A. | N. A. | N. A. | 3 | N. A. | 0 | Added new on 20JUN2022 | N | BONE SCREWS |  | 1 | No | N. A. | N. A. | Yes | N. A.
B0267 | B0267.085 | CANCELLOUS SCREW DIA. 6.5MM, THREAD LENGTH 16MM, TORX SOCKET, 85MM - TI |  | JIPL 988/06 | B | 2022-01-13 | N. A. | N. A. | N. A. | QPF/B0267 | 00 | N. A. | N. A. | N. A. | N. A. | PS/B0267 | 00 | N. A. | N. A. | N. A. | N. A. | B0267 | N. A. | N. A. | Class C | SEMIFINISHED GOODS | N. A. | N. A. | N. A. | N. A. | N. A. | Yes |  | N. A. | N. A. | N. A. | N. A. | N. A. | N. A. | N. A. | N. A. | N. A. | N. A. | 3 | N. A. | 0 | Added new on 20JUN2022 | N | BONE SCREWS |  | 1 | No | N. A. | N. A. | Yes | N. A.
B0267 | B0267.090 | CANCELLOUS SCREW DIA. 6.5MM, THREAD LENGTH 16MM, TORX SOCKET, 90MM - TI |  | JIPL 988/06 | B | 2022-01-13 | N. A. | N. A. | N. A. | QPF/B0267 | 00 | N. A. | N. A. | N. A. | N. A. | PS/B0267 | 00 | N. A. | N. A. | N. A. | N. A. | B0267 | N. A. | N. A. | Class C | SEMIFINISHED GOODS | N. A. | N. A. | N. A. | N. A. | N. A. | Yes |  | N. A. | N. A. | N. A. | N. A. | N. A. | N. A. | N. A. | N. A. | N. A. | N. A. | 3 | N. A. | 0 | Added new on 20JUN2022 | N | BONE SCREWS |  | 1 | No | N. A. | N. A. | Yes | N. A.
B0267 | B0267.095 | CANCELLOUS SCREW DIA. 6.5MM, THREAD LENGTH 16MM, TORX SOCKET, 95MM - TI |  | JIPL 988/06 | B | 2022-01-13 | N. A. | N. A. | N. A. | QPF/B0267 | 00 | N. A. | N. A. | N. A. | N. A. | PS/B0267 | 00 | N. A. | N. A. | N. A. | N. A. | B0267 | N. A. | N. A. | Class C | SEMIFINISHED GOODS | N. A. | N. A. | N. A. | N. A. | N. A. | Yes |  | N. A. | N. A. | N. A. | N. A. | N. A. | N. A. | N. A. | N. A. | N. A. | N. A. | 3 | N. A. | 0 | Added new on 20JUN2022 | N | BONE SCREWS |  | 1 | No | N. A. | N. A. | Yes | N. A.
B0267 | B0267.100 | CANCELLOUS SCREW DIA. 6.5MM, THREAD LENGTH 16MM, TORX SOCKET, 100MM - TI |  | JIPL 988/06 | B | 2022-01-13 | N. A. | N. A. | N. A. | QPF/B0267 | 00 | N. A. | N. A. | N. A. | N. A. | PS/B0267 | 00 | N. A. | N. A. | N. A. | N. A. | B0267 | N. A. | N. A. | Class C | SEMIFINISHED GOODS | N. A. | N. A. | N. A. | N. A. | N. A. | Yes |  | N. A. | N. A. | N. A. | N. A. | N. A. | N. A. | N. A. | N. A. | N. A. | N. A. | 3 | N. A. | 0 | Added new on 20JUN2022 | N | BONE SCREWS |  | 1 | No | N. A. | N. A. | Yes | N. A.
B0268 | B0268.030 | CANCELLOUS SCREW DIA. 6.5MM, THREAD LENGTH 32MM, TORX SOCKET, 30MM - TI |  | JIPL 988/05 | B | 2022-01-13 | N. A. | N. A. | N. A. | QPF/B0268 | 00 | N. A. | N. A. | N. A. | N. A. | PS/B0268 | 00 | N. A. | N. A. | N. A. | N. A. | B0268 | N. A. | N. A. | Class C | SEMIFINISHED GOODS | N. A. | N. A. | N. A. | N. A. | N. A. | Yes |  | N. A. | N. A. | N. A. | N. A. | N. A. | N. A. | N. A. | N. A. | N. A. | N. A. | 3 | N. A. | 0 | Added new on 20JUN2022 | N | BONE SCREWS |  | 1 | No | N. A. | N. A. | Yes | N. A.
B0268 | B0268.035 | CANCELLOUS SCREW DIA. 6.5MM, THREAD LENGTH 32MM, TORX SOCKET, 35MM - TI |  | JIPL 988/05 | B | 2022-01-13 | N. A. | N. A. | N. A. | QPF/B0268 | 00 | N. A. | N. A. | N. A. | N. A. | PS/B0268 | 00 | N. A. | N. A. | N. A. | N. A. | B0268 | N. A. | N. A. | Class C | SEMIFINISHED GOODS | N. A. | N. A. | N. A. | N. A. | N. A. | Yes |  | N. A. | N. A. | N. A. | N. A. | N. A. | N. A. | N. A. | N. A. | N. A. | N. A. | 3 | N. A. | 0 | Added new on 20JUN2022 | N | BONE SCREWS |  | 1 | No | N. A. | N. A. | Yes | N. A.
B0268 | B0268.040 | CANCELLOUS SCREW DIA. 6.5MM, THREAD LENGTH 32MM, TORX SOCKET, 40MM - TI |  | JIPL 988/05 | B | 2022-01-13 | N. A. | N. A. | N. A. | QPF/B0268 | 00 | N. A. | N. A. | N. A. | N. A. | PS/B0268 | 00 | N. A. | N. A. | N. A. | N. A. | B0268 | N. A. | N. A. | Class C | SEMIFINISHED GOODS | N. A. | N. A. | N. A. | N. A. | N. A. | Yes |  | N. A. | N. A. | N. A. | N. A. | N. A. | N. A. | N. A. | N. A. | N. A. | N. A. | 3 | N. A. | 0 | Added new on 20JUN2022 | N | BONE SCREWS |  | 1 | No | N. A. | N. A. | Yes | N. A.
B0268 | B0268.045 | CANCELLOUS SCREW DIA. 6.5MM, THREAD LENGTH 32MM, TORX SOCKET, 45MM - TI |  | JIPL 988/05 | B | 2022-01-13 | N. A. | N. A. | N. A. | QPF/B0268 | 00 | N. A. | N. A. | N. A. | N. A. | PS/B0268 | 00 | N. A. | N. A. | N. A. | N. A. | B0268 | N. A. | N. A. | Class C | SEMIFINISHED GOODS | N. A. | N. A. | N. A. | N. A. | N. A. | Yes |  | N. A. | N. A. | N. A. | N. A. | N. A. | N. A. | N. A. | N. A. | N. A. | N. A. | 3 | N. A. | 0 | Added new on 20JUN2022 | N | BONE SCREWS |  | 1 | No | N. A. | N. A. | Yes | N. A.
B0268 | B0268.050 | CANCELLOUS SCREW DIA. 6.5MM, THREAD LENGTH 32MM, TORX SOCKET, 50MM - TI |  | JIPL 988/05 | B | 2022-01-13 | N. A. | N. A. | N. A. | QPF/B0268 | 00 | N. A. | N. A. | N. A. | N. A. | PS/B0268 | 00 | N. A. | N. A. | N. A. | N. A. | B0268 | N. A. | N. A. | Class C | SEMIFINISHED GOODS | N. A. | N. A. | N. A. | N. A. | N. A. | Yes |  | N. A. | N. A. | N. A. | N. A. | N. A. | N. A. | N. A. | N. A. | N. A. | N. A. | 3 | N. A. | 0 | Added new on 20JUN2022 | N | BONE SCREWS |  | 1 | No | N. A. | N. A. | Yes | N. A.
B0268 | B0268.055 | CANCELLOUS SCREW DIA. 6.5MM, THREAD LENGTH 32MM, TORX SOCKET, 55MM - TI |  | JIPL 988/05 | B | 2022-01-13 | N. A. | N. A. | N. A. | QPF/B0268 | 00 | N. A. | N. A. | N. A. | N. A. | PS/B0268 | 00 | N. A. | N. A. | N. A. | N. A. | B0268 | N. A. | N. A. | Class C | SEMIFINISHED GOODS | N. A. | N. A. | N. A. | N. A. | N. A. | Yes |  | N. A. | N. A. | N. A. | N. A. | N. A. | N. A. | N. A. | N. A. | N. A. | N. A. | 3 | N. A. | 0 | Added new on 20JUN2022 | N | BONE SCREWS |  | 1 | No | N. A. | N. A. | Yes | N. A.
B0268 | B0268.060 | CANCELLOUS SCREW DIA. 6.5MM, THREAD LENGTH 32MM, TORX SOCKET, 60MM - TI |  | JIPL 988/05 | B | 2022-01-13 | N. A. | N. A. | N. A. | QPF/B0268 | 00 | N. A. | N. A. | N. A. | N. A. | PS/B0268 | 00 | N. A. | N. A. | N. A. | N. A. | B0268 | N. A. | N. A. | Class C | SEMIFINISHED GOODS | N. A. | N. A. | N. A. | N. A. | N. A. | Yes |  | N. A. | N. A. | N. A. | N. A. | N. A. | N. A. | N. A. | N. A. | N. A. | N. A. | 3 | N. A. | 0 | Added new on 20JUN2022 | N | BONE SCREWS |  | 1 | No | N. A. | N. A. | Yes | N. A.
B0268 | B0268.065 | CANCELLOUS SCREW DIA. 6.5MM, THREAD LENGTH 32MM, TORX SOCKET, 65MM - TI |  | JIPL 988/05 | B | 2022-01-13 | N. A. | N. A. | N. A. | QPF/B0268 | 00 | N. A. | N. A. | N. A. | N. A. | PS/B0268 | 00 | N. A. | N. A. | N. A. | N. A. | B0268 | N. A. | N. A. | Class C | SEMIFINISHED GOODS | N. A. | N. A. | N. A. | N. A. | N. A. | Yes |  | N. A. | N. A. | N. A. | N. A. | N. A. | N. A. | N. A. | N. A. | N. A. | N. A. | 3 | N. A. | 0 | Added new on 20JUN2022 | N | BONE SCREWS |  | 1 | No | N. A. | N. A. | Yes | N. A.
B0268 | B0268.070 | CANCELLOUS SCREW DIA. 6.5MM, THREAD LENGTH 32MM, TORX SOCKET, 70MM - TI |  | JIPL 988/05 | B | 2022-01-13 | N. A. | N. A. | N. A. | QPF/B0268 | 00 | N. A. | N. A. | N. A. | N. A. | PS/B0268 | 00 | N. A. | N. A. | N. A. | N. A. | B0268 | N. A. | N. A. | Class C | SEMIFINISHED GOODS | N. A. | N. A. | N. A. | N. A. | N. A. | Yes |  | N. A. | N. A. | N. A. | N. A. | N. A. | N. A. | N. A. | N. A. | N. A. | N. A. | 3 | N. A. | 0 | Added new on 20JUN2022 | N | BONE SCREWS |  | 1 | No | N. A. | N. A. | Yes | N. A.
B0268 | B0268.075 | CANCELLOUS SCREW DIA. 6.5MM, THREAD LENGTH 32MM, TORX SOCKET, 75MM - TI |  | JIPL 988/05 | B | 2022-01-13 | N. A. | N. A. | N. A. | QPF/B0268 | 00 | N. A. | N. A. | N. A. | N. A. | PS/B0268 | 00 | N. A. | N. A. | N. A. | N. A. | B0268 | N. A. | N. A. | Class C | SEMIFINISHED GOODS | N. A. | N. A. | N. A. | N. A. | N. A. | Yes |  | N. A. | N. A. | N. A. | N. A. | N. A. | N. A. | N. A. | N. A. | N. A. | N. A. | 3 | N. A. | 0 | Added new on 20JUN2022 | N | BONE SCREWS |  | 1 | No | N. A. | N. A. | Yes | N. A.
B0268 | B0268.080 | CANCELLOUS SCREW DIA. 6.5MM, THREAD LENGTH 32MM, TORX SOCKET, 80MM - TI |  | JIPL 988/05 | B | 2022-01-13 | N. A. | N. A. | N. A. | QPF/B0268 | 00 | N. A. | N. A. | N. A. | N. A. | PS/B0268 | 00 | N. A. | N. A. | N. A. | N. A. | B0268 | N. A. | N. A. | Class C | SEMIFINISHED GOODS | N. A. | N. A. | N. A. | N. A. | N. A. | Yes |  | N. A. | N. A. | N. A. | N. A. | N. A. | N. A. | N. A. | N. A. | N. A. | N. A. | 3 | N. A. | 0 | Added new on 20JUN2022 | N | BONE SCREWS |  | 1 | No | N. A. | N. A. | Yes | N. A.
B0268 | B0268.085 | CANCELLOUS SCREW DIA. 6.5MM, THREAD LENGTH 32MM, TORX SOCKET, 85MM - TI |  | JIPL 988/05 | B | 2022-01-13 | N. A. | N. A. | N. A. | QPF/B0268 | 00 | N. A. | N. A. | N. A. | N. A. | PS/B0268 | 00 | N. A. | N. A. | N. A. | N. A. | B0268 | N. A. | N. A. | Class C | SEMIFINISHED GOODS | N. A. | N. A. | N. A. | N. A. | N. A. | Yes |  | N. A. | N. A. | N. A. | N. A. | N. A. | N. A. | N. A. | N. A. | N. A. | N. A. | 3 | N. A. | 0 | Added new on 20JUN2022 | N | BONE SCREWS |  | 1 | No | N. A. | N. A. | Yes | N. A.
B0268 | B0268.090 | CANCELLOUS SCREW DIA. 6.5MM, THREAD LENGTH 32MM, TORX SOCKET, 90MM - TI |  | JIPL 988/05 | B | 2022-01-13 | N. A. | N. A. | N. A. | QPF/B0268 | 00 | N. A. | N. A. | N. A. | N. A. | PS/B0268 | 00 | N. A. | N. A. | N. A. | N. A. | B0268 | N. A. | N. A. | Class C | SEMIFINISHED GOODS | N. A. | N. A. | N. A. | N. A. | N. A. | Yes |  | N. A. | N. A. | N. A. | N. A. | N. A. | N. A. | N. A. | N. A. | N. A. | N. A. | 3 | N. A. | 0 | Added new on 20JUN2022 | N | BONE SCREWS |  | 1 | No | N. A. | N. A. | Yes | N. A.
B0268 | B0268.095 | CANCELLOUS SCREW DIA. 6.5MM, THREAD LENGTH 32MM, TORX SOCKET, 95MM - TI |  | JIPL 988/05 | B | 2022-01-13 | N. A. | N. A. | N. A. | QPF/B0268 | 00 | N. A. | N. A. | N. A. | N. A. | PS/B0268 | 00 | N. A. | N. A. | N. A. | N. A. | B0268 | N. A. | N. A. | Class C | SEMIFINISHED GOODS | N. A. | N. A. | N. A. | N. A. | N. A. | Yes |  | N. A. | N. A. | N. A. | N. A. | N. A. | N. A. | N. A. | N. A. | N. A. | N. A. | 3 | N. A. | 0 | Added new on 20JUN2022 | N | BONE SCREWS |  | 1 | No | N. A. | N. A. | Yes | N. A.
B0268 | B0268.100 | CANCELLOUS SCREW DIA. 6.5MM, THREAD LENGTH 32MM, TORX SOCKET, 100MM - TI |  | JIPL 988/05 | B | 2022-01-13 | N. A. | N. A. | N. A. | QPF/B0268 | 00 | N. A. | N. A. | N. A. | N. A. | PS/B0268 | 00 | N. A. | N. A. | N. A. | N. A. | B0268 | N. A. | N. A. | Class C | SEMIFINISHED GOODS | N. A. | N. A. | N. A. | N. A. | N. A. | Yes |  | N. A. | N. A. | N. A. | N. A. | N. A. | N. A. | N. A. | N. A. | N. A. | N. A. | 3 | N. A. | 0 | Added new on 20JUN2022 | N | BONE SCREWS |  | 1 | No | N. A. | N. A. | Yes | N. A.
B0269 | B0269.030 | CANCELLOUS SCREW DIA. 6.5MM, FULLY THREADED, TORX SOCKET, 30MM - TI |  | JIPL 988/04 | B | 2022-01-13 | N. A. | N. A. | N. A. | QPF/B0269 | 00 | N. A. | N. A. | N. A. | N. A. | PS/B0269 | 00 | N. A. | N. A. | N. A. | N. A. | B0269 | N. A. | N. A. | Class C | SEMIFINISHED GOODS | N. A. | N. A. | N. A. | N. A. | N. A. | Yes |  | N. A. | N. A. | N. A. | N. A. | N. A. | N. A. | N. A. | N. A. | N. A. | N. A. | 3 | N. A. | 0 | Added new on 20JUN2022 | N | BONE SCREWS |  | 1 | No | N. A. | N. A. | Yes | N. A.
B0269 | B0269.035 | CANCELLOUS SCREW DIA. 6.5MM, FULLY THREADED, TORX SOCKET, 35MM - TI |  | JIPL 988/04 | B | 2022-01-13 | N. A. | N. A. | N. A. | QPF/B0269 | 00 | N. A. | N. A. | N. A. | N. A. | PS/B0269 | 00 | N. A. | N. A. | N. A. | N. A. | B0269 | N. A. | N. A. | Class C | SEMIFINISHED GOODS | N. A. | N. A. | N. A. | N. A. | N. A. | Yes |  | N. A. | N. A. | N. A. | N. A. | N. A. | N. A. | N. A. | N. A. | N. A. | N. A. | 3 | N. A. | 0 | Added new on 20JUN2022 | N | BONE SCREWS |  | 1 | No | N. A. | N. A. | Yes | N. A.
B0269 | B0269.040 | CANCELLOUS SCREW DIA. 6.5MM, FULLY THREADED, TORX SOCKET, 40MM - TI |  | JIPL 988/04 | B | 2022-01-13 | N. A. | N. A. | N. A. | QPF/B0269 | 00 | N. A. | N. A. | N. A. | N. A. | PS/B0269 | 00 | N. A. | N. A. | N. A. | N. A. | B0269 | N. A. | N. A. | Class C | SEMIFINISHED GOODS | N. A. | N. A. | N. A. | N. A. | N. A. | Yes |  | N. A. | N. A. | N. A. | N. A. | N. A. | N. A. | N. A. | N. A. | N. A. | N. A. | 3 | N. A. | 0 | Added new on 20JUN2022 | N | BONE SCREWS |  | 1 | No | N. A. | N. A. | Yes | N. A.
B0269 | B0269.045 | CANCELLOUS SCREW DIA. 6.5MM, FULLY THREADED, TORX SOCKET, 45MM - TI |  | JIPL 988/04 | B | 2022-01-13 | N. A. | N. A. | N. A. | QPF/B0269 | 00 | N. A. | N. A. | N. A. | N. A. | PS/B0269 | 00 | N. A. | N. A. | N. A. | N. A. | B0269 | N. A. | N. A. | Class C | SEMIFINISHED GOODS | N. A. | N. A. | N. A. | N. A. | N. A. | Yes |  | N. A. | N. A. | N. A. | N. A. | N. A. | N. A. | N. A. | N. A. | N. A. | N. A. | 3 | N. A. | 0 | Added new on 20JUN2022 | N | BONE SCREWS |  | 1 | No | N. A. | N. A. | Yes | N. A.
B0269 | B0269.050 | CANCELLOUS SCREW DIA. 6.5MM, FULLY THREADED, TORX SOCKET, 50MM - TI |  | JIPL 988/04 | B | 2022-01-13 | N. A. | N. A. | N. A. | QPF/B0269 | 00 | N. A. | N. A. | N. A. | N. A. | PS/B0269 | 00 | N. A. | N. A. | N. A. | N. A. | B0269 | N. A. | N. A. | Class C | SEMIFINISHED GOODS | N. A. | N. A. | N. A. | N. A. | N. A. | Yes |  | N. A. | N. A. | N. A. | N. A. | N. A. | N. A. | N. A. | N. A. | N. A. | N. A. | 3 | N. A. | 0 | Added new on 20JUN2022 | N | BONE SCREWS |  | 1 | No | N. A. | N. A. | Yes | N. A.
B0269 | B0269.055 | CANCELLOUS SCREW DIA. 6.5MM, FULLY THREADED, TORX SOCKET, 55MM - TI |  | JIPL 988/04 | B | 2022-01-13 | N. A. | N. A. | N. A. | QPF/B0269 | 00 | N. A. | N. A. | N. A. | N. A. | PS/B0269 | 00 | N. A. | N. A. | N. A. | N. A. | B0269 | N. A. | N. A. | Class C | SEMIFINISHED GOODS | N. A. | N. A. | N. A. | N. A. | N. A. | Yes |  | N. A. | N. A. | N. A. | N. A. | N. A. | N. A. | N. A. | N. A. | N. A. | N. A. | 3 | N. A. | 0 | Added new on 20JUN2022 | N | BONE SCREWS |  | 1 | No | N. A. | N. A. | Yes | N. A.
B0269 | B0269.060 | CANCELLOUS SCREW DIA. 6.5MM, FULLY THREADED, TORX SOCKET, 60MM - TI |  | JIPL 988/04 | B | 2022-01-13 | N. A. | N. A. | N. A. | QPF/B0269 | 00 | N. A. | N. A. | N. A. | N. A. | PS/B0269 | 00 | N. A. | N. A. | N. A. | N. A. | B0269 | N. A. | N. A. | Class C | SEMIFINISHED GOODS | N. A. | N. A. | N. A. | N. A. | N. A. | Yes |  | N. A. | N. A. | N. A. | N. A. | N. A. | N. A. | N. A. | N. A. | N. A. | N. A. | 3 | N. A. | 0 | Added new on 20JUN2022 | N | BONE SCREWS |  | 1 | No | N. A. | N. A. | Yes | N. A.
B0269 | B0269.065 | CANCELLOUS SCREW DIA. 6.5MM, FULLY THREADED, TORX SOCKET, 65MM - TI |  | JIPL 988/04 | B | 2022-01-13 | N. A. | N. A. | N. A. | QPF/B0269 | 00 | N. A. | N. A. | N. A. | N. A. | PS/B0269 | 00 | N. A. | N. A. | N. A. | N. A. | B0269 | N. A. | N. A. | Class C | SEMIFINISHED GOODS | N. A. | N. A. | N. A. | N. A. | N. A. | Yes |  | N. A. | N. A. | N. A. | N. A. | N. A. | N. A. | N. A. | N. A. | N. A. | N. A. | 3 | N. A. | 0 | Added new on 20JUN2022 | N | BONE SCREWS |  | 1 | No | N. A. | N. A. | Yes | N. A.
B0269 | B0269.070 | CANCELLOUS SCREW DIA. 6.5MM, FULLY THREADED, TORX SOCKET, 70MM - TI |  | JIPL 988/04 | B | 2022-01-13 | N. A. | N. A. | N. A. | QPF/B0269 | 00 | N. A. | N. A. | N. A. | N. A. | PS/B0269 | 00 | N. A. | N. A. | N. A. | N. A. | B0269 | N. A. | N. A. | Class C | SEMIFINISHED GOODS | N. A. | N. A. | N. A. | N. A. | N. A. | Yes |  | N. A. | N. A. | N. A. | N. A. | N. A. | N. A. | N. A. | N. A. | N. A. | N. A. | 3 | N. A. | 0 | Added new on 20JUN2022 | N | BONE SCREWS |  | 1 | No | N. A. | N. A. | Yes | N. A.
B0269 | B0269.075 | CANCELLOUS SCREW DIA. 6.5MM, FULLY THREADED, TORX SOCKET, 75MM - TI |  | JIPL 988/04 | B | 2022-01-13 | N. A. | N. A. | N. A. | QPF/B0269 | 00 | N. A. | N. A. | N. A. | N. A. | PS/B0269 | 00 | N. A. | N. A. | N. A. | N. A. | B0269 | N. A. | N. A. | Class C | SEMIFINISHED GOODS | N. A. | N. A. | N. A. | N. A. | N. A. | Yes |  | N. A. | N. A. | N. A. | N. A. | N. A. | N. A. | N. A. | N. A. | N. A. | N. A. | 3 | N. A. | 0 | Added new on 20JUN2022 | N | BONE SCREWS |  | 1 | No | N. A. | N. A. | Yes | N. A.
B0269 | B0269.080 | CANCELLOUS SCREW DIA. 6.5MM, FULLY THREADED, TORX SOCKET, 80MM - TI |  | JIPL 988/04 | B | 2022-01-13 | N. A. | N. A. | N. A. | QPF/B0269 | 00 | N. A. | N. A. | N. A. | N. A. | PS/B0269 | 00 | N. A. | N. A. | N. A. | N. A. | B0269 | N. A. | N. A. | Class C | SEMIFINISHED GOODS | N. A. | N. A. | N. A. | N. A. | N. A. | Yes |  | N. A. | N. A. | N. A. | N. A. | N. A. | N. A. | N. A. | N. A. | N. A. | N. A. | 3 | N. A. | 0 | Added new on 20JUN2022 | N | BONE SCREWS |  | 1 | No | N. A. | N. A. | Yes | N. A.
B0269 | B0269.085 | CANCELLOUS SCREW DIA. 6.5MM, FULLY THREADED, TORX SOCKET, 85MM - TI |  | JIPL 988/04 | B | 2022-01-13 | N. A. | N. A. | N. A. | QPF/B0269 | 00 | N. A. | N. A. | N. A. | N. A. | PS/B0269 | 00 | N. A. | N. A. | N. A. | N. A. | B0269 | N. A. | N. A. | Class C | SEMIFINISHED GOODS | N. A. | N. A. | N. A. | N. A. | N. A. | Yes |  | N. A. | N. A. | N. A. | N. A. | N. A. | N. A. | N. A. | N. A. | N. A. | N. A. | 3 | N. A. | 0 | Added new on 20JUN2022 | N | BONE SCREWS |  | 1 | No | N. A. | N. A. | Yes | N. A.
B0269 | B0269.090 | CANCELLOUS SCREW DIA. 6.5MM, FULLY THREADED, TORX SOCKET, 90MM - TI |  | JIPL 988/04 | B | 2022-01-13 | N. A. | N. A. | N. A. | QPF/B0269 | 00 | N. A. | N. A. | N. A. | N. A. | PS/B0269 | 00 | N. A. | N. A. | N. A. | N. A. | B0269 | N. A. | N. A. | Class C | SEMIFINISHED GOODS | N. A. | N. A. | N. A. | N. A. | N. A. | Yes |  | N. A. | N. A. | N. A. | N. A. | N. A. | N. A. | N. A. | N. A. | N. A. | N. A. | 3 | N. A. | 0 | Added new on 20JUN2022 | N | BONE SCREWS |  | 1 | No | N. A. | N. A. | Yes | N. A.
B0269 | B0269.095 | CANCELLOUS SCREW DIA. 6.5MM, FULLY THREADED, TORX SOCKET, 95MM - TI |  | JIPL 988/04 | B | 2022-01-13 | N. A. | N. A. | N. A. | QPF/B0269 | 00 | N. A. | N. A. | N. A. | N. A. | PS/B0269 | 00 | N. A. | N. A. | N. A. | N. A. | B0269 | N. A. | N. A. | Class C | SEMIFINISHED GOODS | N. A. | N. A. | N. A. | N. A. | N. A. | Yes |  | N. A. | N. A. | N. A. | N. A. | N. A. | N. A. | N. A. | N. A. | N. A. | N. A. | 3 | N. A. | 0 | Added new on 20JUN2022 | N | BONE SCREWS |  | 1 | No | N. A. | N. A. | Yes | N. A.
B0269 | B0269.100 | CANCELLOUS SCREW DIA. 6.5MM, FULLY THREADED, TORX SOCKET, 100MM - TI |  | JIPL 988/04 | B | 2022-01-13 | N. A. | N. A. | N. A. | QPF/B0269 | 00 | N. A. | N. A. | N. A. | N. A. | PS/B0269 | 00 | N. A. | N. A. | N. A. | N. A. | B0269 | N. A. | N. A. | Class C | SEMIFINISHED GOODS | N. A. | N. A. | N. A. | N. A. | N. A. | Yes |  | N. A. | N. A. | N. A. | N. A. | N. A. | N. A. | N. A. | N. A. | N. A. | N. A. | 3 | N. A. | 0 | Added new on 20JUN2022 | N | BONE SCREWS |  | 1 | No | N. A. | N. A. | Yes | N. A.
B0270 | B0270.14 | CANCELLOUS SCREW DIA. 4.0MM, PARTLY THREADED, TORX SOCKET, 14MM - TI |  | JIPL 987/05 | A | 2022-01-12 | N. A. | N. A. | N. A. | QPF/B0270 | 00 | N. A. | N. A. | N. A. | N. A. | PS/B0270 | 00 | N. A. | N. A. | N. A. | N. A. | B0270 | N. A. | N. A. | Class C | SEMIFINISHED GOODS | N. A. | N. A. | N. A. | N. A. | N. A. | Yes |  | N. A. | N. A. | N. A. | N. A. | N. A. | N. A. | N. A. | N. A. | N. A. | N. A. | 3 | N. A. | 0 | Added new on 20JUN2022 | N | BONE SCREWS |  | 1 | No | N. A. | N. A. | Yes | N. A.
B0270 | B0270.16 | CANCELLOUS SCREW DIA. 4.0MM, PARTLY THREADED, TORX SOCKET, 16MM - TI |  | JIPL 987/05 | A | 2022-01-12 | N. A. | N. A. | N. A. | QPF/B0270 | 00 | N. A. | N. A. | N. A. | N. A. | PS/B0270 | 00 | N. A. | N. A. | N. A. | N. A. | B0270 | N. A. | N. A. | Class C | SEMIFINISHED GOODS | N. A. | N. A. | N. A. | N. A. | N. A. | Yes |  | N. A. | N. A. | N. A. | N. A. | N. A. | N. A. | N. A. | N. A. | N. A. | N. A. | 3 | N. A. | 0 | Added new on 20JUN2022 | N | BONE SCREWS |  | 1 | No | N. A. | N. A. | Yes | N. A.
B0270 | B0270.18 | CANCELLOUS SCREW DIA. 4.0MM, PARTLY THREADED, TORX SOCKET, 18MM - TI |  | JIPL 987/05 | A | 2022-01-12 | N. A. | N. A. | N. A. | QPF/B0270 | 00 | N. A. | N. A. | N. A. | N. A. | PS/B0270 | 00 | N. A. | N. A. | N. A. | N. A. | B0270 | N. A. | N. A. | Class C | SEMIFINISHED GOODS | N. A. | N. A. | N. A. | N. A. | N. A. | Yes |  | N. A. | N. A. | N. A. | N. A. | N. A. | N. A. | N. A. | N. A. | N. A. | N. A. | 3 | N. A. | 0 | Added new on 20JUN2022 | N | BONE SCREWS |  | 1 | No | N. A. | N. A. | Yes | N. A.
B0270 | B0270.20 | CANCELLOUS SCREW DIA. 4.0MM, PARTLY THREADED, TORX SOCKET, 20MM - TI |  | JIPL 987/05 | A | 2022-01-12 | N. A. | N. A. | N. A. | QPF/B0270 | 00 | N. A. | N. A. | N. A. | N. A. | PS/B0270 | 00 | N. A. | N. A. | N. A. | N. A. | B0270 | N. A. | N. A. | Class C | SEMIFINISHED GOODS | N. A. | N. A. | N. A. | N. A. | N. A. | Yes |  | N. A. | N. A. | N. A. | N. A. | N. A. | N. A. | N. A. | N. A. | N. A. | N. A. | 3 | N. A. | 0 | Added new on 20JUN2022 | N | BONE SCREWS |  | 1 | No | N. A. | N. A. | Yes | N. A.
B0270 | B0270.22 | CANCELLOUS SCREW DIA. 4.0MM, PARTLY THREADED, TORX SOCKET, 22MM - TI |  | JIPL 987/05 | A | 2022-01-12 | N. A. | N. A. | N. A. | QPF/B0270 | 00 | N. A. | N. A. | N. A. | N. A. | PS/B0270 | 00 | N. A. | N. A. | N. A. | N. A. | B0270 | N. A. | N. A. | Class C | SEMIFINISHED GOODS | N. A. | N. A. | N. A. | N. A. | N. A. | Yes |  | N. A. | N. A. | N. A. | N. A. | N. A. | N. A. | N. A. | N. A. | N. A. | N. A. | 3 | N. A. | 0 | Added new on 20JUN2022 | N | BONE SCREWS |  | 1 | No | N. A. | N. A. | Yes | N. A.
B0270 | B0270.24 | CANCELLOUS SCREW DIA. 4.0MM, PARTLY THREADED, TORX SOCKET, 24MM - TI |  | JIPL 987/05 | A | 2022-01-12 | N. A. | N. A. | N. A. | QPF/B0270 | 00 | N. A. | N. A. | N. A. | N. A. | PS/B0270 | 00 | N. A. | N. A. | N. A. | N. A. | B0270 | N. A. | N. A. | Class C | SEMIFINISHED GOODS | N. A. | N. A. | N. A. | N. A. | N. A. | Yes |  | N. A. | N. A. | N. A. | N. A. | N. A. | N. A. | N. A. | N. A. | N. A. | N. A. | 3 | N. A. | 0 | Added new on 20JUN2022 | N | BONE SCREWS |  | 1 | No | N. A. | N. A. | Yes | N. A.
B0270 | B0270.26 | CANCELLOUS SCREW DIA. 4.0MM, PARTLY THREADED, TORX SOCKET, 26MM - TI |  | JIPL 987/05 | A | 2022-01-12 | N. A. | N. A. | N. A. | QPF/B0270 | 00 | N. A. | N. A. | N. A. | N. A. | PS/B0270 | 00 | N. A. | N. A. | N. A. | N. A. | B0270 | N. A. | N. A. | Class C | SEMIFINISHED GOODS | N. A. | N. A. | N. A. | N. A. | N. A. | Yes |  | N. A. | N. A. | N. A. | N. A. | N. A. | N. A. | N. A. | N. A. | N. A. | N. A. | 3 | N. A. | 0 | Added new on 20JUN2022 | N | BONE SCREWS |  | 1 | No | N. A. | N. A. | Yes | N. A.
B0270 | B0270.28 | CANCELLOUS SCREW DIA. 4.0MM, PARTLY THREADED, TORX SOCKET, 28MM - TI |  | JIPL 987/05 | A | 2022-01-12 | N. A. | N. A. | N. A. | QPF/B0270 | 00 | N. A. | N. A. | N. A. | N. A. | PS/B0270 | 00 | N. A. | N. A. | N. A. | N. A. | B0270 | N. A. | N. A. | Class C | SEMIFINISHED GOODS | N. A. | N. A. | N. A. | N. A. | N. A. | Yes |  | N. A. | N. A. | N. A. | N. A. | N. A. | N. A. | N. A. | N. A. | N. A. | N. A. | 3 | N. A. | 0 | Added new on 20JUN2022 | N | BONE SCREWS |  | 1 | No | N. A. | N. A. | Yes | N. A.
B0270 | B0270.30 | CANCELLOUS SCREW DIA. 4.0MM, PARTLY THREADED, TORX SOCKET, 30MM - TI |  | JIPL 987/05 | A | 2022-01-12 | N. A. | N. A. | N. A. | QPF/B0270 | 00 | N. A. | N. A. | N. A. | N. A. | PS/B0270 | 00 | N. A. | N. A. | N. A. | N. A. | B0270 | N. A. | N. A. | Class C | SEMIFINISHED GOODS | N. A. | N. A. | N. A. | N. A. | N. A. | Yes |  | N. A. | N. A. | N. A. | N. A. | N. A. | N. A. | N. A. | N. A. | N. A. | N. A. | 3 | N. A. | 0 | Added new on 20JUN2022 | N | BONE SCREWS |  | 1 | No | N. A. | N. A. | Yes | N. A.
B0270 | B0270.35 | CANCELLOUS SCREW DIA. 4.0MM, PARTLY THREADED, TORX SOCKET, 35MM - TI |  | JIPL 987/05 | A | 2022-01-12 | N. A. | N. A. | N. A. | QPF/B0270 | 00 | N. A. | N. A. | N. A. | N. A. | PS/B0270 | 00 | N. A. | N. A. | N. A. | N. A. | B0270 | N. A. | N. A. | Class C | SEMIFINISHED GOODS | N. A. | N. A. | N. A. | N. A. | N. A. | Yes |  | N. A. | N. A. | N. A. | N. A. | N. A. | N. A. | N. A. | N. A. | N. A. | N. A. | 3 | N. A. | 0 | Added new on 20JUN2022 | N | BONE SCREWS |  | 1 | No | N. A. | N. A. | Yes | N. A.
B0270 | B0270.40 | CANCELLOUS SCREW DIA. 4.0MM, PARTLY THREADED, TORX SOCKET, 40MM - TI |  | JIPL 987/05 | A | 2022-01-12 | N. A. | N. A. | N. A. | QPF/B0270 | 00 | N. A. | N. A. | N. A. | N. A. | PS/B0270 | 00 | N. A. | N. A. | N. A. | N. A. | B0270 | N. A. | N. A. | Class C | SEMIFINISHED GOODS | N. A. | N. A. | N. A. | N. A. | N. A. | Yes |  | N. A. | N. A. | N. A. | N. A. | N. A. | N. A. | N. A. | N. A. | N. A. | N. A. | 3 | N. A. | 0 | Added new on 20JUN2022 | N | BONE SCREWS |  | 1 | No | N. A. | N. A. | Yes | N. A.
B0270 | B0270.45 | CANCELLOUS SCREW DIA. 4.0MM, PARTLY THREADED, TORX SOCKET, 45MM - TI |  | JIPL 987/05 | A | 2022-01-12 | N. A. | N. A. | N. A. | QPF/B0270 | 00 | N. A. | N. A. | N. A. | N. A. | PS/B0270 | 00 | N. A. | N. A. | N. A. | N. A. | B0270 | N. A. | N. A. | Class C | SEMIFINISHED GOODS | N. A. | N. A. | N. A. | N. A. | N. A. | Yes |  | N. A. | N. A. | N. A. | N. A. | N. A. | N. A. | N. A. | N. A. | N. A. | N. A. | 3 | N. A. | 0 | Added new on 20JUN2022 | N | BONE SCREWS |  | 1 | No | N. A. | N. A. | Yes | N. A.
B0270 | B0270.50 | CANCELLOUS SCREW DIA. 4.0MM, PARTLY THREADED, TORX SOCKET, 50MM - TI |  | JIPL 987/05 | A | 2022-01-12 | N. A. | N. A. | N. A. | QPF/B0270 | 00 | N. A. | N. A. | N. A. | N. A. | PS/B0270 | 00 | N. A. | N. A. | N. A. | N. A. | B0270 | N. A. | N. A. | Class C | SEMIFINISHED GOODS | N. A. | N. A. | N. A. | N. A. | N. A. | Yes |  | N. A. | N. A. | N. A. | N. A. | N. A. | N. A. | N. A. | N. A. | N. A. | N. A. | 3 | N. A. | 0 | Added new on 20JUN2022 | N | BONE SCREWS |  | 1 | No | N. A. | N. A. | Yes | N. A.
B0270 | B0270.55 | CANCELLOUS SCREW DIA. 4.0MM, PARTLY THREADED, TORX SOCKET, 55MM - TI |  | JIPL 987/05 | A | 2022-01-12 | N. A. | N. A. | N. A. | QPF/B0270 | 00 | N. A. | N. A. | N. A. | N. A. | PS/B0270 | 00 | N. A. | N. A. | N. A. | N. A. | B0270 | N. A. | N. A. | Class C | SEMIFINISHED GOODS | N. A. | N. A. | N. A. | N. A. | N. A. | Yes |  | N. A. | N. A. | N. A. | N. A. | N. A. | N. A. | N. A. | N. A. | N. A. | N. A. | 3 | N. A. | 0 | Added new on 20JUN2022 | N | BONE SCREWS |  | 1 | No | N. A. | N. A. | Yes | N. A.
B0270 | B0270.60 | CANCELLOUS SCREW DIA. 4.0MM, PARTLY THREADED, TORX SOCKET, 60MM - TI |  | JIPL 987/05 | A | 2022-01-12 | N. A. | N. A. | N. A. | QPF/B0270 | 00 | N. A. | N. A. | N. A. | N. A. | PS/B0270 | 00 | N. A. | N. A. | N. A. | N. A. | B0270 | N. A. | N. A. | Class C | SEMIFINISHED GOODS | N. A. | N. A. | N. A. | N. A. | N. A. | Yes |  | N. A. | N. A. | N. A. | N. A. | N. A. | N. A. | N. A. | N. A. | N. A. | N. A. | 3 | N. A. | 0 | Added new on 20JUN2022 | N | BONE SCREWS |  | 1 | No | N. A. | N. A. | Yes | N. A.
B0274 | B0274.12 | CORTEX SCREW, DIA. 3.5 MM / 1.25MM PITCH, TORX SOCKET, 12MM - TI |  | JIPL 987/03 | A | 2022-01-12 | N. A. | N. A. | N. A. | QPF/B0274 | 00 | N. A. | N. A. | N. A. | N. A. | PS/B0274 | 00 | N. A. | N. A. | N. A. | N. A. | B0274 | N. A. | N. A. | Class C | SEMIFINISHED GOODS | N. A. | N. A. | N. A. | N. A. | N. A. | Yes |  | N. A. | N. A. | N. A. | N. A. | N. A. | N. A. | N. A. | N. A. | N. A. | N. A. | 3 | N. A. | 0 | Added new on 20JUN2022 | N | BONE SCREWS |  | 1 | No | N. A. | N. A. | Yes | N. A.
B0274 | B0274.14 | CORTEX SCREW, DIA. 3.5 MM / 1.25MM PITCH, TORX SOCKET, 14MM -TI |  | JIPL 987/03 | A | 2022-01-12 | N. A. | N. A. | N. A. | QPF/B0274 | 00 | N. A. | N. A. | N. A. | N. A. | PS/B0274 | 00 | N. A. | N. A. | N. A. | N. A. | B0274 | N. A. | N. A. | Class C | SEMIFINISHED GOODS | N. A. | N. A. | N. A. | N. A. | N. A. | Yes |  | N. A. | N. A. | N. A. | N. A. | N. A. | N. A. | N. A. | N. A. | N. A. | N. A. | 3 | N. A. | 0 | Added new on 20JUN2022 | N | BONE SCREWS |  | 1 | No | N. A. | N. A. | Yes | N. A.
B0274 | B0274.16 | CORTEX SCREW, DIA. 3.5 MM / 1.25MM PITCH, TORX SOCKET, 16MM - TI |  | JIPL 987/03 | A | 2022-01-12 | N. A. | N. A. | N. A. | QPF/B0274 | 00 | N. A. | N. A. | N. A. | N. A. | PS/B0274 | 00 | N. A. | N. A. | N. A. | N. A. | B0274 | N. A. | N. A. | Class C | SEMIFINISHED GOODS | N. A. | N. A. | N. A. | N. A. | N. A. | Yes |  | N. A. | N. A. | N. A. | N. A. | N. A. | N. A. | N. A. | N. A. | N. A. | N. A. | 3 | N. A. | 0 | Added new on 20JUN2022 | N | BONE SCREWS |  | 1 | No | N. A. | N. A. | Yes | N. A.
B0274 | B0274.18 | CORTEX SCREW, DIA. 3.5 MM / 1.25MM PITCH, TORX SOCKET, 18MM - TI |  | JIPL 987/03 | A | 2022-01-12 | N. A. | N. A. | N. A. | QPF/B0274 | 00 | N. A. | N. A. | N. A. | N. A. | PS/B0274 | 00 | N. A. | N. A. | N. A. | N. A. | B0274 | N. A. | N. A. | Class C | SEMIFINISHED GOODS | N. A. | N. A. | N. A. | N. A. | N. A. | Yes |  | N. A. | N. A. | N. A. | N. A. | N. A. | N. A. | N. A. | N. A. | N. A. | N. A. | 3 | N. A. | 0 | Added new on 20JUN2022 | N | BONE SCREWS |  | 1 | No | N. A. | N. A. | Yes | N. A.
B0274 | B0274.20 | CORTEX SCREW, DIA. 3.5 MM / 1.25MM PITCH, TORX SOCKET, 20MM - TI |  | JIPL 987/03 | A | 2022-01-12 | N. A. | N. A. | N. A. | QPF/B0274 | 00 | N. A. | N. A. | N. A. | N. A. | PS/B0274 | 00 | N. A. | N. A. | N. A. | N. A. | B0274 | N. A. | N. A. | Class C | SEMIFINISHED GOODS | N. A. | N. A. | N. A. | N. A. | N. A. | Yes |  | N. A. | N. A. | N. A. | N. A. | N. A. | N. A. | N. A. | N. A. | N. A. | N. A. | 3 | N. A. | 0 | Added new on 20JUN2022 | N | BONE SCREWS |  | 1 | No | N. A. | N. A. | Yes | N. A.
B0274 | B0274.22 | CORTEX SCREW, DIA. 3.5 MM / 1.25MM PITCH, TORX SOCKET, 22MM - TI |  | JIPL 987/03 | A | 2022-01-12 | N. A. | N. A. | N. A. | QPF/B0274 | 00 | N. A. | N. A. | N. A. | N. A. | PS/B0274 | 00 | N. A. | N. A. | N. A. | N. A. | B0274 | N. A. | N. A. | Class C | SEMIFINISHED GOODS | N. A. | N. A. | N. A. | N. A. | N. A. | Yes |  | N. A. | N. A. | N. A. | N. A. | N. A. | N. A. | N. A. | N. A. | N. A. | N. A. | 3 | N. A. | 0 | Added new on 20JUN2022 | N | BONE SCREWS |  | 1 | No | N. A. | N. A. | Yes | N. A.
B0274 | B0274.24 | CORTEX SCREW, DIA. 3.5 MM / 1.25MM PITCH, TORX SOCKET, 24MM - TI |  | JIPL 987/03 | A | 2022-01-12 | N. A. | N. A. | N. A. | QPF/B0274 | 00 | N. A. | N. A. | N. A. | N. A. | PS/B0274 | 00 | N. A. | N. A. | N. A. | N. A. | B0274 | N. A. | N. A. | Class C | SEMIFINISHED GOODS | N. A. | N. A. | N. A. | N. A. | N. A. | Yes |  | N. A. | N. A. | N. A. | N. A. | N. A. | N. A. | N. A. | N. A. | N. A. | N. A. | 3 | N. A. | 0 | Added new on 20JUN2022 | N | BONE SCREWS |  | 1 | No | N. A. | N. A. | Yes | N. A.
B0274 | B0274.26 | CORTEX SCREW, DIA. 3.5 MM / 1.25MM PITCH, TORX SOCKET, 26MM - TI |  | JIPL 987/03 | A | 2022-01-12 | N. A. | N. A. | N. A. | QPF/B0274 | 00 | N. A. | N. A. | N. A. | N. A. | PS/B0274 | 00 | N. A. | N. A. | N. A. | N. A. | B0274 | N. A. | N. A. | Class C | SEMIFINISHED GOODS | N. A. | N. A. | N. A. | N. A. | N. A. | Yes |  | N. A. | N. A. | N. A. | N. A. | N. A. | N. A. | N. A. | N. A. | N. A. | N. A. | 3 | N. A. | 0 | Added new on 20JUN2022 | N | BONE SCREWS |  | 1 | No | N. A. | N. A. | Yes | N. A.
B0274 | B0274.28 | CORTEX SCREW, DIA. 3.5 MM / 1.25MM PITCH, TORX SOCKET, 28MM - TI |  | JIPL 987/03 | A | 2022-01-12 | N. A. | N. A. | N. A. | QPF/B0274 | 00 | N. A. | N. A. | N. A. | N. A. | PS/B0274 | 00 | N. A. | N. A. | N. A. | N. A. | B0274 | N. A. | N. A. | Class C | SEMIFINISHED GOODS | N. A. | N. A. | N. A. | N. A. | N. A. | Yes |  | N. A. | N. A. | N. A. | N. A. | N. A. | N. A. | N. A. | N. A. | N. A. | N. A. | 3 | N. A. | 0 | Added new on 20JUN2022 | N | BONE SCREWS |  | 1 | No | N. A. | N. A. | Yes | N. A.
B0274 | B0274.30 | CORTEX SCREW, DIA. 3.5 MM / 1.25MM PITCH, TORX SOCKET, 30MM - TI |  | JIPL 987/03 | A | 2022-01-12 | N. A. | N. A. | N. A. | QPF/B0274 | 00 | N. A. | N. A. | N. A. | N. A. | PS/B0274 | 00 | N. A. | N. A. | N. A. | N. A. | B0274 | N. A. | N. A. | Class C | SEMIFINISHED GOODS | N. A. | N. A. | N. A. | N. A. | N. A. | Yes |  | N. A. | N. A. | N. A. | N. A. | N. A. | N. A. | N. A. | N. A. | N. A. | N. A. | 3 | N. A. | 0 | Added new on 20JUN2022 | N | BONE SCREWS |  | 1 | No | N. A. | N. A. | Yes | N. A.
B0274 | B0274.32 | CORTEX SCREW, DIA. 3.5 MM / 1.25MM PITCH, TORX SOCKET, 32MM - TI |  | JIPL 987/03 | A | 2022-01-12 | N. A. | N. A. | N. A. | QPF/B0274 | 00 | N. A. | N. A. | N. A. | N. A. | PS/B0274 | 00 | N. A. | N. A. | N. A. | N. A. | B0274 | N. A. | N. A. | Class C | SEMIFINISHED GOODS | N. A. | N. A. | N. A. | N. A. | N. A. | Yes |  | N. A. | N. A. | N. A. | N. A. | N. A. | N. A. | N. A. | N. A. | N. A. | N. A. | 3 | N. A. | 0 | Added new on 20JUN2022 | N | BONE SCREWS |  | 1 | No | N. A. | N. A. | Yes | N. A.
B0274 | B0274.34 | CORTEX SCREW, DIA. 3.5 MM / 1.25MM PITCH, TORX SOCKET, 34MM - TI |  | JIPL 987/03 | A | 2022-01-12 | N. A. | N. A. | N. A. | QPF/B0274 | 00 | N. A. | N. A. | N. A. | N. A. | PS/B0274 | 00 | N. A. | N. A. | N. A. | N. A. | B0274 | N. A. | N. A. | Class C | SEMIFINISHED GOODS | N. A. | N. A. | N. A. | N. A. | N. A. | Yes |  | N. A. | N. A. | N. A. | N. A. | N. A. | N. A. | N. A. | N. A. | N. A. | N. A. | 3 | N. A. | 0 | Added new on 20JUN2022 | N | BONE SCREWS |  | 1 | No | N. A. | N. A. | Yes | N. A.
B0274 | B0274.36 | CORTEX SCREW, DIA. 3.5 MM / 1.25MM PITCH, TORX SOCKET, 36MM - TI |  | JIPL 987/03 | A | 2022-01-12 | N. A. | N. A. | N. A. | QPF/B0274 | 00 | N. A. | N. A. | N. A. | N. A. | PS/B0274 | 00 | N. A. | N. A. | N. A. | N. A. | B0274 | N. A. | N. A. | Class C | SEMIFINISHED GOODS | N. A. | N. A. | N. A. | N. A. | N. A. | Yes |  | N. A. | N. A. | N. A. | N. A. | N. A. | N. A. | N. A. | N. A. | N. A. | N. A. | 3 | N. A. | 0 | Added new on 20JUN2022 | N | BONE SCREWS |  | 1 | No | N. A. | N. A. | Yes | N. A.
B0274 | B0274.38 | CORTEX SCREW, DIA. 3.5 MM / 1.25MM PITCH, TORX SOCKET, 38MM - TI |  | JIPL 987/03 | A | 2022-01-12 | N. A. | N. A. | N. A. | QPF/B0274 | 00 | N. A. | N. A. | N. A. | N. A. | PS/B0274 | 00 | N. A. | N. A. | N. A. | N. A. | B0274 | N. A. | N. A. | Class C | SEMIFINISHED GOODS | N. A. | N. A. | N. A. | N. A. | N. A. | Yes |  | N. A. | N. A. | N. A. | N. A. | N. A. | N. A. | N. A. | N. A. | N. A. | N. A. | 3 | N. A. | 0 | Added new on 20JUN2022 | N | BONE SCREWS |  | 1 | No | N. A. | N. A. | Yes | N. A.
B0274 | B0274.40 | CORTEX SCREW, DIA. 3.5 MM / 1.25MM PITCH, TORX SOCKET, 40MM - TI |  | JIPL 987/03 | A | 2022-01-12 | N. A. | N. A. | N. A. | QPF/B0274 | 00 | N. A. | N. A. | N. A. | N. A. | PS/B0274 | 00 | N. A. | N. A. | N. A. | N. A. | B0274 | N. A. | N. A. | Class C | SEMIFINISHED GOODS | N. A. | N. A. | N. A. | N. A. | N. A. | Yes |  | N. A. | N. A. | N. A. | N. A. | N. A. | N. A. | N. A. | N. A. | N. A. | N. A. | 3 | N. A. | 0 | Added new on 20JUN2022 | N | BONE SCREWS |  | 1 | No | N. A. | N. A. | Yes | N. A.
B0274 | B0274.42 | CORTEX SCREW, DIA. 3.5 MM / 1.25MM PITCH, TORX SOCKET, 42MM - TI |  | JIPL 987/03 | A | 2022-01-12 | N. A. | N. A. | N. A. | QPF/B0274 | 00 | N. A. | N. A. | N. A. | N. A. | PS/B0274 | 00 | N. A. | N. A. | N. A. | N. A. | B0274 | N. A. | N. A. | Class C | SEMIFINISHED GOODS | N. A. | N. A. | N. A. | N. A. | N. A. | Yes |  | N. A. | N. A. | N. A. | N. A. | N. A. | N. A. | N. A. | N. A. | N. A. | N. A. | 3 | N. A. | 0 | Added new on 20JUN2022 | N | BONE SCREWS |  | 1 | No | N. A. | N. A. | Yes | N. A.
B0274 | B0274.44 | CORTEX SCREW, DIA. 3.5 MM / 1.25MM PITCH, TORX SOCKET, 44MM - TI |  | JIPL 987/03 | A | 2022-01-12 | N. A. | N. A. | N. A. | QPF/B0274 | 00 | N. A. | N. A. | N. A. | N. A. | PS/B0274 | 00 | N. A. | N. A. | N. A. | N. A. | B0274 | N. A. | N. A. | Class C | SEMIFINISHED GOODS | N. A. | N. A. | N. A. | N. A. | N. A. | Yes |  | N. A. | N. A. | N. A. | N. A. | N. A. | N. A. | N. A. | N. A. | N. A. | N. A. | 3 | N. A. | 0 | Added new on 20JUN2022 | N | BONE SCREWS |  | 1 | No | N. A. | N. A. | Yes | N. A.
B0274 | B0274.46 | CORTEX SCREW, DIA. 3.5 MM / 1.25MM PITCH, TORX SOCKET, 46MM - TI |  | JIPL 987/03 | A | 2022-01-12 | N. A. | N. A. | N. A. | QPF/B0274 | 00 | N. A. | N. A. | N. A. | N. A. | PS/B0274 | 00 | N. A. | N. A. | N. A. | N. A. | B0274 | N. A. | N. A. | Class C | SEMIFINISHED GOODS | N. A. | N. A. | N. A. | N. A. | N. A. | Yes |  | N. A. | N. A. | N. A. | N. A. | N. A. | N. A. | N. A. | N. A. | N. A. | N. A. | 3 | N. A. | 0 | Added new on 20JUN2022 | N | BONE SCREWS |  | 1 | No | N. A. | N. A. | Yes | N. A.
B0274 | B0274.48 | CORTEX SCREW, DIA. 3.5 MM / 1.25MM PITCH, TORX SOCKET, 48MM - TI |  | JIPL 987/03 | A | 2022-01-12 | N. A. | N. A. | N. A. | QPF/B0274 | 00 | N. A. | N. A. | N. A. | N. A. | PS/B0274 | 00 | N. A. | N. A. | N. A. | N. A. | B0274 | N. A. | N. A. | Class C | SEMIFINISHED GOODS | N. A. | N. A. | N. A. | N. A. | N. A. | Yes |  | N. A. | N. A. | N. A. | N. A. | N. A. | N. A. | N. A. | N. A. | N. A. | N. A. | 3 | N. A. | 0 | Added new on 20JUN2022 | N | BONE SCREWS |  | 1 | No | N. A. | N. A. | Yes | N. A.
B0274 | B0274.50 | CORTEX SCREW, DIA. 3.5 MM / 1.25MM PITCH, TORX SOCKET, 50MM - TI |  | JIPL 987/03 | A | 2022-01-12 | N. A. | N. A. | N. A. | QPF/B0274 | 00 | N. A. | N. A. | N. A. | N. A. | PS/B0274 | 00 | N. A. | N. A. | N. A. | N. A. | B0274 | N. A. | N. A. | Class C | SEMIFINISHED GOODS | N. A. | N. A. | N. A. | N. A. | N. A. | Yes |  | N. A. | N. A. | N. A. | N. A. | N. A. | N. A. | N. A. | N. A. | N. A. | N. A. | 3 | N. A. | 0 | Added new on 20JUN2022 | N | BONE SCREWS |  | 1 | No | N. A. | N. A. | Yes | N. A.
B0274 | B0274.52 | CORTEX SCREW, DIA. 3.5 MM / 1.25MM PITCH, TORX SOCKET, 52MM - TI |  | JIPL 987/03 | A | 2022-01-12 | N. A. | N. A. | N. A. | QPF/B0274 | 00 | N. A. | N. A. | N. A. | N. A. | PS/B0274 | 00 | N. A. | N. A. | N. A. | N. A. | B0274 | N. A. | N. A. | Class C | SEMIFINISHED GOODS | N. A. | N. A. | N. A. | N. A. | N. A. | Yes |  | N. A. | N. A. | N. A. | N. A. | N. A. | N. A. | N. A. | N. A. | N. A. | N. A. | 3 | N. A. | 0 | Added new on 20JUN2022 | N | BONE SCREWS |  | 1 | No | N. A. | N. A. | Yes | N. A.
B0274 | B0274.54 | CORTEX SCREW, DIA. 3.5 MM / 1.25MM PITCH, TORX SOCKET, 54MM - TI |  | JIPL 987/03 | A | 2022-01-12 | N. A. | N. A. | N. A. | QPF/B0274 | 00 | N. A. | N. A. | N. A. | N. A. | PS/B0274 | 00 | N. A. | N. A. | N. A. | N. A. | B0274 | N. A. | N. A. | Class C | SEMIFINISHED GOODS | N. A. | N. A. | N. A. | N. A. | N. A. | Yes |  | N. A. | N. A. | N. A. | N. A. | N. A. | N. A. | N. A. | N. A. | N. A. | N. A. | 3 | N. A. | 0 | Added new on 20JUN2022 | N | BONE SCREWS |  | 1 | No | N. A. | N. A. | Yes | N. A.
B0274 | B0274.56 | CORTEX SCREW, DIA. 3.5 MM / 1.25MM PITCH, TORX SOCKET, 56MM - TI |  | JIPL 987/03 | A | 2022-01-12 | N. A. | N. A. | N. A. | QPF/B0274 | 00 | N. A. | N. A. | N. A. | N. A. | PS/B0274 | 00 | N. A. | N. A. | N. A. | N. A. | B0274 | N. A. | N. A. | Class C | SEMIFINISHED GOODS | N. A. | N. A. | N. A. | N. A. | N. A. | Yes |  | N. A. | N. A. | N. A. | N. A. | N. A. | N. A. | N. A. | N. A. | N. A. | N. A. | 3 | N. A. | 0 | Added new on 20JUN2022 | N | BONE SCREWS |  | 1 | No | N. A. | N. A. | Yes | N. A.
B0274 | B0274.58 | CORTEX SCREW, DIA. 3.5 MM / 1.25MM PITCH, TORX SOCKET, 58MM - TI |  | JIPL 987/03 | A | 2022-01-12 | N. A. | N. A. | N. A. | QPF/B0274 | 00 | N. A. | N. A. | N. A. | N. A. | PS/B0274 | 00 | N. A. | N. A. | N. A. | N. A. | B0274 | N. A. | N. A. | Class C | SEMIFINISHED GOODS | N. A. | N. A. | N. A. | N. A. | N. A. | Yes |  | N. A. | N. A. | N. A. | N. A. | N. A. | N. A. | N. A. | N. A. | N. A. | N. A. | 3 | N. A. | 0 | Added new on 20JUN2022 | N | BONE SCREWS |  | 1 | No | N. A. | N. A. | Yes | N. A.
B0274 | B0274.60 | CORTEX SCREW, DIA. 3.5 MM / 1.25MM PITCH, TORX SOCKET, 60MM - TI |  | JIPL 987/03 | A | 2022-01-12 | N. A. | N. A. | N. A. | QPF/B0274 | 00 | N. A. | N. A. | N. A. | N. A. | PS/B0274 | 00 | N. A. | N. A. | N. A. | N. A. | B0274 | N. A. | N. A. | Class C | SEMIFINISHED GOODS | N. A. | N. A. | N. A. | N. A. | N. A. | Yes |  | N. A. | N. A. | N. A. | N. A. | N. A. | N. A. | N. A. | N. A. | N. A. | N. A. | 3 | N. A. | 0 | Added new on 20JUN2022 | N | BONE SCREWS |  | 1 | No | N. A. | N. A. | Yes | N. A.
B0274 | B0274.62 | CORTEX SCREW, DIA. 3.5 MM / 1.25MM PITCH, TORX SOCKET, 62MM - TI |  | JIPL 987/03 | A | 2022-01-12 | N. A. | N. A. | N. A. | QPF/B0274 | 00 | N. A. | N. A. | N. A. | N. A. | PS/B0274 | 00 | N. A. | N. A. | N. A. | N. A. | B0274 | N. A. | N. A. | Class C | SEMIFINISHED GOODS | N. A. | N. A. | N. A. | N. A. | N. A. | Yes |  | N. A. | N. A. | N. A. | N. A. | N. A. | N. A. | N. A. | N. A. | N. A. | N. A. | 3 | N. A. | 0 | Added new on 20JUN2022 | N | BONE SCREWS |  | 1 | No | N. A. | N. A. | Yes | N. A.
B0274 | B0274.64 | CORTEX SCREW, DIA. 3.5 MM / 1.25MM PITCH, TORX SOCKET, 64MM - TI |  | JIPL 987/03 | A | 2022-01-12 | N. A. | N. A. | N. A. | QPF/B0274 | 00 | N. A. | N. A. | N. A. | N. A. | PS/B0274 | 00 | N. A. | N. A. | N. A. | N. A. | B0274 | N. A. | N. A. | Class C | SEMIFINISHED GOODS | N. A. | N. A. | N. A. | N. A. | N. A. | Yes |  | N. A. | N. A. | N. A. | N. A. | N. A. | N. A. | N. A. | N. A. | N. A. | N. A. | 3 | N. A. | 0 | Added new on 20JUN2022 | N | BONE SCREWS |  | 1 | No | N. A. | N. A. | Yes | N. A.
B0274 | B0274.66 | CORTEX SCREW, DIA. 3.5 MM / 1.25MM PITCH, TORX SOCKET, 66MM - TI |  | JIPL 987/03 | A | 2022-01-12 | N. A. | N. A. | N. A. | QPF/B0274 | 00 | N. A. | N. A. | N. A. | N. A. | PS/B0274 | 00 | N. A. | N. A. | N. A. | N. A. | B0274 | N. A. | N. A. | Class C | SEMIFINISHED GOODS | N. A. | N. A. | N. A. | N. A. | N. A. | Yes |  | N. A. | N. A. | N. A. | N. A. | N. A. | N. A. | N. A. | N. A. | N. A. | N. A. | 3 | N. A. | 0 | Added new on 20JUN2022 | N | BONE SCREWS |  | 1 | No | N. A. | N. A. | Yes | N. A.
B0274 | B0274.68 | CORTEX SCREW, DIA. 3.5 MM / 1.25MM PITCH, TORX SOCKET, 68MM - TI |  | JIPL 987/03 | A | 2022-01-12 | N. A. | N. A. | N. A. | QPF/B0274 | 00 | N. A. | N. A. | N. A. | N. A. | PS/B0274 | 00 | N. A. | N. A. | N. A. | N. A. | B0274 | N. A. | N. A. | Class C | SEMIFINISHED GOODS | N. A. | N. A. | N. A. | N. A. | N. A. | Yes |  | N. A. | N. A. | N. A. | N. A. | N. A. | N. A. | N. A. | N. A. | N. A. | N. A. | 3 | N. A. | 0 | Added new on 20JUN2022 | N | BONE SCREWS |  | 1 | No | N. A. | N. A. | Yes | N. A.
B0274 | B0274.70 | CORTEX SCREW, DIA. 3.5 MM / 1.25MM PITCH, TORX SOCKET, 70MM - TI |  | JIPL 987/03 | A | 2022-01-12 | N. A. | N. A. | N. A. | QPF/B0274 | 00 | N. A. | N. A. | N. A. | N. A. | PS/B0274 | 00 | N. A. | N. A. | N. A. | N. A. | B0274 | N. A. | N. A. | Class C | SEMIFINISHED GOODS | N. A. | N. A. | N. A. | N. A. | N. A. | Yes |  | N. A. | N. A. | N. A. | N. A. | N. A. | N. A. | N. A. | N. A. | N. A. | N. A. | 3 | N. A. | 0 | Added new on 20JUN2022 | N | BONE SCREWS |  | 1 | No | N. A. | N. A. | Yes | N. A.
B0274 | B0274.72 | CORTEX SCREW, DIA. 3.5 MM / 1.25MM PITCH, TORX SOCKET, 72MM - TI |  | JIPL 987/03 | A | 2022-01-12 | N. A. | N. A. | N. A. | QPF/B0274 | 00 | N. A. | N. A. | N. A. | N. A. | PS/B0274 | 00 | N. A. | N. A. | N. A. | N. A. | B0274 | N. A. | N. A. | Class C | SEMIFINISHED GOODS | N. A. | N. A. | N. A. | N. A. | N. A. | Yes |  | N. A. | N. A. | N. A. | N. A. | N. A. | N. A. | N. A. | N. A. | N. A. | N. A. | 3 | N. A. | 0 | Added new on 20JUN2022 | N | BONE SCREWS |  | 1 | No | N. A. | N. A. | Yes | N. A.
B0274 | B0274.74 | CORTEX SCREW, DIA. 3.5 MM / 1.25MM PITCH, TORX SOCKET, 74MM - TI |  | JIPL 987/03 | A | 2022-01-12 | N. A. | N. A. | N. A. | QPF/B0274 | 00 | N. A. | N. A. | N. A. | N. A. | PS/B0274 | 00 | N. A. | N. A. | N. A. | N. A. | B0274 | N. A. | N. A. | Class C | SEMIFINISHED GOODS | N. A. | N. A. | N. A. | N. A. | N. A. | Yes |  | N. A. | N. A. | N. A. | N. A. | N. A. | N. A. | N. A. | N. A. | N. A. | N. A. | 3 | N. A. | 0 | Added new on 20JUN2022 | N | BONE SCREWS |  | 1 | No | N. A. | N. A. | Yes | N. A.
B0274 | B0274.76 | CORTEX SCREW, DIA. 3.5 MM / 1.25MM PITCH, TORX SOCKET, 76MM - TI |  | JIPL 987/03 | A | 2022-01-12 | N. A. | N. A. | N. A. | QPF/B0274 | 00 | N. A. | N. A. | N. A. | N. A. | PS/B0274 | 00 | N. A. | N. A. | N. A. | N. A. | B0274 | N. A. | N. A. | Class C | SEMIFINISHED GOODS | N. A. | N. A. | N. A. | N. A. | N. A. | Yes |  | N. A. | N. A. | N. A. | N. A. | N. A. | N. A. | N. A. | N. A. | N. A. | N. A. | 3 | N. A. | 0 | Added new on 20JUN2022 | N | BONE SCREWS |  | 1 | No | N. A. | N. A. | Yes | N. A.
B0274 | B0274.78 | CORTEX SCREW, DIA. 3.5 MM / 1.25MM PITCH, TORX SOCKET, 78MM - TI |  | JIPL 987/03 | A | 2022-01-12 | N. A. | N. A. | N. A. | QPF/B0274 | 00 | N. A. | N. A. | N. A. | N. A. | PS/B0274 | 00 | N. A. | N. A. | N. A. | N. A. | B0274 | N. A. | N. A. | Class C | SEMIFINISHED GOODS | N. A. | N. A. | N. A. | N. A. | N. A. | Yes |  | N. A. | N. A. | N. A. | N. A. | N. A. | N. A. | N. A. | N. A. | N. A. | N. A. | 3 | N. A. | 0 | Added new on 20JUN2022 | N | BONE SCREWS |  | 1 | No | N. A. | N. A. | Yes | N. A.
B0274 | B0274.80 | CORTEX SCREW, DIA. 3.5 MM / 1.25MM PITCH, TORX SOCKET, 80MM - TI |  | JIPL 987/03 | A | 2022-01-12 | N. A. | N. A. | N. A. | QPF/B0274 | 00 | N. A. | N. A. | N. A. | N. A. | PS/B0274 | 00 | N. A. | N. A. | N. A. | N. A. | B0274 | N. A. | N. A. | Class C | SEMIFINISHED GOODS | N. A. | N. A. | N. A. | N. A. | N. A. | Yes |  | N. A. | N. A. | N. A. | N. A. | N. A. | N. A. | N. A. | N. A. | N. A. | N. A. | 3 | N. A. | 0 | Added new on 20JUN2022 | N | BONE SCREWS |  | 1 | No | N. A. | N. A. | Yes | N. A.
B0275 | B0275.05 | CORTEX SCREW DIA. 2.0MM, CROSS SLOT, LENGTH 5MM, TI |  | #N/A | #N/A | #N/A | N. A. | N. A. | N. A. | QPF/B0275 | 00 | N. A. | N. A. | N. A. | N. A. | PS/B0275 | 00 | N. A. | N. A. | N. A. | N. A. | B0275 | N. A. | N. A. | Class C | SEMIFINISHED GOODS | N. A. | N. A. | N. A. | N. A. | N. A. | Yes |  | N. A. | N. A. | N. A. | N. A. | N. A. | N. A. | N. A. | N. A. | N. A. | N. A. | 3 | N. A. | 0 | Added new on 02AUG2022 | N | BONE SCREWS |  | 1 | No | N. A. | N. A. | Yes | N. A.
B0275 | B0275.06 | CORTEX SCREW DIA. 2.0MM, CROSS SLOT, LENGTH 6MM, TI |  | #N/A | #N/A | #N/A | N. A. | N. A. | N. A. | QPF/B0275 | 00 | N. A. | N. A. | N. A. | N. A. | PS/B0275 | 00 | N. A. | N. A. | N. A. | N. A. | B0275 | N. A. | N. A. | Class C | SEMIFINISHED GOODS | N. A. | N. A. | N. A. | N. A. | N. A. | Yes |  | N. A. | N. A. | N. A. | N. A. | N. A. | N. A. | N. A. | N. A. | N. A. | N. A. | 3 | N. A. | 0 | Added new on 02AUG2022 | N | BONE SCREWS |  | 1 | No | N. A. | N. A. | Yes | N. A.
B0275 | B0275.07 | CORTEX SCREW DIA. 2.0MM, CROSS SLOT, LENGTH 7MM, TI |  | #N/A | #N/A | #N/A | N. A. | N. A. | N. A. | QPF/B0275 | 00 | N. A. | N. A. | N. A. | N. A. | PS/B0275 | 00 | N. A. | N. A. | N. A. | N. A. | B0275 | N. A. | N. A. | Class C | SEMIFINISHED GOODS | N. A. | N. A. | N. A. | N. A. | N. A. | Yes |  | N. A. | N. A. | N. A. | N. A. | N. A. | N. A. | N. A. | N. A. | N. A. | N. A. | 3 | N. A. | 0 | Added new on 02AUG2022 | N | BONE SCREWS |  | 1 | No | N. A. | N. A. | Yes | N. A.
B0275 | B0275.08 | CORTEX SCREW DIA. 2.0MM, CROSS SLOT, LENGTH 8MM, TI |  | #N/A | #N/A | #N/A | N. A. | N. A. | N. A. | QPF/B0275 | 00 | N. A. | N. A. | N. A. | N. A. | PS/B0275 | 00 | N. A. | N. A. | N. A. | N. A. | B0275 | N. A. | N. A. | Class C | SEMIFINISHED GOODS | N. A. | N. A. | N. A. | N. A. | N. A. | Yes |  | N. A. | N. A. | N. A. | N. A. | N. A. | N. A. | N. A. | N. A. | N. A. | N. A. | 3 | N. A. | 0 | Added new on 02AUG2022 | N | BONE SCREWS |  | 1 | No | N. A. | N. A. | Yes | N. A.
B0275 | B0275.09 | CORTEX SCREW DIA. 2.0MM, CROSS SLOT, LENGTH 9MM, TI |  | #N/A | #N/A | #N/A | N. A. | N. A. | N. A. | QPF/B0275 | 00 | N. A. | N. A. | N. A. | N. A. | PS/B0275 | 00 | N. A. | N. A. | N. A. | N. A. | B0275 | N. A. | N. A. | Class C | SEMIFINISHED GOODS | N. A. | N. A. | N. A. | N. A. | N. A. | Yes |  | N. A. | N. A. | N. A. | N. A. | N. A. | N. A. | N. A. | N. A. | N. A. | N. A. | 3 | N. A. | 0 | Added new on 02AUG2022 | N | BONE SCREWS |  | 1 | No | N. A. | N. A. | Yes | N. A.
B0275 | B0275.10 | CORTEX SCREW DIA. 2.0MM, CROSS SLOT, LENGTH 10MM, TI |  | #N/A | #N/A | #N/A | N. A. | N. A. | N. A. | QPF/B0275 | 00 | N. A. | N. A. | N. A. | N. A. | PS/B0275 | 00 | N. A. | N. A. | N. A. | N. A. | B0275 | N. A. | N. A. | Class C | SEMIFINISHED GOODS | N. A. | N. A. | N. A. | N. A. | N. A. | Yes |  | N. A. | N. A. | N. A. | N. A. | N. A. | N. A. | N. A. | N. A. | N. A. | N. A. | 3 | N. A. | 0 | Added new on 02AUG2022 | N | BONE SCREWS |  | 1 | No | N. A. | N. A. | Yes | N. A.
B0275 | B0275.11 | CORTEX SCREW DIA. 2.0MM, CROSS SLOT, LENGTH 11MM, TI |  | #N/A | #N/A | #N/A | N. A. | N. A. | N. A. | QPF/B0275 | 00 | N. A. | N. A. | N. A. | N. A. | PS/B0275 | 00 | N. A. | N. A. | N. A. | N. A. | B0275 | N. A. | N. A. | Class C | SEMIFINISHED GOODS | N. A. | N. A. | N. A. | N. A. | N. A. | Yes |  | N. A. | N. A. | N. A. | N. A. | N. A. | N. A. | N. A. | N. A. | N. A. | N. A. | 3 | N. A. | 0 | Added new on 02AUG2022 | N | BONE SCREWS |  | 1 | No | N. A. | N. A. | Yes | N. A.
B0275 | B0275.12 | CORTEX SCREW DIA. 2.0MM, CROSS SLOT, LENGTH 12MM, TI |  | #N/A | #N/A | #N/A | N. A. | N. A. | N. A. | QPF/B0275 | 00 | N. A. | N. A. | N. A. | N. A. | PS/B0275 | 00 | N. A. | N. A. | N. A. | N. A. | B0275 | N. A. | N. A. | Class C | SEMIFINISHED GOODS | N. A. | N. A. | N. A. | N. A. | N. A. | Yes |  | N. A. | N. A. | N. A. | N. A. | N. A. | N. A. | N. A. | N. A. | N. A. | N. A. | 3 | N. A. | 0 | Added new on 02AUG2022 | N | BONE SCREWS |  | 1 | No | N. A. | N. A. | Yes | N. A.
B0305 | B0303.06 | CORTEX SCREW, S`RUT, DIA. 1.5MM, HEX. SLOT, LENGTH 6MM |  | B0305.00 | 05 | 2018-10-26 | N. A. | N. A. | N. A. | QPF/B0305 | 00 | 2008-03-06 | N. A. | N. A. | N. A. | PS/B0305 | 04 | 2018-11-10 | 2022-12-07 | 2019-12-08 | N. A. | B0305 | TMF-1 | IU/1 | Class C | FINISHED GOODS | SUSHRUT™ | CORTEX SCREW, DIA. 1.5MM | HEX. SLOT, LENGTH 6MM | 16 | No | Yes |  | No | N. A. | No | N. A. | No | Yes | No | Yes | M. L.: MFG/MD/2021/000369 |  | 3 | SUSHRUT PRODUCTS\INTERNATIONAL IMPLANTS\MINI BONE SCREWS\CORTEX SCREWS 1.5MM, HEX SLOT | 0.0012824 | Initial issue | N | BONE SCREWS |  | 1 | No | Yes | Yes | Yes | N. A.
B0305 | B0303.07 | CORTEX SCREW, S`RUT, DIA. 1.5MM, HEX. SLOT, LENGTH 7MM |  | B0305.00 | 05 | 2018-10-26 | N. A. | N. A. | N. A. | QPF/B0305 | 00 | 2008-03-06 | N. A. | N. A. | N. A. | PS/B0305 | 04 | 2018-11-10 | 2022-12-07 | 2019-12-08 | N. A. | B0305 | TMF-1 | IU/1 | Class C | FINISHED GOODS | SUSHRUT™ | CORTEX SCREW, DIA. 1.5MM | HEX. SLOT, LENGTH 7MM | 16 | No | Yes |  | No | N. A. | No | N. A. | No | Yes | No | Yes | M. L.: MFG/MD/2021/000369 |  | 3 | SUSHRUT PRODUCTS\INTERNATIONAL IMPLANTS\MINI BONE SCREWS\CORTEX SCREWS 1.5MM, HEX SLOT | 0.00146 | Initial issue | N | BONE SCREWS |  | 1 | No | Yes | Yes | Yes | N. A.
B0305 | B0303.08 | CORTEX SCREW, S`RUT, DIA. 1.5MM, HEX. SLOT, LENGTH 8MM |  | B0305.00 | 05 | 2018-10-26 | N. A. | N. A. | N. A. | QPF/B0305 | 00 | 2008-03-06 | N. A. | N. A. | N. A. | PS/B0305 | 04 | 2018-11-10 | 2022-12-07 | 2019-12-08 | N. A. | B0305 | TMF-1 | IU/1 | Class C | FINISHED GOODS | SUSHRUT™ | CORTEX SCREW, DIA. 1.5MM | HEX. SLOT, LENGTH 8MM | 16 | No | Yes |  | No | N. A. | No | N. A. | No | Yes | No | Yes | M. L.: MFG/MD/2021/000369 |  | 3 | SUSHRUT PRODUCTS\INTERNATIONAL IMPLANTS\MINI BONE SCREWS\CORTEX SCREWS 1.5MM, HEX SLOT | 0.0014 | Initial issue | N | BONE SCREWS |  | 1 | No | Yes | Yes | Yes | N. A.
B0305 | B0303.09 | CORTEX SCREW, S`RUT, DIA. 1.5MM, HEX. SLOT, LENGTH 9MM |  | B0305.00 | 05 | 2018-10-26 | N. A. | N. A. | N. A. | QPF/B0305 | 00 | 2008-03-06 | N. A. | N. A. | N. A. | PS/B0305 | 04 | 2018-11-10 | 2022-12-07 | 2019-12-08 | N. A. | B0305 | TMF-1 | IU/1 | Class C | FINISHED GOODS | SUSHRUT™ | CORTEX SCREW, DIA. 1.5MM | HEX. SLOT, LENGTH 9MM | 16 | No | Yes |  | No | N. A. | No | N. A. | No | Yes | No | Yes | M. L.: MFG/MD/2021/000369 |  | 3 | SUSHRUT PRODUCTS\INTERNATIONAL IMPLANTS\MINI BONE SCREWS\CORTEX SCREWS 1.5MM, HEX SLOT | 0.0015556 | Initial issue | N | BONE SCREWS |  | 1 | No | Yes | Yes | Yes | N. A.
B0305 | B0303.10 | CORTEX SCREW, S`RUT, DIA. 1.5MM, HEX. SLOT, LENGTH 10MM |  | B0305.00 | 05 | 2018-10-26 | N. A. | N. A. | N. A. | QPF/B0305 | 00 | 2008-03-06 | N. A. | N. A. | N. A. | PS/B0305 | 04 | 2018-11-10 | 2022-12-07 | 2019-12-08 | N. A. | B0305 | TMF-1 | IU/1 | Class C | FINISHED GOODS | SUSHRUT™ | CORTEX SCREW, DIA. 1.5MM | HEX. SLOT, LENGTH 10MM | 16 | No | Yes |  | No | N. A. | No | N. A. | No | Yes | No | Yes | M. L.: MFG/MD/2021/000369 |  | 3 | SUSHRUT PRODUCTS\INTERNATIONAL IMPLANTS\MINI BONE SCREWS\CORTEX SCREWS 1.5MM, HEX SLOT | 0.0015556 | Initial issue | N | BONE SCREWS |  | 1 | No | Yes | Yes | Yes | N. A.
B0305 | B0303.11 | CORTEX SCREW, S`RUT, DIA. 1.5MM, HEX. SLOT, LENGTH 11MM |  | B0305.00 | 05 | 2018-10-26 | N. A. | N. A. | N. A. | QPF/B0305 | 00 | 2008-03-06 | N. A. | N. A. | N. A. | PS/B0305 | 04 | 2018-11-10 | 2022-12-07 | 2019-12-08 | N. A. | B0305 | TMF-1 | IU/1 | Class C | FINISHED GOODS | SUSHRUT™ | CORTEX SCREW, DIA. 1.5MM | HEX. SLOT, LENGTH 11MM | 16 | No | Yes |  | No | N. A. | No | N. A. | No | Yes | No | Yes | M. L.: MFG/MD/2021/000369 |  | 3 | SUSHRUT PRODUCTS\INTERNATIONAL IMPLANTS\MINI BONE SCREWS\CORTEX SCREWS 1.5MM, HEX SLOT | 0.0015556 | Initial issue | N | BONE SCREWS |  | 1 | No | Yes | Yes | Yes | N. A.
B0305 | B0303.12 | CORTEX SCREW, S`RUT, DIA. 1.5MM, HEX. SLOT, LENGTH 12MM |  | B0305.00 | 05 | 2018-10-26 | N. A. | N. A. | N. A. | QPF/B0305 | 00 | 2008-03-06 | N. A. | N. A. | N. A. | PS/B0305 | 04 | 2018-11-10 | 2022-12-07 | 2019-12-08 | N. A. | B0305 | TMF-1 | IU/1 | Class C | FINISHED GOODS | SUSHRUT™ | CORTEX SCREW, DIA. 1.5MM | HEX. SLOT, LENGTH 12MM | 16 | No | Yes |  | No | N. A. | No | N. A. | No | Yes | No | Yes | M. L.: MFG/MD/2021/000369 |  | 3 | SUSHRUT PRODUCTS\INTERNATIONAL IMPLANTS\MINI BONE SCREWS\CORTEX SCREWS 1.5MM, HEX SLOT | 0 | Initial issue | N | BONE SCREWS |  | 1 | No | Yes | Yes | Yes | N. A.
B0303 | B0303.13 | CORTEX SCREW, S`RUT, DIA. 1.5MM, HEX. SLOT, LENGTH 13MM |  | B0303.00 | #N/A | #N/A | N. A. | N. A. | N. A. | QPF/B0305 | #N/A | #N/A | #N/A | #N/A | #N/A | PS/B0305 | #N/A | #N/A | #N/A | #N/A | #N/A | B0305 | TMF-1 | IU/1 | Class C | FINISHED GOODS | SUSHRUT™ | CORTEX SCREW, DIA. 1.5MM | HEX. SLOT, LENGTH 13MM | 16 | No | Yes |  | No | N. A. | No | N. A. | No | Yes | No | Yes | M. L.: MFG/MD/2021/000369 |  | 3 | SUSHRUT PRODUCTS\INTERNATIONAL IMPLANTS\MINI BONE SCREWS\CORTEX SCREWS 1.5MM, HEX SLOT | 0 | Initial issue | Y | BONE SCREWS |  | 1 | No | Yes | Yes | Yes | N. A.
B0305 | B0303.14 | CORTEX SCREW, S`RUT, DIA. 1.5MM, HEX. SLOT, LENGTH 14MM |  | B0305.00 | 05 | 2018-10-26 | N. A. | N. A. | N. A. | QPF/B0305 | 00 | 2008-03-06 | N. A. | N. A. | N. A. | PS/B0305 | 04 | 2018-11-10 | 2022-12-07 | 2019-12-08 | N. A. | B0305 | TMF-1 | IU/1 | Class C | FINISHED GOODS | SUSHRUT™ | CORTEX SCREW, DIA. 1.5MM | HEX. SLOT, LENGTH 14MM | 16 | No | Yes |  | No | N. A. | No | N. A. | No | Yes | No | Yes | M. L.: MFG/MD/2021/000369 |  | 3 | SUSHRUT PRODUCTS\INTERNATIONAL IMPLANTS\MINI BONE SCREWS\CORTEX SCREWS 1.5MM, HEX SLOT | 0.0015556 | Initial issue | N | BONE SCREWS |  | 1 | No | Yes | Yes | Yes | N. A.
B0303 | B0303.15 | CORTEX SCREW, S`RUT, DIA. 1.5MM, HEX. SLOT, LENGTH 15MM |  | B0303.00 | #N/A | #N/A | N. A. | N. A. | N. A. | QPF/B0305 | #N/A | #N/A | #N/A | #N/A | #N/A | PS/B0305 | #N/A | #N/A | #N/A | #N/A | #N/A | B0305 | TMF-1 | IU/1 | Class C | FINISHED GOODS | SUSHRUT™ | CORTEX SCREW, DIA. 1.5MM | HEX. SLOT, LENGTH 15MM | 16 | No | Yes |  | No | N. A. | No | N. A. | No | Yes | No | Yes | M. L.: MFG/MD/2021/000369 |  | 3 | SUSHRUT PRODUCTS\INTERNATIONAL IMPLANTS\MINI BONE SCREWS\CORTEX SCREWS 1.5MM, HEX SLOT | 0 | Initial issue | Y | BONE SCREWS |  | 1 | No | Yes | Yes | Yes | N. A.
B0305 | B0303.16 | CORTEX SCREW, S`RUT, DIA. 1.5MM, HEX. SLOT, LENGTH 16MM |  | B0305.00 | 05 | 2018-10-26 | N. A. | N. A. | N. A. | QPF/B0305 | 00 | 2008-03-06 | N. A. | N. A. | N. A. | PS/B0305 | 04 | 2018-11-10 | 2022-12-07 | 2019-12-08 | N. A. | B0305 | TMF-1 | IU/1 | Class C | FINISHED GOODS | SUSHRUT™ | CORTEX SCREW, DIA. 1.5MM | HEX. SLOT, LENGTH 16MM | 16 | No | Yes |  | No | N. A. | No | N. A. | No | Yes | No | Yes | M. L.: MFG/MD/2021/000369 |  | 3 | SUSHRUT PRODUCTS\INTERNATIONAL IMPLANTS\MINI BONE SCREWS\CORTEX SCREWS 1.5MM, HEX SLOT | 0.0015556 | Initial issue | N | BONE SCREWS |  | 1 | No | Yes | Yes | Yes | N. A.
B0305 | B0303.18 | CORTEX SCREW, S`RUT, DIA. 1.5MM, HEX. SLOT, LENGTH 18MM |  | B0305.00 | 05 | 2018-10-26 | N. A. | N. A. | N. A. | QPF/B0305 | 00 | 2008-03-06 | N. A. | N. A. | N. A. | PS/B0305 | 04 | 2018-11-10 | 2022-12-07 | 2019-12-08 | N. A. | B0305 | TMF-1 | IU/1 | Class C | FINISHED GOODS | SUSHRUT™ | CORTEX SCREW, DIA. 1.5MM | HEX. SLOT, LENGTH 18MM | 16 | No | Yes |  | No | N. A. | No | N. A. | No | Yes | No | Yes | M. L.: MFG/MD/2021/000369 |  | 3 | SUSHRUT PRODUCTS\INTERNATIONAL IMPLANTS\MINI BONE SCREWS\CORTEX SCREWS 1.5MM, HEX SLOT | 0 | Initial issue | N | BONE SCREWS |  | 1 | No | Yes | Yes | Yes | N. A.
B0305 | B0303.20 | CORTEX SCREW, S`RUT, DIA. 1.5MM, HEX. SLOT, LENGTH 20MM |  | B0305.00 | 05 | 2018-10-26 | N. A. | N. A. | N. A. | QPF/B0305 | 00 | 2008-03-06 | N. A. | N. A. | N. A. | PS/B0305 | 04 | 2018-11-10 | 2022-12-07 | 2019-12-08 | N. A. | B0305 | TMF-1 | IU/1 | Class C | FINISHED GOODS | SUSHRUT™ | CORTEX SCREW, DIA. 1.5MM | HEX. SLOT, LENGTH 20MM | 16 | No | Yes |  | No | N. A. | No | N. A. | No | Yes | No | Yes | M. L.: MFG/MD/2021/000369 |  | 3 | SUSHRUT PRODUCTS\INTERNATIONAL IMPLANTS\MINI BONE SCREWS\CORTEX SCREWS 1.5MM, HEX SLOT | 0.0015556 | Initial issue | N | BONE SCREWS |  | 1 | No | Yes | Yes | Yes | N. A.
B0306 | B0304.06 | CORTEX SCREW, S`RUT, DIA. 2.0MM, HEX. SLOT, LENGTH 6MM |  | B0306.00 | 02 | 2018-06-21 | N. A. | N. A. | N. A. | QPF/B0306 | 01 | 2019-06-07 | N. A. | N. A. | N. A. | PS/B0306 | 02 | 2018-11-10 | 2022-12-07 | 2019-12-08 | N. A. | B0306 | TMF-1 | IU/1 | Class C | FINISHED GOODS | SUSHRUT™ | CORTEX SCREW, DIA. 2.0MM | HEX. SLOT, LENGTH 6MM | 16 | No | Yes |  | No | N. A. | No | N. A. | No | Yes | No | Yes | M. L.: MFG/MD/2021/000369 |  | 3 | SUSHRUT PRODUCTS\INTERNATIONAL IMPLANTS\MINI BONE SCREWS\CORTEX SCREWS 2.0MM, HEX SLOT | 0.0015556 | Initial issue | N | BONE SCREWS |  | 1 | No | Yes | Yes | Yes | N. A.
B0306 | B0304.07 | CORTEX SCREW, S`RUT, DIA. 2.0MM, HEX. SLOT, LENGTH 7MM |  | B0306.00 | 02 | 2018-06-21 | N. A. | N. A. | N. A. | QPF/B0306 | 01 | 2019-06-07 | N. A. | N. A. | N. A. | PS/B0306 | 02 | 2018-11-10 | 2022-12-07 | 2019-12-08 | N. A. | B0306 | TMF-1 | IU/1 | Class C | FINISHED GOODS | SUSHRUT™ | CORTEX SCREW, DIA. 2.0MM | HEX. SLOT, LENGTH 7MM | 16 | No | Yes |  | No | N. A. | No | N. A. | No | Yes | No | Yes | M. L.: MFG/MD/2021/000369 |  | 3 | SUSHRUT PRODUCTS\INTERNATIONAL IMPLANTS\MINI BONE SCREWS\CORTEX SCREWS 2.0MM, HEX SLOT | 0.0015556 | Initial issue | Y | BONE SCREWS |  | 1 | No | Yes | Yes | Yes | N. A.
B0306 | B0304.08 | CORTEX SCREW, S`RUT, DIA. 2.0MM, HEX. SLOT, LENGTH 8MM |  | B0306.00 | 02 | 2018-06-21 | N. A. | N. A. | N. A. | QPF/B0306 | 01 | 2019-06-07 | N. A. | N. A. | N. A. | PS/B0306 | 02 | 2018-11-10 | 2022-12-07 | 2019-12-08 | N. A. | B0306 | TMF-1 | IU/1 | Class C | FINISHED GOODS | SUSHRUT™ | CORTEX SCREW, DIA. 2.0MM | HEX. SLOT, LENGTH 8MM | 16 | No | Yes |  | No | N. A. | No | N. A. | No | Yes | No | Yes | M. L.: MFG/MD/2021/000369 |  | 3 | SUSHRUT PRODUCTS\INTERNATIONAL IMPLANTS\MINI BONE SCREWS\CORTEX SCREWS 2.0MM, HEX SLOT | 0.0015163 | Initial issue | N | BONE SCREWS |  | 1 | No | Yes | Yes | Yes | N. A.
B0306 | B0304.09 | CORTEX SCREW, S`RUT, DIA. 2.0MM, HEX. SLOT, LENGTH 9MM |  | B0306.00 | #N/A | #N/A | N. A. | N. A. | N. A. | QPF/B0306 | #N/A | #N/A | #N/A | #N/A | #N/A | PS/B0306 | #N/A | #N/A | #N/A | #N/A | #N/A | B0306 | TMF-1 | IU/1 | Class C | FINISHED GOODS | SUSHRUT™ | CORTEX SCREW, DIA. 2.0MM | HEX. SLOT, LENGTH 9MM | 16 | No | Yes |  | No | N. A. | No | N. A. | No | Yes | No | Yes | M. L.: MFG/MD/2021/000369 |  | 3 | SUSHRUT PRODUCTS\INTERNATIONAL IMPLANTS\MINI BONE SCREWS\CORTEX SCREWS 2.0MM, HEX SLOT | 0.0015556 | Initial issue | Y | BONE SCREWS |  | 1 | No | Yes | Yes | Yes | N. A.
B0306 | B0304.10 | CORTEX SCREW, S`RUT, DIA. 2.0MM, HEX. SLOT, LENGTH 10MM |  | B0306.00 | 02 | 2018-06-21 | N. A. | N. A. | N. A. | QPF/B0306 | 01 | 2019-06-07 | N. A. | N. A. | N. A. | PS/B0306 | 02 | 2018-11-10 | 2022-12-07 | 2019-12-08 | N. A. | B0306 | TMF-1 | IU/1 | Class C | FINISHED GOODS | SUSHRUT™ | CORTEX SCREW, DIA. 2.0MM | HEX. SLOT, LENGTH 10MM | 16 | No | Yes |  | No | N. A. | No | N. A. | No | Yes | No | Yes | M. L.: MFG/MD/2021/000369 |  | 3 | SUSHRUT PRODUCTS\INTERNATIONAL IMPLANTS\MINI BONE SCREWS\CORTEX SCREWS 2.0MM, HEX SLOT | 0.0015909 | Initial issue | N | BONE SCREWS |  | 1 | No | Yes | Yes | Yes | N. A.
B0306 | B0304.12 | CORTEX SCREW, S`RUT, DIA. 2.0MM, HEX. SLOT, LENGTH 12MM |  | B0306.00 | 02 | 2018-06-21 | N. A. | N. A. | N. A. | QPF/B0306 | 01 | 2019-06-07 | N. A. | N. A. | N. A. | PS/B0306 | 02 | 2018-11-10 | 2022-12-07 | 2019-12-08 | N. A. | B0306 | TMF-1 | IU/1 | Class C | FINISHED GOODS | SUSHRUT™ | CORTEX SCREW, DIA. 2.0MM | HEX. SLOT, LENGTH 12MM | 16 | No | Yes |  | No | N. A. | No | N. A. | No | Yes | No | Yes | M. L.: MFG/MD/2021/000369 |  | 3 | SUSHRUT PRODUCTS\INTERNATIONAL IMPLANTS\MINI BONE SCREWS\CORTEX SCREWS 2.0MM, HEX SLOT | 0.0015556 | Initial issue | N | BONE SCREWS |  | 1 | No | Yes | Yes | Yes | N. A.
B0306 | B0304.14 | CORTEX SCREW, S`RUT, DIA. 2.0MM, HEX. SLOT, LENGTH 14MM |  | B0306.00 | 02 | 2018-06-21 | N. A. | N. A. | N. A. | QPF/B0306 | 01 | 2019-06-07 | N. A. | N. A. | N. A. | PS/B0306 | 02 | 2018-11-10 | 2022-12-07 | 2019-12-08 | N. A. | B0306 | TMF-1 | IU/1 | Class C | FINISHED GOODS | SUSHRUT™ | CORTEX SCREW, DIA. 2.0MM | HEX. SLOT, LENGTH 14MM | 16 | No | Yes |  | No | N. A. | No | N. A. | No | Yes | No | Yes | M. L.: MFG/MD/2021/000369 |  | 3 | SUSHRUT PRODUCTS\INTERNATIONAL IMPLANTS\MINI BONE SCREWS\CORTEX SCREWS 2.0MM, HEX SLOT | 0.0015556 | Initial issue | N | BONE SCREWS |  | 1 | No | Yes | Yes | Yes | N. A.
B0306 | B0304.16 | CORTEX SCREW, S`RUT, DIA. 2.0MM, HEX. SLOT, LENGTH 16MM |  | B0306.00 | 02 | 2018-06-21 | N. A. | N. A. | N. A. | QPF/B0306 | 01 | 2019-06-07 | N. A. | N. A. | N. A. | PS/B0306 | 02 | 2018-11-10 | 2022-12-07 | 2019-12-08 | N. A. | B0306 | TMF-1 | IU/1 | Class C | FINISHED GOODS | SUSHRUT™ | CORTEX SCREW, DIA. 2.0MM | HEX. SLOT, LENGTH 16MM | 16 | No | Yes |  | No | N. A. | No | N. A. | No | Yes | No | Yes | M. L.: MFG/MD/2021/000369 |  | 3 | SUSHRUT PRODUCTS\INTERNATIONAL IMPLANTS\MINI BONE SCREWS\CORTEX SCREWS 2.0MM, HEX SLOT | 0.0015556 | Initial issue | N | BONE SCREWS |  | 1 | No | Yes | Yes | Yes | N. A.
B0306 | B0304.18 | CORTEX SCREW, S`RUT, DIA. 2.0MM, HEX. SLOT, LENGTH 18MM |  | B0306.00 | 02 | 2018-06-21 | N. A. | N. A. | N. A. | QPF/B0306 | 01 | 2019-06-07 | N. A. | N. A. | N. A. | PS/B0306 | 02 | 2018-11-10 | 2022-12-07 | 2019-12-08 | N. A. | B0306 | TMF-1 | IU/1 | Class C | FINISHED GOODS | SUSHRUT™ | CORTEX SCREW, DIA. 2.0MM | HEX. SLOT, LENGTH 18MM | 16 | No | Yes |  | No | N. A. | No | N. A. | No | Yes | No | Yes | M. L.: MFG/MD/2021/000369 |  | 3 | SUSHRUT PRODUCTS\INTERNATIONAL IMPLANTS\MINI BONE SCREWS\CORTEX SCREWS 2.0MM, HEX SLOT | 0.0015556 | Initial issue | N | BONE SCREWS |  | 1 | No | Yes | Yes | Yes | N. A.
B0306 | B0304.20 | CORTEX SCREW, S`RUT, DIA. 2.0MM, HEX. SLOT, LENGTH 20MM |  | B0306.00 | 02 | 2018-06-21 | N. A. | N. A. | N. A. | QPF/B0306 | 01 | 2019-06-07 | N. A. | N. A. | N. A. | PS/B0306 | 02 | 2018-11-10 | 2022-12-07 | 2019-12-08 | N. A. | B0306 | TMF-1 | IU/1 | Class C | FINISHED GOODS | SUSHRUT™ | CORTEX SCREW, DIA. 2.0MM | HEX. SLOT, LENGTH 20MM | 16 | No | Yes |  | No | N. A. | No | N. A. | No | Yes | No | Yes | M. L.: MFG/MD/2021/000369 |  | 3 | SUSHRUT PRODUCTS\INTERNATIONAL IMPLANTS\MINI BONE SCREWS\CORTEX SCREWS 2.0MM, HEX SLOT | 0 | Initial issue | N | BONE SCREWS |  | 1 | No | Yes | Yes | Yes | N. A.
B0306 | B0304.22 | CORTEX SCREW, S`RUT, DIA. 2.0MM, HEX. SLOT, LENGTH 22MM |  | B0306.00 | 02 | 2018-06-21 | N. A. | N. A. | N. A. | QPF/B0306 | 01 | 2019-06-07 | N. A. | N. A. | N. A. | PS/B0306 | 02 | 2018-11-10 | 2022-12-07 | 2019-12-08 | N. A. | B0306 | TMF-1 | IU/1 | Class C | FINISHED GOODS | SUSHRUT™ | CORTEX SCREW, DIA. 2.0MM | HEX. SLOT, LENGTH 22MM | 16 | No | Yes |  | No | N. A. | No | N. A. | No | Yes | No | Yes | M. L.: MFG/MD/2021/000369 |  | 3 | SUSHRUT PRODUCTS\INTERNATIONAL IMPLANTS\MINI BONE SCREWS\CORTEX SCREWS 2.0MM, HEX SLOT | 0.0015556 | Initial issue | N | BONE SCREWS |  | 1 | No | Yes | Yes | Yes | N. A.
B0306 | B0304.24 | CORTEX SCREW, S`RUT, DIA. 2.0MM, HEX. SLOT, LENGTH 24MM |  | B0306.00 | 02 | 2018-06-21 | N. A. | N. A. | N. A. | QPF/B0306 | 01 | 2019-06-07 | N. A. | N. A. | N. A. | PS/B0306 | 02 | 2018-11-10 | 2022-12-07 | 2019-12-08 | N. A. | B0306 | TMF-1 | IU/1 | Class C | FINISHED GOODS | SUSHRUT™ | CORTEX SCREW, DIA. 2.0MM | HEX. SLOT, LENGTH 24MM | 16 | No | Yes |  | No | N. A. | No | N. A. | No | Yes | No | Yes | M. L.: MFG/MD/2021/000369 |  | 3 | SUSHRUT PRODUCTS\INTERNATIONAL IMPLANTS\MINI BONE SCREWS\CORTEX SCREWS 2.0MM, HEX SLOT | 0.0015556 | Initial issue | N | BONE SCREWS |  | 1 | No | Yes | Yes | Yes | N. A.
B0305 | B0305.06 | CORTEX SCREW, ADLER, DIA. 1.5MM, HEX. SLOT, LENGTH 6MM |  | B0305.00 | 05 | 2018-10-26 | N. A. | N. A. | N. A. | QPF/B0305 | 00 | 2008-03-06 | N. A. | N. A. | N. A. | PS/B0305 | 04 | 2018-11-10 | 2022-12-07 | 2019-12-08 | N. A. | B0305 | TMF-1 | IU/1 | Class C | FINISHED GOODS | ADLER™ | CORTEX SCREW | DIA. 1.5MM, LENGTH 6MM | 16 | No | Yes |  | No | N. A. | No | N. A. | No | Yes | No | Yes | M. L.: MFG/MD/2021/000369 |  | 3 | ADLER PRODUCTS\MINI FRAGMENT BONE SCREWS\BONE SCREWS 1.5MM HEX. SLOT | 0.0015556 | Initial issue | Y | BONE SCREWS |  | 1 | No | Yes | Yes | Yes | N. A.
B0305 | B0305.07 | CORTEX SCREW, ADLER, DIA. 1.5MM, HEX. SLOT, LENGTH 7MM |  | B0305.00 | 05 | 2018-10-26 | N. A. | N. A. | N. A. | QPF/B0305 | 00 | 2008-03-06 | N. A. | N. A. | N. A. | PS/B0305 | 04 | 2018-11-10 | 2022-12-07 | 2019-12-08 | N. A. | B0305 | TMF-1 | IU/1 | Class C | FINISHED GOODS | ADLER™ | CORTEX SCREW | DIA. 1.5MM, LENGTH 7MM | 16 | No | Yes |  | No | N. A. | No | N. A. | No | Yes | No | Yes | M. L.: MFG/MD/2021/000369 |  | 3 | ADLER PRODUCTS\MINI FRAGMENT BONE SCREWS\BONE SCREWS 1.5MM HEX. SLOT | 0.0015556 | Initial issue | Y | BONE SCREWS |  | 1 | No | Yes | Yes | Yes | N. A.
B0305 | B0305.08 | CORTEX SCREW, ADLER, DIA. 1.5MM, HEX. SLOT, LENGTH 8MM |  | B0305.00 | 05 | 2018-10-26 | N. A. | N. A. | N. A. | QPF/B0305 | 00 | 2008-03-06 | N. A. | N. A. | N. A. | PS/B0305 | 04 | 2018-11-10 | 2022-12-07 | 2019-12-08 | N. A. | B0305 | TMF-1 | IU/1 | Class C | FINISHED GOODS | ADLER™ | CORTEX SCREW | DIA. 1.5MM, LENGTH 8MM | 16 | No | Yes |  | No | N. A. | No | N. A. | No | Yes | No | Yes | M. L.: MFG/MD/2021/000369 |  | 3 | ADLER PRODUCTS\MINI FRAGMENT BONE SCREWS\BONE SCREWS 1.5MM HEX. SLOT | 0.0015556 | Activated on 03JAN2024 | N | BONE SCREWS |  | 1 | No | Yes | Yes | Yes | N. A.
B0305 | B0305.09 | CORTEX SCREW, ADLER, DIA. 1.5MM, HEX. SLOT, LENGTH 9MM |  | B0305.00 | 05 | 2018-10-26 | N. A. | N. A. | N. A. | QPF/B0305 | 00 | 2008-03-06 | N. A. | N. A. | N. A. | PS/B0305 | 04 | 2018-11-10 | 2022-12-07 | 2019-12-08 | N. A. | B0305 | TMF-1 | IU/1 | Class C | FINISHED GOODS | ADLER™ | CORTEX SCREW | DIA. 1.5MM, LENGTH 9MM | 16 | No | Yes |  | No | N. A. | No | N. A. | No | Yes | No | Yes | M. L.: MFG/MD/2021/000369 |  | 3 | ADLER PRODUCTS\MINI FRAGMENT BONE SCREWS\BONE SCREWS 1.5MM HEX. SLOT | 0.0015556 | Initial issue | Y | BONE SCREWS |  | 1 | No | Yes | Yes | Yes | N. A.
B0305 | B0305.10 | CORTEX SCREW, ADLER, DIA. 1.5MM, HEX. SLOT, LENGTH 10MM |  | B0305.00 | 05 | 2018-10-26 | N. A. | N. A. | N. A. | QPF/B0305 | 00 | 2008-03-06 | N. A. | N. A. | N. A. | PS/B0305 | 04 | 2018-11-10 | 2022-12-07 | 2019-12-08 | N. A. | B0305 | TMF-1 | IU/1 | Class C | FINISHED GOODS | ADLER™ | CORTEX SCREW | DIA. 1.5MM, LENGTH 10MM | 16 | No | Yes |  | No | N. A. | No | N. A. | No | Yes | No | Yes | M. L.: MFG/MD/2021/000369 |  | 3 | ADLER PRODUCTS\MINI FRAGMENT BONE SCREWS\BONE SCREWS 1.5MM HEX. SLOT | 0.0015556 | Initial issue | Y | BONE SCREWS |  | 1 | No | Yes | Yes | Yes | N. A.
B0305 | B0305.11 | CORTEX SCREW, ADLER, DIA. 1.5MM, HEX. SLOT, LENGTH 11MM |  | B0305.00 | 05 | 2018-10-26 | N. A. | N. A. | N. A. | QPF/B0305 | 00 | 2008-03-06 | N. A. | N. A. | N. A. | PS/B0305 | 04 | 2018-11-10 | 2022-12-07 | 2019-12-08 | N. A. | B0305 | TMF-1 | IU/1 | Class C | FINISHED GOODS | ADLER™ | CORTEX SCREW | DIA. 1.5MM, LENGTH 11MM | 16 | No | Yes |  | No | N. A. | No | N. A. | No | Yes | No | Yes | M. L.: MFG/MD/2021/000369 |  | 3 | ADLER PRODUCTS\MINI FRAGMENT BONE SCREWS\BONE SCREWS 1.5MM HEX. SLOT | 0.0015556 | Initial issue | Y | BONE SCREWS |  | 1 | No | Yes | Yes | Yes | N. A.
B0305 | B0305.12 | CORTEX SCREW, ADLER, DIA. 1.5MM, HEX. SLOT, LENGTH 12MM |  | B0305.00 | 05 | 2018-10-26 | N. A. | N. A. | N. A. | QPF/B0305 | 00 | 2008-03-06 | N. A. | N. A. | N. A. | PS/B0305 | 04 | 2018-11-10 | 2022-12-07 | 2019-12-08 | N. A. | B0305 | TMF-1 | IU/1 | Class C | FINISHED GOODS | ADLER™ | CORTEX SCREW | DIA. 1.5MM, LENGTH 12MM | 16 | No | Yes |  | No | N. A. | No | N. A. | No | Yes | No | Yes | M. L.: MFG/MD/2021/000369 |  | 3 | ADLER PRODUCTS\MINI FRAGMENT BONE SCREWS\BONE SCREWS 1.5MM HEX. SLOT | 0.0015556 | Initial issue | Y | BONE SCREWS |  | 1 | No | Yes | Yes | Yes | N. A.
B0305 | B0305.13 | CORTEX SCREW, ADLER, DIA. 1.5MM, HEX. SLOT, LENGTH 13MM |  | B0305.00 | #N/A | #N/A | N. A. | N. A. | N. A. | QPF/B0305 | #N/A | #N/A | #N/A | #N/A | #N/A | PS/B0305 | #N/A | #N/A | #N/A | #N/A | #N/A | B0305 | TMF-1 | IU/1 | Class C | FINISHED GOODS | ADLER™ | CORTEX SCREW | DIA. 1.5MM, LENGTH 13MM | 16 | No | Yes |  | No | N. A. | No | N. A. | No | Yes | No | Yes | M. L.: MFG/MD/2021/000369 |  | 3 | ADLER PRODUCTS\MINI FRAGMENT BONE SCREWS\BONE SCREWS 1.5MM HEX. SLOT | 0.0015556 | Initial issue | Y | BONE SCREWS |  | 1 | No | Yes | Yes | Yes | N. A.
B0305 | B0305.14 | CORTEX SCREW, ADLER, DIA. 1.5MM, HEX. SLOT, LENGTH 14MM |  | B0305.00 | 05 | 2018-10-26 | N. A. | N. A. | N. A. | QPF/B0305 | 00 | 2008-03-06 | N. A. | N. A. | N. A. | PS/B0305 | 04 | 2018-11-10 | 2022-12-07 | 2019-12-08 | N. A. | B0305 | TMF-1 | IU/1 | Class C | FINISHED GOODS | ADLER™ | CORTEX SCREW | DIA. 1.5MM, LENGTH 14MM | 16 | No | Yes |  | No | N. A. | No | N. A. | No | Yes | No | Yes | M. L.: MFG/MD/2021/000369 |  | 3 | ADLER PRODUCTS\MINI FRAGMENT BONE SCREWS\BONE SCREWS 1.5MM HEX. SLOT | 0.0015556 | Initial issue | Y | BONE SCREWS |  | 1 | No | Yes | Yes | Yes | N. A.
B0305 | B0305.15 | CORTEX SCREW, ADLER, DIA. 1.5MM, HEX. SLOT, LENGTH 15MM |  | B0305.00 | 05 | 2018-10-26 | N. A. | N. A. | N. A. | QPF/B0305 | 00 | 2008-03-06 | N. A. | N. A. | N. A. | PS/B0305 | 04 | 2018-11-10 | 2022-12-07 | 2019-12-08 | N. A. | B0305 | TMF-1 | IU/1 | Class C | FINISHED GOODS | ADLER™ | CORTEX SCREW | DIA. 1.5MM, LENGTH 15MM | 16 | No | Yes |  | No | N. A. | No | N. A. | No | Yes | No | Yes | M. L.: MFG/MD/2021/000369 |  | 3 | ADLER PRODUCTS\MINI FRAGMENT BONE SCREWS\BONE SCREWS 1.5MM HEX. SLOT | 0.0015556 | Initial issue | Y | BONE SCREWS |  | 1 | No | Yes | Yes | Yes | N. A.
B0305 | B0305.16 | CORTEX SCREW, ADLER, DIA. 1.5MM, HEX. SLOT, LENGTH 16MM |  | B0305.00 | 05 | 2018-10-26 | N. A. | N. A. | N. A. | QPF/B0305 | 00 | 2008-03-06 | N. A. | N. A. | N. A. | PS/B0305 | 04 | 2018-11-10 | 2022-12-07 | 2019-12-08 | N. A. | B0305 | TMF-1 | IU/1 | Class C | FINISHED GOODS | ADLER™ | CORTEX SCREW | DIA. 1.5MM, LENGTH 16MM | 16 | No | Yes |  | No | N. A. | No | N. A. | No | Yes | No | Yes | M. L.: MFG/MD/2021/000369 |  | 3 | ADLER PRODUCTS\MINI FRAGMENT BONE SCREWS\BONE SCREWS 1.5MM HEX. SLOT | 0.0015556 | Initial issue | Y | BONE SCREWS |  | 1 | No | Yes | Yes | Yes | N. A.
B0305 | B0305.17 | CORTEX SCREW, ADLER, DIA. 1.5MM, HEX. SLOT, LENGTH 17MM |  | B0305.00 | #N/A | #N/A | N. A. | N. A. | N. A. | QPF/B0305 | #N/A | #N/A | #N/A | #N/A | #N/A | PS/B0305 | #N/A | #N/A | #N/A | #N/A | #N/A | B0305 | TMF-1 | IU/1 | Class C | FINISHED GOODS | ADLER™ | CORTEX SCREW | DIA. 1.5MM, LENGTH 17MM | 16 | No | Yes |  | No | N. A. | No | N. A. | No | Yes | No | Yes | M. L.: MFG/MD/2021/000369 |  | 3 | ADLER PRODUCTS\MINI FRAGMENT BONE SCREWS\BONE SCREWS 1.5MM HEX. SLOT | 0.0015556 | Initial issue | Y | BONE SCREWS |  | 1 | No | Yes | Yes | Yes | N. A.
B0305 | B0305.18 | CORTEX SCREW, ADLER, DIA. 1.5MM, HEX. SLOT, LENGTH 18MM |  | B0305.00 | 05 | 2018-10-26 | N. A. | N. A. | N. A. | QPF/B0305 | 00 | 2008-03-06 | N. A. | N. A. | N. A. | PS/B0305 | 04 | 2018-11-10 | 2022-12-07 | 2019-12-08 | N. A. | B0305 | TMF-1 | IU/1 | Class C | FINISHED GOODS | ADLER™ | CORTEX SCREW | DIA. 1.5MM, LENGTH 18MM | 16 | No | Yes |  | No | N. A. | No | N. A. | No | Yes | No | Yes | M. L.: MFG/MD/2021/000369 |  | 3 | ADLER PRODUCTS\MINI FRAGMENT BONE SCREWS\BONE SCREWS 1.5MM HEX. SLOT | 0.0015556 | Initial issue | Y | BONE SCREWS |  | 1 | No | Yes | Yes | Yes | N. A.
B0305 | B0305.19 | CORTEX SCREW, ADLER, DIA. 1.5MM, HEX. SLOT, LENGTH 19MM |  | B0305.00 | #N/A | #N/A | N. A. | N. A. | N. A. | QPF/B0305 | #N/A | #N/A | #N/A | #N/A | #N/A | PS/B0305 | #N/A | #N/A | #N/A | #N/A | #N/A | B0305 | TMF-1 | IU/1 | Class C | FINISHED GOODS | ADLER™ | CORTEX SCREW | DIA. 1.5MM, LENGTH 19MM | 16 | No | Yes |  | No | N. A. | No | N. A. | No | Yes | No | Yes | M. L.: MFG/MD/2021/000369 |  | 3 | ADLER PRODUCTS\MINI FRAGMENT BONE SCREWS\BONE SCREWS 1.5MM HEX. SLOT | 0.0015556 | Initial issue | Y | BONE SCREWS |  | 1 | No | Yes | Yes | Yes | N. A.
B0305 | B0305.20 | CORTEX SCREW, ADLER, DIA. 1.5MM, HEX. SLOT, LENGTH 20MM |  | B0305.00 | 05 | 2018-10-26 | N. A. | N. A. | N. A. | QPF/B0305 | 00 | 2008-03-06 | N. A. | N. A. | N. A. | PS/B0305 | 04 | 2018-11-10 | 2022-12-07 | 2019-12-08 | N. A. | B0305 | TMF-1 | IU/1 | Class C | FINISHED GOODS | ADLER™ | CORTEX SCREW | DIA. 1.5MM, LENGTH 20MM | 16 | No | Yes |  | No | N. A. | No | N. A. | No | Yes | No | Yes | M. L.: MFG/MD/2021/000369 |  | 3 | ADLER PRODUCTS\MINI FRAGMENT BONE SCREWS\BONE SCREWS 1.5MM HEX. SLOT | 0.0015556 | Initial issue | Y | BONE SCREWS |  | 1 | No | Yes | Yes | Yes | N. A.
B0306 | B0306.06 | CORTEX SCREW, ADLER, DIA. 2.0MM, HEX. SLOT, LENGTH 6MM |  | B0306.00 | 02 | 2018-06-21 | N. A. | N. A. | N. A. | QPF/B0306 | 01 | 2019-06-07 | N. A. | N. A. | N. A. | PS/B0306 | 02 | 2018-11-10 | 2022-12-07 | 2019-12-08 | N. A. | B0306 | TMF-1 | IU/1 | Class C | FINISHED GOODS | ADLER™ | CORTEX SCREW | DIA. 2.0MM, LENGTH 6MM | 16 | No | Yes |  | No | N. A. | No | N. A. | No | Yes | No | Yes | M. L.: MFG/MD/2021/000369 |  | 3 | ADLER PRODUCTS\MINI FRAGMENT BONE SCREWS\BONE SCREWS 2.0MM, HEX. SLOT | 0.0015556 | Initial issue | Y | BONE SCREWS |  | 1 | No | Yes | Yes | Yes | N. A.
B0306 | B0306.08 | CORTEX SCREW, ADLER, DIA. 2.0MM, HEX. SLOT, LENGTH 8MM |  | B0306.00 | 02 | 2018-06-21 | N. A. | N. A. | N. A. | QPF/B0306 | 01 | 2019-06-07 | N. A. | N. A. | N. A. | PS/B0306 | 02 | 2018-11-10 | 2022-12-07 | 2019-12-08 | N. A. | B0306 | TMF-1 | IU/1 | Class C | FINISHED GOODS | ADLER™ | CORTEX SCREW | DIA. 2.0MM, LENGTH 8MM | 16 | No | Yes |  | No | N. A. | No | N. A. | No | Yes | No | Yes | M. L.: MFG/MD/2021/000369 |  | 3 | ADLER PRODUCTS\MINI FRAGMENT BONE SCREWS\BONE SCREWS 2.0MM, HEX. SLOT | 0.0015556 | Initial issue | Y | BONE SCREWS |  | 1 | No | Yes | Yes | Yes | N. A.
B0306 | B0306.10 | CORTEX SCREW, ADLER, DIA. 2.0MM, HEX. SLOT, LENGTH 10MM |  | B0306.00 | 02 | 2018-06-21 | N. A. | N. A. | N. A. | QPF/B0306 | 01 | 2019-06-07 | N. A. | N. A. | N. A. | PS/B0306 | 02 | 2018-11-10 | 2022-12-07 | 2019-12-08 | N. A. | B0306 | TMF-1 | IU/1 | Class C | FINISHED GOODS | ADLER™ | CORTEX SCREW | DIA. 2.0MM, LENGTH 10MM | 16 | No | Yes |  | No | N. A. | No | N. A. | No | Yes | No | Yes | M. L.: MFG/MD/2021/000369 |  | 3 | ADLER PRODUCTS\MINI FRAGMENT BONE SCREWS\BONE SCREWS 2.0MM, HEX. SLOT | 0.0015556 | Initial issue | Y | BONE SCREWS |  | 1 | No | Yes | Yes | Yes | N. A.
B0306 | B0306.12 | CORTEX SCREW, ADLER, DIA. 2.0MM, HEX. SLOT, LENGTH 12MM |  | B0306.00 | 02 | 2018-06-21 | N. A. | N. A. | N. A. | QPF/B0306 | 01 | 2019-06-07 | N. A. | N. A. | N. A. | PS/B0306 | 02 | 2018-11-10 | 2022-12-07 | 2019-12-08 | N. A. | B0306 | TMF-1 | IU/1 | Class C | FINISHED GOODS | ADLER™ | CORTEX SCREW | DIA. 2.0MM, LENGTH 12MM | 16 | No | Yes |  | No | N. A. | No | N. A. | No | Yes | No | Yes | M. L.: MFG/MD/2021/000369 |  | 3 | ADLER PRODUCTS\MINI FRAGMENT BONE SCREWS\BONE SCREWS 2.0MM, HEX. SLOT | 0.0015556 | Activated on 03JAN2024 | N | BONE SCREWS |  | 1 | No | Yes | Yes | Yes | N. A.
B0306 | B0306.14 | CORTEX SCREW, ADLER, DIA. 2.0MM, HEX. SLOT, LENGTH 14MM |  | B0306.00 | 02 | 2018-06-21 | N. A. | N. A. | N. A. | QPF/B0306 | 01 | 2019-06-07 | N. A. | N. A. | N. A. | PS/B0306 | 02 | 2018-11-10 | 2022-12-07 | 2019-12-08 | N. A. | B0306 | TMF-1 | IU/1 | Class C | FINISHED GOODS | ADLER™ | CORTEX SCREW | DIA. 2.0MM, LENGTH 14MM | 16 | No | Yes |  | No | N. A. | No | N. A. | No | Yes | No | Yes | M. L.: MFG/MD/2021/000369 |  | 3 | ADLER PRODUCTS\MINI FRAGMENT BONE SCREWS\BONE SCREWS 2.0MM, HEX. SLOT | 0.0015556 | Initial issue | Y | BONE SCREWS |  | 1 | No | Yes | Yes | Yes | N. A.
B0306 | B0306.16 | CORTEX SCREW, ADLER, DIA. 2.0MM, HEX. SLOT, LENGTH 16MM |  | B0306.00 | 02 | 2018-06-21 | N. A. | N. A. | N. A. | QPF/B0306 | 01 | 2019-06-07 | N. A. | N. A. | N. A. | PS/B0306 | 02 | 2018-11-10 | 2022-12-07 | 2019-12-08 | N. A. | B0306 | TMF-1 | IU/1 | Class C | FINISHED GOODS | ADLER™ | CORTEX SCREW | DIA. 2.0MM, LENGTH 16MM | 16 | No | Yes |  | No | N. A. | No | N. A. | No | Yes | No | Yes | M. L.: MFG/MD/2021/000369 |  | 3 | ADLER PRODUCTS\MINI FRAGMENT BONE SCREWS\BONE SCREWS 2.0MM, HEX. SLOT | 0.0015556 | Initial issue | Y | BONE SCREWS |  | 1 | No | Yes | Yes | Yes | N. A.
B0306 | B0306.18 | CORTEX SCREW, ADLER, DIA. 2.0MM, HEX. SLOT, LENGTH 18MM |  | B0306.00 | 02 | 2018-06-21 | N. A. | N. A. | N. A. | QPF/B0306 | 01 | 2019-06-07 | N. A. | N. A. | N. A. | PS/B0306 | 02 | 2018-11-10 | 2022-12-07 | 2019-12-08 | N. A. | B0306 | TMF-1 | IU/1 | Class C | FINISHED GOODS | ADLER™ | CORTEX SCREW | DIA. 2.0MM, LENGTH 18MM | 16 | No | Yes |  | No | N. A. | No | N. A. | No | Yes | No | Yes | M. L.: MFG/MD/2021/000369 |  | 3 | ADLER PRODUCTS\MINI FRAGMENT BONE SCREWS\BONE SCREWS 2.0MM, HEX. SLOT | 0.0015556 | Initial issue | Y | BONE SCREWS |  | 1 | No | Yes | Yes | Yes | N. A.
B0306 | B0306.20 | CORTEX SCREW, ADLER, DIA. 2.0MM, HEX. SLOT, LENGTH 20MM |  | B0306.00 | 02 | 2018-06-21 | N. A. | N. A. | N. A. | QPF/B0306 | 01 | 2019-06-07 | N. A. | N. A. | N. A. | PS/B0306 | 02 | 2018-11-10 | 2022-12-07 | 2019-12-08 | N. A. | B0306 | TMF-1 | IU/1 | Class C | FINISHED GOODS | ADLER™ | CORTEX SCREW | DIA. 2.0MM, LENGTH 20MM | 16 | No | Yes |  | No | N. A. | No | N. A. | No | Yes | No | Yes | M. L.: MFG/MD/2021/000369 |  | 3 | ADLER PRODUCTS\MINI FRAGMENT BONE SCREWS\BONE SCREWS 2.0MM, HEX. SLOT | 0.0015556 | Initial issue | Y | BONE SCREWS |  | 1 | No | Yes | Yes | Yes | N. A.
B0306 | B0306.22 | CORTEX SCREW, ADLER, DIA. 2.0MM, HEX. SLOT, LENGTH 22MM |  | B0306.00 | 02 | 2018-06-21 | N. A. | N. A. | N. A. | QPF/B0306 | 01 | 2019-06-07 | N. A. | N. A. | N. A. | PS/B0306 | 02 | 2018-11-10 | 2022-12-07 | 2019-12-08 | N. A. | B0306 | TMF-1 | IU/1 | Class C | FINISHED GOODS | ADLER™ | CORTEX SCREW | DIA. 2.0MM, LENGTH 22MM | 16 | No | Yes |  | No | N. A. | No | N. A. | No | Yes | No | Yes | M. L.: MFG/MD/2021/000369 |  | 3 | ADLER PRODUCTS\MINI FRAGMENT BONE SCREWS\BONE SCREWS 2.0MM, HEX. SLOT | 0.0015556 | Initial issue | Y | BONE SCREWS |  | 1 | No | Yes | Yes | Yes | N. A.
B0306 | B0306.24 | CORTEX SCREW, ADLER, DIA. 2.0MM, HEX. SLOT, LENGTH 24MM |  | B0306.00 | 02 | 2018-06-21 | N. A. | N. A. | N. A. | QPF/B0306 | 01 | 2019-06-07 | N. A. | N. A. | N. A. | PS/B0306 | 02 | 2018-11-10 | 2022-12-07 | 2019-12-08 | N. A. | B0306 | TMF-1 | IU/1 | Class C | FINISHED GOODS | ADLER™ | CORTEX SCREW | DIA. 2.0MM, LENGTH 24MM | 16 | No | Yes |  | No | N. A. | No | N. A. | No | Yes | No | Yes | M. L.: MFG/MD/2021/000369 |  | 3 | ADLER PRODUCTS\MINI FRAGMENT BONE SCREWS\BONE SCREWS 2.0MM, HEX. SLOT | 0.0015556 | Initial issue | Y | BONE SCREWS |  | 1 | No | Yes | Yes | Yes | N. A.
B0306 | B0306.26 | CORTEX SCREW, ADLER, DIA. 2.0MM, HEX. SLOT, LENGTH 26MM |  | B0306.00 | 02 | 2018-06-21 | N. A. | N. A. | N. A. | QPF/B0306 | 01 | 2019-06-07 | N. A. | N. A. | N. A. | PS/B0306 | 02 | 2018-11-10 | 2022-12-07 | 2019-12-08 | N. A. | B0306 | TMF-1 | IU/1 | Class C | FINISHED GOODS | ADLER™ | CORTEX SCREW | DIA. 2.0MM, LENGTH 26MM | 16 | No | Yes |  | No | N. A. | No | N. A. | No | Yes | No | Yes | M. L.: MFG/MD/2021/000369 |  | 3 | ADLER PRODUCTS\MINI FRAGMENT BONE SCREWS\BONE SCREWS 2.0MM, HEX. SLOT | 0.0015556 | Initial issue | Y | BONE SCREWS |  | 1 | No | Yes | Yes | Yes | N. A.
B0306 | B0306.28 | CORTEX SCREW, ADLER, DIA. 2.0MM, HEX. SLOT, LENGTH 28MM |  | B0306.00 | 02 | 2018-06-21 | N. A. | N. A. | N. A. | QPF/B0306 | 01 | 2019-06-07 | N. A. | N. A. | N. A. | PS/B0306 | 02 | 2018-11-10 | 2022-12-07 | 2019-12-08 | N. A. | B0306 | TMF-1 | IU/1 | Class C | FINISHED GOODS | ADLER™ | CORTEX SCREW | DIA. 2.0MM, LENGTH 28MM | 16 | No | Yes |  | No | N. A. | No | N. A. | No | Yes | No | Yes | M. L.: MFG/MD/2021/000369 |  | 3 | ADLER PRODUCTS\MINI FRAGMENT BONE SCREWS\BONE SCREWS 2.0MM, HEX. SLOT | 0.0015556 | Initial issue | Y | BONE SCREWS |  | 1 | No | Yes | Yes | Yes | N. A.
B0306 | B0306.30 | CORTEX SCREW, ADLER, DIA. 2.0MM, HEX. SLOT, LENGTH 30MM |  | B0306.00 | 02 | 2018-06-21 | N. A. | N. A. | N. A. | QPF/B0306 | 01 | 2019-06-07 | N. A. | N. A. | N. A. | PS/B0306 | 02 | 2018-11-10 | 2022-12-07 | 2019-12-08 | N. A. | B0306 | TMF-1 | IU/1 | Class C | FINISHED GOODS | ADLER™ | CORTEX SCREW | DIA. 2.0MM, LENGTH 30MM | 16 | No | Yes |  | No | N. A. | No | N. A. | No | Yes | No | Yes | M. L.: MFG/MD/2021/000369 |  | 3 | ADLER PRODUCTS\MINI FRAGMENT BONE SCREWS\BONE SCREWS 2.0MM, HEX. SLOT | 0.0015556 | Initial issue | Y | BONE SCREWS |  | 1 | No | Yes | Yes | Yes | N. A.
B0306 | B0306.32 | CORTEX SCREW, ADLER, DIA. 2.0MM, HEX. SLOT, LENGTH 32MM |  | B0306.00 | 02 | 2018-06-21 | N. A. | N. A. | N. A. | QPF/B0306 | 01 | 2019-06-07 | N. A. | N. A. | N. A. | PS/B0306 | 02 | 2018-11-10 | 2022-12-07 | 2019-12-08 | N. A. | B0306 | TMF-1 | IU/1 | Class C | FINISHED GOODS | ADLER™ | CORTEX SCREW | DIA. 2.0MM, LENGTH 32MM | 16 | No | Yes |  | No | N. A. | No | N. A. | No | Yes | No | Yes | M. L.: MFG/MD/2021/000369 |  | 3 | ADLER PRODUCTS\MINI FRAGMENT BONE SCREWS\BONE SCREWS 2.0MM, HEX. SLOT | 0.0015556 | Initial issue | Y | BONE SCREWS |  | 1 | No | Yes | Yes | Yes | N. A.
B0306 | B0306.34 | CORTEX SCREW, ADLER, DIA. 2.0MM, HEX. SLOT, LENGTH 34MM |  | B0306.00 | 02 | 2018-06-21 | N. A. | N. A. | N. A. | QPF/B0306 | 01 | 2019-06-07 | N. A. | N. A. | N. A. | PS/B0306 | 02 | 2018-11-10 | 2022-12-07 | 2019-12-08 | N. A. | B0306 | TMF-1 | IU/1 | Class C | FINISHED GOODS | ADLER™ | CORTEX SCREW | DIA. 2.0MM, LENGTH 34MM | 16 | No | Yes |  | No | N. A. | No | N. A. | No | Yes | No | Yes | M. L.: MFG/MD/2021/000369 |  | 3 | ADLER PRODUCTS\MINI FRAGMENT BONE SCREWS\BONE SCREWS 2.0MM, HEX. SLOT | 0.0015556 | Initial issue | Y | BONE SCREWS |  | 1 | No | Yes | Yes | Yes | N. A.
B0306 | B0306.36 | CORTEX SCREW, ADLER, DIA. 2.0MM, HEX. SLOT, LENGTH 36MM |  | B0306.00 | 02 | 2018-06-21 | N. A. | N. A. | N. A. | QPF/B0306 | 01 | 2019-06-07 | N. A. | N. A. | N. A. | PS/B0306 | 02 | 2018-11-10 | 2022-12-07 | 2019-12-08 | N. A. | B0306 | TMF-1 | IU/1 | Class C | FINISHED GOODS | ADLER™ | CORTEX SCREW | DIA. 2.0MM, LENGTH 36MM | 16 | No | Yes |  | No | N. A. | No | N. A. | No | Yes | No | Yes | M. L.: MFG/MD/2021/000369 |  | 3 | ADLER PRODUCTS\MINI FRAGMENT BONE SCREWS\BONE SCREWS 2.0MM, HEX. SLOT | 0.0015556 | Initial issue | Y | BONE SCREWS |  | 1 | No | Yes | Yes | Yes | N. A.
B0306 | B0306.38 | CORTEX SCREW, ADLER, DIA. 2.0MM, HEX. SLOT, LENGTH 38MM |  | B0306.00 | 02 | 2018-06-21 | N. A. | N. A. | N. A. | QPF/B0306 | 01 | 2019-06-07 | N. A. | N. A. | N. A. | PS/B0306 | 02 | 2018-11-10 | 2022-12-07 | 2019-12-08 | N. A. | B0306 | TMF-1 | IU/1 | Class C | FINISHED GOODS | ADLER™ | CORTEX SCREW | DIA. 2.0MM, LENGTH 38MM | 16 | No | Yes |  | No | N. A. | No | N. A. | No | Yes | No | Yes | M. L.: MFG/MD/2021/000369 |  | 3 | ADLER PRODUCTS\MINI FRAGMENT BONE SCREWS\BONE SCREWS 2.0MM, HEX. SLOT | 0.0015556 | Initial issue | Y | BONE SCREWS |  | 1 | No | Yes | Yes | Yes | N. A.
B0408 | B0401.02 | SEMITUBULAR PLATE, S`RUT, 39MM 2 HOLES |  | B0408.00 | 01 | 2008-01-29 | N. A. | N. A. | N. A. | QPF/B0408 | 01 | 2007-11-27 | N. A. | N. A. | N. A. | PS/B0408 | 02 | 2018-08-08 | 2022-12-04 | 2019-12-04 | N. A. | B0408 | TMF-1 | IU/1 | Class C | FINISHED GOODS | SUSHRUT™ | SEMITUBULAR PLATE | 39MM 2 HOLES | 16 | No | Yes |  | No | N. A. | No | N. A. | No | Yes | No | Yes | M. L.: MFG/MD/2021/000369 |  | 1 | SUSHRUT PRODUCTS\INTERNATIONAL IMPLANTS\PLATES FOR LARGE SCREWS\SEMI TUBULAR PLATES | 0.0059714 | Initial issue | N | BONE PLATES |  | 1 | No | Yes | Yes | Yes | N. A.
B0408 | B0401.03 | SEMITUBULAR PLATE, S`RUT, 55MM 3 HOLES |  | B0408.00 | 01 | 2008-01-29 | N. A. | N. A. | N. A. | QPF/B0408 | 01 | 2007-11-27 | N. A. | N. A. | N. A. | PS/B0408 | 02 | 2018-08-08 | 2022-12-04 | 2019-12-04 | N. A. | B0408 | TMF-1 | IU/1 | Class C | FINISHED GOODS | SUSHRUT™ | SEMITUBULAR PLATE | 55MM 3 HOLES | 16 | No | Yes |  | No | N. A. | No | N. A. | No | Yes | No | Yes | M. L.: MFG/MD/2021/000369 |  | 1 | SUSHRUT PRODUCTS\INTERNATIONAL IMPLANTS\PLATES FOR LARGE SCREWS\SEMI TUBULAR PLATES | 0.0084364 | Initial issue | N | BONE PLATES |  | 1 | No | Yes | Yes | Yes | N. A.
B0408 | B0401.04 | SEMITUBULAR PLATE, S`RUT, 71MM 4 HOLES |  | B0408.00 | 01 | 2008-01-29 | N. A. | N. A. | N. A. | QPF/B0408 | 01 | 2007-11-27 | N. A. | N. A. | N. A. | PS/B0408 | 02 | 2018-08-08 | 2022-12-04 | 2019-12-04 | N. A. | B0408 | TMF-1 | IU/1 | Class C | FINISHED GOODS | SUSHRUT™ | SEMITUBULAR PLATE | 71MM 4 HOLES | 16 | No | Yes |  | No | N. A. | No | N. A. | No | Yes | No | Yes | M. L.: MFG/MD/2021/000369 |  | 1 | SUSHRUT PRODUCTS\INTERNATIONAL IMPLANTS\PLATES FOR LARGE SCREWS\SEMI TUBULAR PLATES | 0.00944 | Initial issue | N | BONE PLATES |  | 1 | No | Yes | Yes | Yes | N. A.
B0408 | B0401.05 | SEMITUBULAR PLATE, S`RUT, 87MM 5 HOLES |  | B0408.00 | 01 | 2008-01-29 | N. A. | N. A. | N. A. | QPF/B0408 | 01 | 2007-11-27 | N. A. | N. A. | N. A. | PS/B0408 | 02 | 2018-08-08 | 2022-12-04 | 2019-12-04 | N. A. | B0408 | TMF-1 | IU/1 | Class C | FINISHED GOODS | SUSHRUT™ | SEMITUBULAR PLATE | 87MM 5 HOLES | 16 | No | Yes |  | No | N. A. | No | N. A. | No | Yes | No | Yes | M. L.: MFG/MD/2021/000369 |  | 1 | SUSHRUT PRODUCTS\INTERNATIONAL IMPLANTS\PLATES FOR LARGE SCREWS\SEMI TUBULAR PLATES | 0.0106 | Initial issue | N | BONE PLATES |  | 1 | No | Yes | Yes | Yes | N. A.
B0408 | B0401.06 | SEMITUBULAR PLATE, S`RUT, 103MM 6 HOLES |  | B0408.00 | 01 | 2008-01-29 | N. A. | N. A. | N. A. | QPF/B0408 | 01 | 2007-11-27 | N. A. | N. A. | N. A. | PS/B0408 | 02 | 2018-08-08 | 2022-12-04 | 2019-12-04 | N. A. | B0408 | TMF-1 | IU/1 | Class C | FINISHED GOODS | SUSHRUT™ | SEMITUBULAR PLATE | 103MM 6 HOLES | 16 | No | Yes |  | No | N. A. | No | N. A. | No | Yes | No | Yes | M. L.: MFG/MD/2021/000369 |  | 1 | SUSHRUT PRODUCTS\INTERNATIONAL IMPLANTS\PLATES FOR LARGE SCREWS\SEMI TUBULAR PLATES | 0 | Initial issue | N | BONE PLATES |  | 1 | No | Yes | Yes | Yes | N. A.
B0408 | B0401.07 | SEMITUBULAR PLATE, S`RUT, 119MM 7 HOLES |  | B0408.00 | 01 | 2008-01-29 | N. A. | N. A. | N. A. | QPF/B0408 | 01 | 2007-11-27 | N. A. | N. A. | N. A. | PS/B0408 | 02 | 2018-08-08 | 2022-12-04 | 2019-12-04 | N. A. | B0408 | TMF-1 | IU/1 | Class C | FINISHED GOODS | SUSHRUT™ | SEMITUBULAR PLATE | 119MM 7 HOLES | 16 | No | Yes |  | No | N. A. | No | N. A. | No | Yes | No | Yes | M. L.: MFG/MD/2021/000369 |  | 1 | SUSHRUT PRODUCTS\INTERNATIONAL IMPLANTS\PLATES FOR LARGE SCREWS\SEMI TUBULAR PLATES | 0.0188 | Initial issue | N | BONE PLATES |  | 1 | No | Yes | Yes | Yes | N. A.
B0408 | B0401.08 | SEMITUBULAR PLATE, S`RUT, 135MM 8 HOLES |  | B0408.00 | 01 | 2008-01-29 | N. A. | N. A. | N. A. | QPF/B0408 | 01 | 2007-11-27 | N. A. | N. A. | N. A. | PS/B0408 | 02 | 2018-08-08 | 2022-12-04 | 2019-12-04 | N. A. | B0408 | TMF-1 | IU/1 | Class C | FINISHED GOODS | SUSHRUT™ | SEMITUBULAR PLATE | 135MM 8 HOLES | 16 | No | Yes |  | No | N. A. | No | N. A. | No | Yes | No | Yes | M. L.: MFG/MD/2021/000369 |  | 1 | SUSHRUT PRODUCTS\INTERNATIONAL IMPLANTS\PLATES FOR LARGE SCREWS\SEMI TUBULAR PLATES | 0 | Initial issue | N | BONE PLATES |  | 1 | No | Yes | Yes | Yes | N. A.
B0408 | B0401.09 | SEMITUBULAR PLATE, S`RUT, 151MM 9 HOLES |  | B0408.00 | 01 | 2008-01-29 | N. A. | N. A. | N. A. | QPF/B0408 | 01 | 2007-11-27 | N. A. | N. A. | N. A. | PS/B0408 | 02 | 2018-08-08 | 2022-12-04 | 2019-12-04 | N. A. | B0408 | TMF-1 | IU/1 | Class C | FINISHED GOODS | SUSHRUT™ | SEMITUBULAR PLATE | 151MM 9 HOLES | 16 | No | Yes |  | No | N. A. | No | N. A. | No | Yes | No | Yes | M. L.: MFG/MD/2021/000369 |  | 1 | SUSHRUT PRODUCTS\INTERNATIONAL IMPLANTS\PLATES FOR LARGE SCREWS\SEMI TUBULAR PLATES | 0 | Initial issue | N | BONE PLATES |  | 1 | No | Yes | Yes | Yes | N. A.
B0408 | B0401.10 | SEMITUBULAR PLATE, S`RUT, 167MM 10 HOLES |  | B0408.00 | 01 | 2008-01-29 | N. A. | N. A. | N. A. | QPF/B0408 | 01 | 2007-11-27 | N. A. | N. A. | N. A. | PS/B0408 | 02 | 2018-08-08 | 2022-12-04 | 2019-12-04 | N. A. | B0408 | TMF-1 | IU/1 | Class C | FINISHED GOODS | SUSHRUT™ | SEMITUBULAR PLATE | 167MM 10 HOLES | 16 | No | Yes |  | No | N. A. | No | N. A. | No | Yes | No | Yes | M. L.: MFG/MD/2021/000369 |  | 1 | SUSHRUT PRODUCTS\INTERNATIONAL IMPLANTS\PLATES FOR LARGE SCREWS\SEMI TUBULAR PLATES | 0 | Initial issue | N | BONE PLATES |  | 1 | No | Yes | Yes | Yes | N. A.
B0408 | B0401.11 | SEMITUBULAR PLATE, S`RUT, 183MM 11 HOLES |  | B0408.00 | 01 | 2008-01-29 | N. A. | N. A. | N. A. | QPF/B0408 | 01 | 2007-11-27 | N. A. | N. A. | N. A. | PS/B0408 | 02 | 2018-08-08 | 2022-12-04 | 2019-12-04 | N. A. | B0408 | TMF-1 | IU/1 | Class C | FINISHED GOODS | SUSHRUT™ | SEMITUBULAR PLATE | 183MM 11 HOLES | 16 | No | Yes |  | No | N. A. | No | N. A. | No | Yes | No | Yes | M. L.: MFG/MD/2021/000369 |  | 1 | SUSHRUT PRODUCTS\INTERNATIONAL IMPLANTS\PLATES FOR LARGE SCREWS\SEMI TUBULAR PLATES | 0.0262 | Initial issue | N | BONE PLATES |  | 1 | No | Yes | Yes | Yes | N. A.
B0408 | B0401.12 | SEMITUBULAR PLATE, S`RUT, 199MM 12 HOLES |  | B0408.00 | 01 | 2008-01-29 | N. A. | N. A. | N. A. | QPF/B0408 | 01 | 2007-11-27 | N. A. | N. A. | N. A. | PS/B0408 | 02 | 2018-08-08 | 2022-12-04 | 2019-12-04 | N. A. | B0408 | TMF-1 | IU/1 | Class C | FINISHED GOODS | SUSHRUT™ | SEMITUBULAR PLATE | 199MM 12 HOLES | 16 | No | Yes |  | No | N. A. | No | N. A. | No | Yes | No | Yes | M. L.: MFG/MD/2021/000369 |  | 1 | SUSHRUT PRODUCTS\INTERNATIONAL IMPLANTS\PLATES FOR LARGE SCREWS\SEMI TUBULAR PLATES | 0 | Initial issue | N | BONE PLATES |  | 1 | No | Yes | Yes | Yes | N. A.
B0403 | B0403.02 | NARROW PLATE, S`RUT, 3.6MM, AUTO COMP. HOLES, 39MM, 2 HOLES |  | B0409.00 | 04 | 2018-01-04 | N. A. | N. A. | N. A. | QPF/B0409 | 02 | 2019-06-07 | N. A. | N. A. | N. A. | PS/B0403 | 04 | 2019-01-18 | 2022-12-01 | 2019-12-01 | N. A. | B0403 | TMF-1 | IU/1 | Class C | FINISHED GOODS | SUSHRUT™ | NARROW PLATE 3.6MM | AUTO COMP. HOLES, 39MM, 2 HOLES | 16 | No | Yes |  | No | N. A. | No | N. A. | No | Yes | No | Yes | M. L.: MFG/MD/2021/000369 |  | 1 | SUSHRUT PRODUCTS\INTERNATIONAL IMPLANTS\PLATES FOR LARGE SCREWS\NARROW PLATES, AUTO COMPRESSION HOLES | 0 | Initial issue | Y | BONE PLATES |  | 1 | No | Yes | Yes | Yes | N. A.
B0403 | B0403.03 | NARROW PLATE, S`RUT, 3.6MM, AUTO COMP. HOLES, 55MM, 3 HOLES |  | B0409.00 | 04 | 2018-01-04 | N. A. | N. A. | N. A. | QPF/B0409 | 02 | 2019-06-07 | N. A. | N. A. | N. A. | PS/B0403 | 04 | 2019-01-18 | 2022-12-01 | 2019-12-01 | N. A. | B0403 | TMF-1 | IU/1 | Class C | FINISHED GOODS | SUSHRUT™ | NARROW PLATE 3.6MM | AUTO COMP. HOLES, 55MM, 3 HOLES | 16 | No | Yes |  | No | N. A. | No | N. A. | No | Yes | No | Yes | M. L.: MFG/MD/2021/000369 |  | 1 | SUSHRUT PRODUCTS\INTERNATIONAL IMPLANTS\PLATES FOR LARGE SCREWS\NARROW PLATES, AUTO COMPRESSION HOLES | 0.0153 | Initial issue | Y | BONE PLATES |  | 1 | No | Yes | Yes | Yes | N. A.
B0403 | B0403.04 | NARROW PLATE, S`RUT, 3.6MM, AUTO COMP. HOLES, 71MM, 4 HOLES |  | B0409.00 | 04 | 2018-01-04 | N. A. | N. A. | N. A. | QPF/B0409 | 02 | 2019-06-07 | N. A. | N. A. | N. A. | PS/B0403 | 04 | 2019-01-18 | 2022-12-01 | 2019-12-01 | N. A. | B0403 | TMF-1 | IU/1 | Class C | FINISHED GOODS | SUSHRUT™ | NARROW PLATE 3.6MM | AUTO COMP. HOLES, 71MM, 4 HOLES | 16 | No | Yes |  | No | N. A. | No | N. A. | No | Yes | No | Yes | M. L.: MFG/MD/2021/000369 |  | 1 | SUSHRUT PRODUCTS\INTERNATIONAL IMPLANTS\PLATES FOR LARGE SCREWS\NARROW PLATES, AUTO COMPRESSION HOLES | 0.02 | Initial issue | N | BONE PLATES |  | 1 | No | Yes | Yes | Yes | N. A.
B0403 | B0403.05 | NARROW PLATE, S`RUT, 3.6MM, AUTO COMP. HOLES, 87MM, 5 HOLES |  | B0409.00 | 04 | 2018-01-04 | N. A. | N. A. | N. A. | QPF/B0409 | 02 | 2019-06-07 | N. A. | N. A. | N. A. | PS/B0403 | 04 | 2019-01-18 | 2022-12-01 | 2019-12-01 | N. A. | B0403 | TMF-1 | IU/1 | Class C | FINISHED GOODS | SUSHRUT™ | NARROW PLATE 3.6MM | AUTO COMP. HOLES, 87MM, 5 HOLES | 16 | No | Yes |  | No | N. A. | No | N. A. | No | Yes | No | Yes | M. L.: MFG/MD/2021/000369 |  | 1 | SUSHRUT PRODUCTS\INTERNATIONAL IMPLANTS\PLATES FOR LARGE SCREWS\NARROW PLATES, AUTO COMPRESSION HOLES | 0.0238 | Initial issue | N | BONE PLATES |  | 1 | No | Yes | Yes | Yes | N. A.
B0403 | B0403.06 | NARROW PLATE, S`RUT, 3.6MM, AUTO COMP. HOLES, 103MM, 6HOLES |  | B0409.00 | 04 | 2018-01-04 | N. A. | N. A. | N. A. | QPF/B0409 | 02 | 2019-06-07 | N. A. | N. A. | N. A. | PS/B0403 | 04 | 2019-01-18 | 2022-12-01 | 2019-12-01 | N. A. | B0403 | TMF-1 | IU/1 | Class C | FINISHED GOODS | SUSHRUT™ | NARROW PLATE 3.6MM | AUTO COMP. HOLES, 103MM, 6HOLES | 16 | No | Yes |  | No | N. A. | No | N. A. | No | Yes | No | Yes | M. L.: MFG/MD/2021/000369 |  | 1 | SUSHRUT PRODUCTS\INTERNATIONAL IMPLANTS\PLATES FOR LARGE SCREWS\NARROW PLATES, AUTO COMPRESSION HOLES | 0.0315 | Initial issue | N | BONE PLATES |  | 1 | No | Yes | Yes | Yes | N. A.
B0403 | B0403.0601 | NARROW PLATE, S`RUT, 3.6MM, AUTO COMP. HOLES, 103MM, 6HOLES, WITH 2END SLOTS ON EACH SIDE |  | B0409.00 | 04 | 2018-01-04 | N. A. | N. A. | N. A. | QPF/B0409 | 02 | 2019-06-07 | N. A. | N. A. | N. A. | PS/B0409 | 03 | 2018-03-15 | 2022-12-01 | 2019-12-01 | N. A. | B0409 | TMF-1 | IU/1 | Class C | FINISHED GOODS | SUSHRUT™ | NARROW PLATE, 3.6MM, AUTO COMP. HOLES | 103MM, 6HOLES, WITH 2END SLOTS ON EACH SIDE | 16 | No | Yes |  | No | N. A. | No | N. A. | No | Yes | No | Yes | M. L.: MFG/MD/2021/000369 |  | 1 | SUSHRUT PRODUCTS\INTERNATIONAL IMPLANTS\PLATES FOR LARGE SCREWS\NARROW PLATES, AUTO COMPRESSION HOLES | 0 | Initial issue | Y | BONE PLATES |  | 1 | No | Yes | Yes | Yes | N. A.
B0403 | B0403.07 | NARROW PLATE, S`RUT, 3.6MM, AUTO COMP. HOLES, 119MM, 7 HOLES |  | B0409.00 | 04 | 2018-01-04 | N. A. | N. A. | N. A. | QPF/B0409 | 02 | 2019-06-07 | N. A. | N. A. | N. A. | PS/B0403 | 04 | 2019-01-18 | 2022-12-01 | 2019-12-01 | N. A. | B0403 | TMF-1 | IU/1 | Class C | FINISHED GOODS | SUSHRUT™ | NARROW PLATE 3.6MM | AUTO COMP. HOLES, 119MM, 7 HOLES | 16 | No | Yes |  | No | N. A. | No | N. A. | No | Yes | No | Yes | M. L.: MFG/MD/2021/000369 |  | 1 | SUSHRUT PRODUCTS\INTERNATIONAL IMPLANTS\PLATES FOR LARGE SCREWS\NARROW PLATES, AUTO COMPRESSION HOLES | 0.033912 | Initial issue | N | BONE PLATES |  | 1 | No | Yes | Yes | Yes | N. A.
B0403 | B0403.0701 | NARROW PLATE, S`RUT, 3.6MM, AUTO COMP. HOLES, 119MM, 7 HOLES, WITH 2END SLOTS ON EACH SIDE |  | B0409.00 | #N/A | #N/A | N. A. | N. A. | N. A. | QPF/B0409 | #N/A | #N/A | #N/A | #N/A | #N/A | PS/B0409 | #N/A | #N/A | #N/A | #N/A | #N/A | B0409 | TMF-1 | IU/1 | Class C | FINISHED GOODS | SUSHRUT™ | NARROW PLATE, 3.6MM, AUTO COMP. HOLES | 119MM, 7 HOLES, WITH 2END SLOTS ON EACH SIDE | 16 | No | Yes |  | No | N. A. | No | N. A. | No | Yes | No | Yes | M. L.: MFG/MD/2021/000369 |  | 1 | SUSHRUT PRODUCTS\INTERNATIONAL IMPLANTS\PLATES FOR LARGE SCREWS\NARROW PLATES, AUTO COMPRESSION HOLES | 0 | Initial issue | Y | BONE PLATES |  | 1 | No | Yes | Yes | Yes | N. A.
B0403 | B0403.08 | NARROW PLATE, S`RUT, 3.6MM, AUTO COMP. HOLES, 135MM, 8 HOLES |  | B0409.00 | 04 | 2018-01-04 | N. A. | N. A. | N. A. | QPF/B0409 | 02 | 2019-06-07 | N. A. | N. A. | N. A. | PS/B0403 | 04 | 2019-01-18 | 2022-12-01 | 2019-12-01 | N. A. | B0403 | TMF-1 | IU/1 | Class C | FINISHED GOODS | SUSHRUT™ | NARROW PLATE 3.6MM | AUTO COMP. HOLES, 135MM, 8 HOLES | 16 | No | Yes |  | No | N. A. | No | N. A. | No | Yes | No | Yes | M. L.: MFG/MD/2021/000369 |  | 1 | SUSHRUT PRODUCTS\INTERNATIONAL IMPLANTS\PLATES FOR LARGE SCREWS\NARROW PLATES, AUTO COMPRESSION HOLES | 0.037776 | Initial issue | N | BONE PLATES |  | 1 | No | Yes | Yes | Yes | N. A.
B0403 | B0403.0801 | NARROW PLATE, S`RUT, 3.6MM, AUTO COMP. HOLES, 135MM, 8 HOLES, WITH 2END SLOTS ON EACH SIDE |  | B0409.00 | 04 | 2018-01-04 | N. A. | N. A. | N. A. | QPF/B0409 | 02 | 2019-06-07 | N. A. | N. A. | N. A. | PS/B0409 | 03 | 2018-03-15 | 2022-12-01 | 2019-12-01 | N. A. | B0409 | TMF-1 | IU/1 | Class C | FINISHED GOODS | SUSHRUT™ | NARROW PLATE, 3.6MM, AUTO COMP. HOLES | 135MM, 8 HOLES, WITH 2END SLOTS ON EACH SIDE | 16 | No | Yes |  | No | N. A. | No | N. A. | No | Yes | No | Yes | M. L.: MFG/MD/2021/000369 |  | 1 | SUSHRUT PRODUCTS\INTERNATIONAL IMPLANTS\PLATES FOR LARGE SCREWS\NARROW PLATES, AUTO COMPRESSION HOLES | 0 | Initial issue | Y | BONE PLATES |  | 1 | No | Yes | Yes | Yes | N. A.
B0403 | B0403.09 | NARROW PLATE, S`RUT, 3.6MM, AUTO COMP. HOLES, 151MM, 9 HOLES |  | B0409.00 | 04 | 2018-01-04 | N. A. | N. A. | N. A. | QPF/B0409 | 02 | 2019-06-07 | N. A. | N. A. | N. A. | PS/B0403 | 04 | 2019-01-18 | 2022-12-01 | 2019-12-01 | N. A. | B0403 | TMF-1 | IU/1 | Class C | FINISHED GOODS | SUSHRUT™ | NARROW PLATE 3.6MM | AUTO COMP. HOLES, 151MM, 9 HOLES | 16 | No | Yes |  | No | N. A. | No | N. A. | No | Yes | No | Yes | M. L.: MFG/MD/2021/000369 |  | 1 | SUSHRUT PRODUCTS\INTERNATIONAL IMPLANTS\PLATES FOR LARGE SCREWS\NARROW PLATES, AUTO COMPRESSION HOLES | 0.042458 | Initial issue | N | BONE PLATES |  | 1 | No | Yes | Yes | Yes | N. A.
B0403 | B0403.0901 | NARROW PLATE, S`RUT, 3.6MM, AUTO COMP. HOLES, 151MM, 9 HOLES, WITH 2END SLOTS ON EACH SIDE |  | B0409.00 | #N/A | #N/A | N. A. | N. A. | N. A. | QPF/B0409 | #N/A | #N/A | #N/A | #N/A | #N/A | PS/B0409 | #N/A | #N/A | #N/A | #N/A | #N/A | B0409 | TMF-1 | IU/1 | Class C | FINISHED GOODS | SUSHRUT™ | NARROW PLATE, 3.6MM, AUTO COMP. HOLES | 151MM, 9 HOLES, WITH 2END SLOTS ON EACH SIDE | 16 | No | Yes |  | No | N. A. | No | N. A. | No | Yes | No | Yes | M. L.: MFG/MD/2021/000369 |  | 1 | SUSHRUT PRODUCTS\INTERNATIONAL IMPLANTS\PLATES FOR LARGE SCREWS\NARROW PLATES, AUTO COMPRESSION HOLES | 0 | Initial issue | Y | BONE PLATES |  | 1 | No | Yes | Yes | Yes | N. A.
B0403 | B0403.10 | NARROW PLATE, S`RUT, 3.6MM, AUTO COMP. HOLES, 167MM, 10 HOLES |  | B0409.00 | 04 | 2018-01-04 | N. A. | N. A. | N. A. | QPF/B0409 | 02 | 2019-06-07 | N. A. | N. A. | N. A. | PS/B0403 | 04 | 2019-01-18 | 2022-12-01 | 2019-12-01 | N. A. | B0403 | TMF-1 | IU/1 | Class C | FINISHED GOODS | SUSHRUT™ | NARROW PLATE 3.6MM | AUTO COMP. HOLES, 167MM, 10 HOLES | 16 | No | Yes |  | No | N. A. | No | N. A. | No | Yes | No | Yes | M. L.: MFG/MD/2021/000369 |  | 1 | SUSHRUT PRODUCTS\INTERNATIONAL IMPLANTS\PLATES FOR LARGE SCREWS\NARROW PLATES, AUTO COMPRESSION HOLES | 0.047071 | Initial issue | N | BONE PLATES |  | 1 | No | Yes | Yes | Yes | N. A.
B0403 | B0403.1001 | NARROW PLATE, S`RUT, 3.6MM, AUTO COMP. HOLES, 167MM, 10 HOLES, WITH 2END SLOTS ON EACH SIDE |  | B0409.00 | 04 | 2018-01-04 | N. A. | N. A. | N. A. | QPF/B0409 | 02 | 2019-06-07 | N. A. | N. A. | N. A. | PS/B0409 | 03 | 2018-03-15 | 2022-12-01 | 2019-12-01 | N. A. | B0409 | TMF-1 | IU/1 | Class C | FINISHED GOODS | SUSHRUT™ | NARROW PLATE, 3.6MM, AUTO COMP. HOLES | 167MM, 10 HOLES, WITH 2END SLOTS ON EACH SIDE | 16 | No | Yes |  | No | N. A. | No | N. A. | No | Yes | No | Yes | M. L.: MFG/MD/2021/000369 |  | 1 | SUSHRUT PRODUCTS\INTERNATIONAL IMPLANTS\PLATES FOR LARGE SCREWS\NARROW PLATES, AUTO COMPRESSION HOLES | 0 | Initial issue | Y | BONE PLATES |  | 1 | No | Yes | Yes | Yes | N. A.
B0403 | B0403.11 | NARROW PLATE, S`RUT, 3.6MM, AUTO COMP. HOLES, 183MM, 11 HOLES |  | B0409.00 | 04 | 2018-01-04 | N. A. | N. A. | N. A. | QPF/B0409 | 02 | 2019-06-07 | N. A. | N. A. | N. A. | PS/B0403 | 04 | 2019-01-18 | 2022-12-01 | 2019-12-01 | N. A. | B0403 | TMF-1 | IU/1 | Class C | FINISHED GOODS | SUSHRUT™ | NARROW PLATE 3.6MM | AUTO COMP. HOLES, 183MM, 11 HOLES | 16 | No | Yes |  | No | N. A. | No | N. A. | No | Yes | No | Yes | M. L.: MFG/MD/2021/000369 |  | 1 | SUSHRUT PRODUCTS\INTERNATIONAL IMPLANTS\PLATES FOR LARGE SCREWS\NARROW PLATES, AUTO COMPRESSION HOLES | 0.053 | Initial issue | N | BONE PLATES |  | 1 | No | Yes | Yes | Yes | N. A.
B0403 | B0403.1101 | NARROW PLATE, S`RUT, 3.6MM, AUTO COMP. HOLES, 183MM, 11 HOLES, WITH 2END SLOTS ON EACH SIDE |  | B0409.00 | #N/A | #N/A | N. A. | N. A. | N. A. | QPF/B0409 | #N/A | #N/A | #N/A | #N/A | #N/A | PS/B0409 | #N/A | #N/A | #N/A | #N/A | #N/A | B0409 | TMF-1 | IU/1 | Class C | FINISHED GOODS | SUSHRUT™ | NARROW PLATE, 3.6MM, AUTO COMP. HOLES | 183MM, 11 HOLES, WITH 2END SLOTS ON EACH SIDE | 16 | No | Yes |  | No | N. A. | No | N. A. | No | Yes | No | Yes | M. L.: MFG/MD/2021/000369 |  | 1 | SUSHRUT PRODUCTS\INTERNATIONAL IMPLANTS\PLATES FOR LARGE SCREWS\NARROW PLATES, AUTO COMPRESSION HOLES | 0 | Initial issue | Y | BONE PLATES |  | 1 | No | Yes | Yes | Yes | N. A.
B0403 | B0403.12 | NARROW PLATE, S`RUT, 3.6MM, AUTO COMP. HOLES, 199MM, 12 HOLES |  | B0409.00 | 04 | 2018-01-04 | N. A. | N. A. | N. A. | QPF/B0409 | 02 | 2019-06-07 | N. A. | N. A. | N. A. | PS/B0403 | 04 | 2019-01-18 | 2022-12-01 | 2019-12-01 | N. A. | B0403 | TMF-1 | IU/1 | Class C | FINISHED GOODS | SUSHRUT™ | NARROW PLATE 3.6MM | AUTO COMP. HOLES, 199MM, 12 HOLES | 16 | No | Yes |  | No | N. A. | No | N. A. | No | Yes | No | Yes | M. L.: MFG/MD/2021/000369 |  | 1 | SUSHRUT PRODUCTS\INTERNATIONAL IMPLANTS\PLATES FOR LARGE SCREWS\NARROW PLATES, AUTO COMPRESSION HOLES | 0.053714 | Initial issue | N | BONE PLATES |  | 1 | No | Yes | Yes | Yes | N. A.
B0403 | B0403.1201 | NARROW PLATE, S`RUT, 3.6MM, AUTO COMP. HOLES, 199MM, 12 HOLES, WITH 2END SLOTS ON EACH SIDE |  | B0409.00 | 04 | 2018-01-04 | N. A. | N. A. | N. A. | QPF/B0409 | 02 | 2019-06-07 | N. A. | N. A. | N. A. | PS/B0409 | 03 | 2018-03-15 | 2022-12-01 | 2019-12-01 | N. A. | B0409 | TMF-1 | IU/1 | Class C | FINISHED GOODS | SUSHRUT™ | NARROW PLATE, 3.6MM, AUTO COMP. HOLES | 199MM, 12 HOLES, WITH 2END SLOTS ON EACH SIDE | 16 | No | Yes |  | No | N. A. | No | N. A. | No | Yes | No | Yes | M. L.: MFG/MD/2021/000369 |  | 1 | SUSHRUT PRODUCTS\INTERNATIONAL IMPLANTS\PLATES FOR LARGE SCREWS\NARROW PLATES, AUTO COMPRESSION HOLES | 0 | Initial issue | Y | BONE PLATES |  | 1 | No | Yes | Yes | Yes | N. A.
B0403 | B0403.13 | NARROW PLATE, S`RUT, 3.6MM, AUTO COMP. HOLES, 215MM, 13 HOLES |  | B0409.00 | 04 | 2018-01-04 | N. A. | N. A. | N. A. | QPF/B0409 | 02 | 2019-06-07 | N. A. | N. A. | N. A. | PS/B0403 | 04 | 2019-01-18 | 2022-12-01 | 2019-12-01 | N. A. | B0403 | TMF-1 | IU/1 | Class C | FINISHED GOODS | SUSHRUT™ | NARROW PLATE 3.6MM | AUTO COMP. HOLES, 215MM, 13 HOLES | 16 | No | Yes |  | No | N. A. | No | N. A. | No | Yes | No | Yes | M. L.: MFG/MD/2021/000369 |  | 1 | SUSHRUT PRODUCTS\INTERNATIONAL IMPLANTS\PLATES FOR LARGE SCREWS\NARROW PLATES, AUTO COMPRESSION HOLES | 0.059 | Initial issue | N | BONE PLATES |  | 1 | No | Yes | Yes | Yes | N. A.
B0403 | B0403.1301 | NARROW PLATE, S`RUT, 3.6MM, AUTO COMP. HOLES, 215MM, 13 HOLES, WITH 2END SLOTS ON EACH SIDE |  | B0409.00 | #N/A | #N/A | N. A. | N. A. | N. A. | QPF/B0409 | #N/A | #N/A | #N/A | #N/A | #N/A | PS/B0409 | #N/A | #N/A | #N/A | #N/A | #N/A | B0409 | TMF-1 | IU/1 | Class C | FINISHED GOODS | SUSHRUT™ | NARROW PLATE, 3.6MM, AUTO COMP. HOLES | 215MM, 13 HOLES, WITH 2END SLOTS ON EACH SIDE | 16 | No | Yes |  | No | N. A. | No | N. A. | No | Yes | No | Yes | M. L.: MFG/MD/2021/000369 |  | 1 | SUSHRUT PRODUCTS\INTERNATIONAL IMPLANTS\PLATES FOR LARGE SCREWS\NARROW PLATES, AUTO COMPRESSION HOLES | 0 | Initial issue | Y | BONE PLATES |  | 1 | No | Yes | Yes | Yes | N. A.
B0403 | B0403.14 | NARROW PLATE, S`RUT, 3.6MM, AUTO COMP. HOLES, 231MM, 14 HOLES |  | B0409.00 | 04 | 2018-01-04 | N. A. | N. A. | N. A. | QPF/B0409 | 02 | 2019-06-07 | N. A. | N. A. | N. A. | PS/B0403 | 04 | 2019-01-18 | 2022-12-01 | 2019-12-01 | N. A. | B0403 | TMF-1 | IU/1 | Class C | FINISHED GOODS | SUSHRUT™ | NARROW PLATE 3.6MM | AUTO COMP. HOLES, 231MM, 14 HOLES | 16 | No | Yes |  | No | N. A. | No | N. A. | No | Yes | No | Yes | M. L.: MFG/MD/2021/000369 |  | 1 | SUSHRUT PRODUCTS\INTERNATIONAL IMPLANTS\PLATES FOR LARGE SCREWS\NARROW PLATES, AUTO COMPRESSION HOLES | 0.0632 | Initial issue | N | BONE PLATES |  | 1 | No | Yes | Yes | Yes | N. A.
B0403 | B0403.1401 | NARROW PLATE, S`RUT, 3.6MM, AUTO COMP. HOLES, 231MM, 14 HOLES, WITH 2END SLOTS ON EACH SIDE |  | B0409.00 | 04 | 2018-01-04 | N. A. | N. A. | N. A. | QPF/B0409 | 02 | 2019-06-07 | N. A. | N. A. | N. A. | PS/B0409 | 03 | 2018-03-15 | 2022-12-01 | 2019-12-01 | N. A. | B0409 | TMF-1 | IU/1 | Class C | FINISHED GOODS | SUSHRUT™ | NARROW PLATE, 3.6MM, AUTO COMP. HOLES | 231MM, 14 HOLES, WITH 2END SLOTS ON EACH SIDE | 16 | No | Yes |  | No | N. A. | No | N. A. | No | Yes | No | Yes | M. L.: MFG/MD/2021/000369 |  | 1 | SUSHRUT PRODUCTS\INTERNATIONAL IMPLANTS\PLATES FOR LARGE SCREWS\NARROW PLATES, AUTO COMPRESSION HOLES | 0 | Initial issue | Y | BONE PLATES |  | 1 | No | Yes | Yes | Yes | N. A.
B0403 | B0403.15 | NARROW PLATE, S`RUT, 3.6MM, AUTO COMP. HOLES, 247MM, 15 HOLES |  | B0409.00 | 04 | 2018-01-04 | N. A. | N. A. | N. A. | QPF/B0409 | 02 | 2019-06-07 | N. A. | N. A. | N. A. | PS/B0403 | 04 | 2019-01-18 | 2022-12-01 | 2019-12-01 | N. A. | B0403 | TMF-1 | IU/1 | Class C | FINISHED GOODS | SUSHRUT™ | NARROW PLATE 3.6MM | AUTO COMP. HOLES, 247MM, 15 HOLES | 16 | No | Yes |  | No | N. A. | No | N. A. | No | Yes | No | Yes | M. L.: MFG/MD/2021/000369 |  | 1 | SUSHRUT PRODUCTS\INTERNATIONAL IMPLANTS\PLATES FOR LARGE SCREWS\NARROW PLATES, AUTO COMPRESSION HOLES | 0.06735 | Initial issue | N | BONE PLATES |  | 1 | No | Yes | Yes | Yes | N. A.
B0403 | B0403.1501 | NARROW PLATE, S`RUT, 3.6MM, AUTO COMP. HOLES, 247MM, 15 HOLES, WITH 2END SLOTS ON EACH SIDE |  | B0409.00 | #N/A | #N/A | N. A. | N. A. | N. A. | QPF/B0409 | #N/A | #N/A | #N/A | #N/A | #N/A | PS/B0409 | #N/A | #N/A | #N/A | #N/A | #N/A | B0409 | TMF-1 | IU/1 | Class C | FINISHED GOODS | SUSHRUT™ | NARROW PLATE, 3.6MM, AUTO COMP. HOLES | 247MM, 15 HOLES, WITH 2END SLOTS ON EACH SIDE | 16 | No | Yes |  | No | N. A. | No | N. A. | No | Yes | No | Yes | M. L.: MFG/MD/2021/000369 |  | 1 | SUSHRUT PRODUCTS\INTERNATIONAL IMPLANTS\PLATES FOR LARGE SCREWS\NARROW PLATES, AUTO COMPRESSION HOLES | 0 | Initial issue | Y | BONE PLATES |  | 1 | No | Yes | Yes | Yes | N. A.
B0403 | B0403.16 | NARROW PLATE, S`RUT, 3.6MM, AUTO COMP. HOLES, 263MM, 16 HOLES |  | B0409.00 | 04 | 2018-01-04 | N. A. | N. A. | N. A. | QPF/B0409 | 02 | 2019-06-07 | N. A. | N. A. | N. A. | PS/B0403 | 04 | 2019-01-18 | 2022-12-01 | 2019-12-01 | N. A. | B0403 | TMF-1 | IU/1 | Class C | FINISHED GOODS | SUSHRUT™ | NARROW PLATE 3.6MM | AUTO COMP. HOLES, 263MM, 16 HOLES | 16 | No | Yes |  | No | N. A. | No | N. A. | No | Yes | No | Yes | M. L.: MFG/MD/2021/000369 |  | 1 | SUSHRUT PRODUCTS\INTERNATIONAL IMPLANTS\PLATES FOR LARGE SCREWS\NARROW PLATES, AUTO COMPRESSION HOLES | 0.074583 | Initial issue | N | BONE PLATES |  | 1 | No | Yes | Yes | Yes | N. A.
B0403 | B0403.1601 | NARROW PLATE, S`RUT, 3.6MM, AUTO COMP. HOLES, 263MM, 16 HOLES, WITH 2END SLOTS ON EACH SIDE |  | B0409.00 | #N/A | #N/A | N. A. | N. A. | N. A. | QPF/B0409 | #N/A | #N/A | #N/A | #N/A | #N/A | PS/B0409 | #N/A | #N/A | #N/A | #N/A | #N/A | B0409 | TMF-1 | IU/1 | Class C | FINISHED GOODS | SUSHRUT™ | NARROW PLATE, 3.6MM, AUTO COMP. HOLES | 263MM, 16 HOLES, WITH 2END SLOTS ON EACH SIDE | 16 | No | Yes |  | No | N. A. | No | N. A. | No | Yes | No | Yes | M. L.: MFG/MD/2021/000369 |  | 1 | SUSHRUT PRODUCTS\INTERNATIONAL IMPLANTS\PLATES FOR LARGE SCREWS\NARROW PLATES, AUTO COMPRESSION HOLES | 0 | Initial issue | Y | BONE PLATES |  | 1 | No | Yes | Yes | Yes | N. A.
B0403 | B0403.18 | NARROW PLATE, S`RUT, 3.6MM, AUTO COMP. HOLES, 295MM, 18 HOLES |  | B0409.00 | 04 | 2018-01-04 | N. A. | N. A. | N. A. | QPF/B0409 | 02 | 2019-06-07 | N. A. | N. A. | N. A. | PS/B0403 | 04 | 2019-01-18 | 2022-12-01 | 2019-12-01 | N. A. | B0403 | TMF-1 | IU/1 | Class C | FINISHED GOODS | SUSHRUT™ | NARROW PLATE 3.6MM | AUTO COMP. HOLES, 295MM, 18 HOLES | 16 | No | Yes |  | No | N. A. | No | N. A. | No | Yes | No | Yes | M. L.: MFG/MD/2021/000369 |  | 1 | SUSHRUT PRODUCTS\INTERNATIONAL IMPLANTS\PLATES FOR LARGE SCREWS\NARROW PLATES, AUTO COMPRESSION HOLES | 0.084 | Activated as per ECR E061123 on 23NOV2023 | N | BONE PLATES |  | 1 | No | Yes | Yes | Yes | N. A.
B0403 | B0403.1801 | NARROW PLATE, S`RUT, 3.6MM, AUTO COMP. HOLES, 295MM, 18 HOLES, WITH 2END SLOTS ON EACH SIDE |  | B0409.00 | #N/A | #N/A | N. A. | N. A. | N. A. | QPF/B0409 | #N/A | #N/A | #N/A | #N/A | #N/A | PS/B0409 | #N/A | #N/A | #N/A | #N/A | #N/A | B0409 | TMF-1 | IU/1 | Class C | FINISHED GOODS | SUSHRUT™ | NARROW PLATE, 3.6MM, AUTO COMP. HOLES | 295MM, 18 HOLES, WITH 2END SLOTS ON EACH SIDE | 16 | No | Yes |  | No | N. A. | No | N. A. | No | Yes | No | Yes | M. L.: MFG/MD/2021/000369 |  | 1 | SUSHRUT PRODUCTS\INTERNATIONAL IMPLANTS\PLATES FOR LARGE SCREWS\NARROW PLATES, AUTO COMPRESSION HOLES | 0 | Initial issue | Y | BONE PLATES |  | 1 | No | Yes | Yes | Yes | N. A.
B0410 | B0405.04 | BROAD PLATE, S`RUT, 4.8MM, AUTO COMP. HOLES, 71MM, 4 HOLES |  | B0410.00 | 07 | 2018-09-23 | N. A. | N. A. | N. A. | QPF/B0410 | 03 | 2019-06-07 | N. A. | N. A. | N. A. | PS/B0410 | 04 | 2018-10-10 | 2022-12-01 | 2019-12-01 | N. A. | B0410 | TMF-1 | IU/1 | Class C | FINISHED GOODS | SUSHRUT™ | BROAD PLATE, 4.8MM | AUTO COMP. HOLES, 71MM, 4 HOLES | 16 | No | Yes |  | No | N. A. | No | N. A. | No | Yes | No | Yes | M. L.: MFG/MD/2021/000369 |  | 1 | SUSHRUT PRODUCTS\INTERNATIONAL IMPLANTS\PLATES FOR LARGE SCREWS\BROAD PLATES, AUTO COMPRESSION HOLES | 0.041 | Initial issue | Y | BONE PLATES |  | 1 | No | Yes | Yes | Yes | N. A.
B0410 | B0405.05 | BROAD PLATE, S`RUT, 4.8MM, AUTO COMP. HOLES, 87MM, 5 HOLES |  | B0410.00 | 07 | 2018-09-23 | N. A. | N. A. | N. A. | QPF/B0410 | 03 | 2019-06-07 | N. A. | N. A. | N. A. | PS/B0410 | 04 | 2018-10-10 | 2022-12-01 | 2019-12-01 | N. A. | B0410 | TMF-1 | IU/1 | Class C | FINISHED GOODS | SUSHRUT™ | BROAD PLATE, 4.8MM | AUTO COMP. HOLES, 87MM, 5 HOLES | 16 | No | Yes |  | No | N. A. | No | N. A. | No | Yes | No | Yes | M. L.: MFG/MD/2021/000369 |  | 1 | SUSHRUT PRODUCTS\INTERNATIONAL IMPLANTS\PLATES FOR LARGE SCREWS\BROAD PLATES, AUTO COMPRESSION HOLES | 0 | Initial issue | Y | BONE PLATES |  | 1 | No | Yes | Yes | Yes | N. A.
B0410 | B0405.06 | BROAD PLATE, S`RUT, 4.8MM, AUTO COMP. HOLES, 103MM, 6 HOLES |  | B0410.00 | 07 | 2018-09-23 | N. A. | N. A. | N. A. | QPF/B0410 | 03 | 2019-06-07 | N. A. | N. A. | N. A. | PS/B0410 | 04 | 2018-10-10 | 2022-12-01 | 2019-12-01 | N. A. | B0410 | TMF-1 | IU/1 | Class C | FINISHED GOODS | SUSHRUT™ | BROAD PLATE, 4.8MM | AUTO COMP. HOLES, 103MM, 6 HOLES | 16 | No | Yes |  | No | N. A. | No | N. A. | No | Yes | No | Yes | M. L.: MFG/MD/2021/000369 |  | 1 | SUSHRUT PRODUCTS\INTERNATIONAL IMPLANTS\PLATES FOR LARGE SCREWS\BROAD PLATES, AUTO COMPRESSION HOLES | 0.0519 | Initial issue | N | BONE PLATES |  | 1 | No | Yes | Yes | Yes | N. A.
B0410 | B0405.0601 | BROAD PLATE, S`RUT, 4.8MM, AUTO COMP. HOLES, 103MM, 6 HOLES, WITH 2END SLOTS ON EACH SIDE |  | B0410.00 | 07 | 2018-09-23 | N. A. | N. A. | N. A. | QPF/B0410 | 03 | 2019-06-07 | N. A. | N. A. | N. A. | PS/B0410 | 04 | 2018-10-10 | 2022-12-01 | 2019-12-01 | N. A. | B0410 | TMF-1 | IU/1 | Class C | FINISHED GOODS | SUSHRUT™ | BROAD PLATE, 4.8MM, AUTO COMP. HOLES | 103MM, 6 HOLES, WITH 2END SLOTS ON EACH SIDE | 16 | No | Yes |  | No | N. A. | No | N. A. | No | Yes | No | Yes | M. L.: MFG/MD/2021/000369 |  | 1 | SUSHRUT PRODUCTS\INTERNATIONAL IMPLANTS\PLATES FOR LARGE SCREWS\BROAD PLATES, AUTO COMPRESSION HOLES | 0 | Initial issue | Y | BONE PLATES |  | 1 | No | Yes | Yes | Yes | N. A.
B0410 | B0405.07 | BROAD PLATE, S`RUT, 4.8MM, AUTO COMP. HOLES, 119MM, 7 HOLES |  | B0410.00 | 07 | 2018-09-23 | N. A. | N. A. | N. A. | QPF/B0410 | 03 | 2019-06-07 | N. A. | N. A. | N. A. | PS/B0410 | 04 | 2018-10-10 | 2022-12-01 | 2019-12-01 | N. A. | B0410 | TMF-1 | IU/1 | Class C | FINISHED GOODS | SUSHRUT™ | BROAD PLATE, 4.8MM | AUTO COMP. HOLES, 119MM, 7 HOLES | 16 | No | Yes |  | No | N. A. | No | N. A. | No | Yes | No | Yes | M. L.: MFG/MD/2021/000369 |  | 1 | SUSHRUT PRODUCTS\INTERNATIONAL IMPLANTS\PLATES FOR LARGE SCREWS\BROAD PLATES, AUTO COMPRESSION HOLES | 0.06 | Initial issue | N | BONE PLATES |  | 1 | No | Yes | Yes | Yes | N. A.
B0410 | B0405.0701 | BROAD PLATE, S`RUT, 4.8MM, AUTO COMP. HOLES, 119MM, 7 HOLES, WITH 2END SLOTS ON EACH SIDE |  | B0410.00 | #N/A | #N/A | N. A. | N. A. | N. A. | QPF/B0410 | #N/A | #N/A | #N/A | #N/A | #N/A | PS/B0410 | #N/A | #N/A | #N/A | #N/A | #N/A | B0410 | TMF-1 | IU/1 | Class C | FINISHED GOODS | SUSHRUT™ | BROAD PLATE, 4.8MM, AUTO COMP. HOLES | 119MM, 7 HOLES, WITH 2END SLOTS ON EACH SIDE | 16 | No | Yes |  | No | N. A. | No | N. A. | No | Yes | No | Yes | M. L.: MFG/MD/2021/000369 |  | 1 | SUSHRUT PRODUCTS\INTERNATIONAL IMPLANTS\PLATES FOR LARGE SCREWS\BROAD PLATES, AUTO COMPRESSION HOLES | 0 | Initial issue | Y | BONE PLATES |  | 1 | No | Yes | Yes | Yes | N. A.
B0410 | B0405.08 | BROAD PLATE, S`RUT, 4.8MM, AUTO COMP. HOLES, 135MM, 8 HOLES |  | B0410.00 | 07 | 2018-09-23 | N. A. | N. A. | N. A. | QPF/B0410 | 03 | 2019-06-07 | N. A. | N. A. | N. A. | PS/B0410 | 04 | 2018-10-10 | 2022-12-01 | 2019-12-01 | N. A. | B0410 | TMF-1 | IU/1 | Class C | FINISHED GOODS | SUSHRUT™ | BROAD PLATE, 4.8MM | AUTO COMP. HOLES, 135MM, 8 HOLES | 16 | No | Yes |  | No | N. A. | No | N. A. | No | Yes | No | Yes | M. L.: MFG/MD/2021/000369 |  | 1 | SUSHRUT PRODUCTS\INTERNATIONAL IMPLANTS\PLATES FOR LARGE SCREWS\BROAD PLATES, AUTO COMPRESSION HOLES | 0 | Initial issue | N | BONE PLATES |  | 1 | No | Yes | Yes | Yes | N. A.
B0410 | B0405.0801 | BROAD PLATE, S`RUT, 4.8MM, AUTO COMP. HOLES, 135MM, 8 HOLES, WITH 2END SLOTS ON EACH SIDE |  | B0410.00 | 07 | 2018-09-23 | N. A. | N. A. | N. A. | QPF/B0410 | 03 | 2019-06-07 | N. A. | N. A. | N. A. | PS/B0410 | 04 | 2018-10-10 | 2022-12-01 | 2019-12-01 | N. A. | B0410 | TMF-1 | IU/1 | Class C | FINISHED GOODS | SUSHRUT™ | BROAD PLATE, 4.8MM, AUTO COMP. HOLES | 135MM, 8 HOLES, WITH 2END SLOTS ON EACH SIDE | 16 | No | Yes |  | No | N. A. | No | N. A. | No | Yes | No | Yes | M. L.: MFG/MD/2021/000369 |  | 1 | SUSHRUT PRODUCTS\INTERNATIONAL IMPLANTS\PLATES FOR LARGE SCREWS\BROAD PLATES, AUTO COMPRESSION HOLES | 0 | Initial issue | Y | BONE PLATES |  | 1 | No | Yes | Yes | Yes | N. A.
B0410 | B0405.09 | BROAD PLATE, S`RUT, 4.8MM, AUTO COMP. HOLES, 151MM, 9 HOLES |  | B0410.00 | 07 | 2018-09-23 | N. A. | N. A. | N. A. | QPF/B0410 | 03 | 2019-06-07 | N. A. | N. A. | N. A. | PS/B0410 | 04 | 2018-10-10 | 2022-12-01 | 2019-12-01 | N. A. | B0410 | TMF-1 | IU/1 | Class C | FINISHED GOODS | SUSHRUT™ | BROAD PLATE, 4.8MM | AUTO COMP. HOLES, 151MM, 9 HOLES | 16 | No | Yes |  | No | N. A. | No | N. A. | No | Yes | No | Yes | M. L.: MFG/MD/2021/000369 |  | 1 | SUSHRUT PRODUCTS\INTERNATIONAL IMPLANTS\PLATES FOR LARGE SCREWS\BROAD PLATES, AUTO COMPRESSION HOLES | 0.073626 | Initial issue | N | BONE PLATES |  | 1 | No | Yes | Yes | Yes | N. A.
B0410 | B0405.0901 | BROAD PLATE, S`RUT, 4.8MM, AUTO COMP. HOLES, 151MM, 9 HOLES, WITH 2END SLOTS ON EACH SIDE |  | B0410.00 | #N/A | #N/A | N. A. | N. A. | N. A. | QPF/B0410 | #N/A | #N/A | #N/A | #N/A | #N/A | PS/B0410 | #N/A | #N/A | #N/A | #N/A | #N/A | B0410 | TMF-1 | IU/1 | Class C | FINISHED GOODS | SUSHRUT™ | BROAD PLATE, 4.8MM, AUTO COMP. HOLES | 151MM, 9 HOLES, WITH 2END SLOTS ON EACH SIDE | 16 | No | Yes |  | No | N. A. | No | N. A. | No | Yes | No | Yes | M. L.: MFG/MD/2021/000369 |  | 1 | SUSHRUT PRODUCTS\INTERNATIONAL IMPLANTS\PLATES FOR LARGE SCREWS\BROAD PLATES, AUTO COMPRESSION HOLES | 0 | Initial issue | Y | BONE PLATES |  | 1 | No | Yes | Yes | Yes | N. A.
B0410 | B0405.10 | BROAD PLATE, S`RUT, 4.8MM, AUTO COMP. HOLES, 167MM, 10 HOLES |  | B0410.00 | 07 | 2018-09-23 | N. A. | N. A. | N. A. | QPF/B0410 | 03 | 2019-06-07 | N. A. | N. A. | N. A. | PS/B0410 | 04 | 2018-10-10 | 2022-12-01 | 2019-12-01 | N. A. | B0410 | TMF-1 | IU/1 | Class C | FINISHED GOODS | SUSHRUT™ | BROAD PLATE, 4.8MM | AUTO COMP. HOLES, 167MM, 10 HOLES | 16 | No | Yes |  | No | N. A. | No | N. A. | No | Yes | No | Yes | M. L.: MFG/MD/2021/000369 |  | 1 | SUSHRUT PRODUCTS\INTERNATIONAL IMPLANTS\PLATES FOR LARGE SCREWS\BROAD PLATES, AUTO COMPRESSION HOLES | 0 | Initial issue | N | BONE PLATES |  | 1 | No | Yes | Yes | Yes | N. A.
B0410 | B0405.1001 | BROAD PLATE, S`RUT, 4.8MM, AUTO COMP. HOLES, 167MM, 10 HOLES, WITH 2END SLOTS ON EACH SIDE |  | B0410.00 | 07 | 2018-09-23 | N. A. | N. A. | N. A. | QPF/B0410 | 03 | 2019-06-07 | N. A. | N. A. | N. A. | PS/B0410 | 04 | 2018-10-10 | 2022-12-01 | 2019-12-01 | N. A. | B0410 | TMF-1 | IU/1 | Class C | FINISHED GOODS | SUSHRUT™ | BROAD PLATE, 4.8MM, AUTO COMP. HOLES | 167MM, 10 HOLES, WITH 2END SLOTS ON EACH SIDE | 16 | No | Yes |  | No | N. A. | No | N. A. | No | Yes | No | Yes | M. L.: MFG/MD/2021/000369 |  | 1 | SUSHRUT PRODUCTS\INTERNATIONAL IMPLANTS\PLATES FOR LARGE SCREWS\BROAD PLATES, AUTO COMPRESSION HOLES | 0 | Initial issue | Y | BONE PLATES |  | 1 | No | Yes | Yes | Yes | N. A.
B0410 | B0405.11 | BROAD PLATE, S`RUT, 4.8MM, AUTO COMP. HOLES, 183MM, 11 HOLES |  | B0410.00 | 07 | 2018-09-23 | N. A. | N. A. | N. A. | QPF/B0410 | 03 | 2019-06-07 | N. A. | N. A. | N. A. | PS/B0410 | 04 | 2018-10-10 | 2022-12-01 | 2019-12-01 | N. A. | B0410 | TMF-1 | IU/1 | Class C | FINISHED GOODS | SUSHRUT™ | BROAD PLATE, 4.8MM | AUTO COMP. HOLES, 183MM, 11 HOLES | 16 | No | Yes |  | No | N. A. | No | N. A. | No | Yes | No | Yes | M. L.: MFG/MD/2021/000369 |  | 1 | SUSHRUT PRODUCTS\INTERNATIONAL IMPLANTS\PLATES FOR LARGE SCREWS\BROAD PLATES, AUTO COMPRESSION HOLES | 0 | Initial issue | N | BONE PLATES |  | 1 | No | Yes | Yes | Yes | N. A.
B0410 | B0405.1101 | BROAD PLATE, S`RUT, 4.8MM, AUTO COMP. HOLES, 183MM, 11 HOLES, WITH 2END SLOTS ON EACH SIDE |  | B0410.00 | #N/A | #N/A | N. A. | N. A. | N. A. | QPF/B0410 | #N/A | #N/A | #N/A | #N/A | #N/A | PS/B0410 | #N/A | #N/A | #N/A | #N/A | #N/A | B0410 | TMF-1 | IU/1 | Class C | FINISHED GOODS | SUSHRUT™ | BROAD PLATE, 4.8MM, AUTO COMP. HOLES | 183MM, 11 HOLES, WITH 2END SLOTS ON EACH SIDE | 16 | No | Yes |  | No | N. A. | No | N. A. | No | Yes | No | Yes | M. L.: MFG/MD/2021/000369 |  | 1 | SUSHRUT PRODUCTS\INTERNATIONAL IMPLANTS\PLATES FOR LARGE SCREWS\BROAD PLATES, AUTO COMPRESSION HOLES | 0 | Initial issue | Y | BONE PLATES |  | 1 | No | Yes | Yes | Yes | N. A.
B0410 | B0405.12 | BROAD PLATE, S`RUT, 4.8MM, AUTO COMP. HOLES, 199MM, 12 HOLES |  | B0410.00 | 07 | 2018-09-23 | N. A. | N. A. | N. A. | QPF/B0410 | 03 | 2019-06-07 | N. A. | N. A. | N. A. | PS/B0410 | 04 | 2018-10-10 | 2022-12-01 | 2019-12-01 | N. A. | B0410 | TMF-1 | IU/1 | Class C | FINISHED GOODS | SUSHRUT™ | BROAD PLATE, 4.8MM | AUTO COMP. HOLES, 199MM, 12 HOLES | 16 | No | Yes |  | No | N. A. | No | N. A. | No | Yes | No | Yes | M. L.: MFG/MD/2021/000369 |  | 1 | SUSHRUT PRODUCTS\INTERNATIONAL IMPLANTS\PLATES FOR LARGE SCREWS\BROAD PLATES, AUTO COMPRESSION HOLES | 0 | Initial issue | N | BONE PLATES |  | 1 | No | Yes | Yes | Yes | N. A.
B0410 | B0405.1201 | BROAD PLATE, S`RUT, 4.8MM, AUTO COMP. HOLES, 199MM, 12 HOLES, WITH 2END SLOTS ON EACH SIDE |  | B0410.00 | 07 | 2018-09-23 | N. A. | N. A. | N. A. | QPF/B0410 | 03 | 2019-06-07 | N. A. | N. A. | N. A. | PS/B0410 | 04 | 2018-10-10 | 2022-12-01 | 2019-12-01 | N. A. | B0410 | TMF-1 | IU/1 | Class C | FINISHED GOODS | SUSHRUT™ | BROAD PLATE, 4.8MM, AUTO COMP. HOLES | 199MM, 12 HOLES, WITH 2END SLOTS ON EACH SIDE | 16 | No | Yes |  | No | N. A. | No | N. A. | No | Yes | No | Yes | M. L.: MFG/MD/2021/000369 |  | 1 | SUSHRUT PRODUCTS\INTERNATIONAL IMPLANTS\PLATES FOR LARGE SCREWS\BROAD PLATES, AUTO COMPRESSION HOLES | 0 | Initial issue | Y | BONE PLATES |  | 1 | No | Yes | Yes | Yes | N. A.
B0410 | B0405.13 | BROAD PLATE, S`RUT, 4.8MM, AUTO COMP. HOLES, 215MM, 13 HOLES |  | B0410.00 | 07 | 2018-09-23 | N. A. | N. A. | N. A. | QPF/B0410 | 03 | 2019-06-07 | N. A. | N. A. | N. A. | PS/B0410 | 04 | 2018-10-10 | 2022-12-01 | 2019-12-01 | N. A. | B0410 | TMF-1 | IU/1 | Class C | FINISHED GOODS | SUSHRUT™ | BROAD PLATE, 4.8MM | AUTO COMP. HOLES, 215MM, 13 HOLES | 16 | No | Yes |  | No | N. A. | No | N. A. | No | Yes | No | Yes | M. L.: MFG/MD/2021/000369 |  | 1 | SUSHRUT PRODUCTS\INTERNATIONAL IMPLANTS\PLATES FOR LARGE SCREWS\BROAD PLATES, AUTO COMPRESSION HOLES | 0.099 | Initial issue | Y | BONE PLATES |  | 1 | No | Yes | Yes | Yes | N. A.
B0410 | B0405.1301 | BROAD PLATE, S`RUT, 4.8MM, AUTO COMP. HOLES, 215MM, 13 HOLES, WITH 2END SLOTS ON EACH SIDE |  | B0410.00 | #N/A | #N/A | N. A. | N. A. | N. A. | QPF/B0410 | #N/A | #N/A | #N/A | #N/A | #N/A | PS/B0410 | #N/A | #N/A | #N/A | #N/A | #N/A | B0410 | TMF-1 | IU/1 | Class C | FINISHED GOODS | SUSHRUT™ | BROAD PLATE, 4.8MM, AUTO COMP. HOLES | 215MM, 13 HOLES, WITH 2END SLOTS ON EACH SIDE | 16 | No | Yes |  | No | N. A. | No | N. A. | No | Yes | No | Yes | M. L.: MFG/MD/2021/000369 |  | 1 | SUSHRUT PRODUCTS\INTERNATIONAL IMPLANTS\PLATES FOR LARGE SCREWS\BROAD PLATES, AUTO COMPRESSION HOLES | 0 | Initial issue | Y | BONE PLATES |  | 1 | No | Yes | Yes | Yes | N. A.
B0410 | B0405.14 | BROAD PLATE, S`RUT, 4.8MM, AUTO COMP. HOLES, 231MM, 14 HOLES |  | B0410.00 | 07 | 2018-09-23 | N. A. | N. A. | N. A. | QPF/B0410 | 03 | 2019-06-07 | N. A. | N. A. | N. A. | PS/B0410 | 04 | 2018-10-10 | 2022-12-01 | 2019-12-01 | N. A. | B0410 | TMF-1 | IU/1 | Class C | FINISHED GOODS | SUSHRUT™ | BROAD PLATE, 4.8MM | AUTO COMP. HOLES, 231MM, 14 HOLES | 16 | No | Yes |  | No | N. A. | No | N. A. | No | Yes | No | Yes | M. L.: MFG/MD/2021/000369 |  | 1 | SUSHRUT PRODUCTS\INTERNATIONAL IMPLANTS\PLATES FOR LARGE SCREWS\BROAD PLATES, AUTO COMPRESSION HOLES | 0 | Initial issue | N | BONE PLATES |  | 1 | No | Yes | Yes | Yes | N. A.
B0410 | B0405.1401 | BROAD PLATE, S`RUT, 4.8MM, AUTO COMP. HOLES, 231MM, 14 HOLES, WITH 2END SLOTS ON EACH SIDE |  | B0410.00 | 07 | 2018-09-23 | N. A. | N. A. | N. A. | QPF/B0410 | 03 | 2019-06-07 | N. A. | N. A. | N. A. | PS/B0410 | 04 | 2018-10-10 | 2022-12-01 | 2019-12-01 | N. A. | B0410 | TMF-1 | IU/1 | Class C | FINISHED GOODS | SUSHRUT™ | BROAD PLATE, 4.8MM, AUTO COMP. HOLES | 231MM, 14 HOLES, WITH 2END SLOTS ON EACH SIDE | 16 | No | Yes |  | No | N. A. | No | N. A. | No | Yes | No | Yes | M. L.: MFG/MD/2021/000369 |  | 1 | SUSHRUT PRODUCTS\INTERNATIONAL IMPLANTS\PLATES FOR LARGE SCREWS\BROAD PLATES, AUTO COMPRESSION HOLES | 0 | Initial issue | Y | BONE PLATES |  | 1 | No | Yes | Yes | Yes | N. A.
B0410 | B0405.15 | BROAD PLATE, S`RUT, 4.8MM, AUTO COMP. HOLES, 247MM, 15 HOLES |  | B0410.00 | 07 | 2018-09-23 | N. A. | N. A. | N. A. | QPF/B0410 | 03 | 2019-06-07 | N. A. | N. A. | N. A. | PS/B0410 | 04 | 2018-10-10 | 2022-12-01 | 2019-12-01 | N. A. | B0410 | TMF-1 | IU/1 | Class C | FINISHED GOODS | SUSHRUT™ | BROAD PLATE, 4.8MM | AUTO COMP. HOLES, 247MM, 15 HOLES | 16 | No | Yes |  | No | N. A. | No | N. A. | No | Yes | No | Yes | M. L.: MFG/MD/2021/000369 |  | 1 | SUSHRUT PRODUCTS\INTERNATIONAL IMPLANTS\PLATES FOR LARGE SCREWS\BROAD PLATES, AUTO COMPRESSION HOLES | 0 | Initial issue | Y | BONE PLATES |  | 1 | No | Yes | Yes | Yes | N. A.
B0410 | B0405.16 | BROAD PLATE, S`RUT, 4.8MM, AUTO COMP. HOLES, 263MM, 16 HOLES |  | B0410.00 | 07 | 2018-09-23 | N. A. | N. A. | N. A. | QPF/B0410 | 03 | 2019-06-07 | N. A. | N. A. | N. A. | PS/B0410 | 04 | 2018-10-10 | 2022-12-01 | 2019-12-01 | N. A. | B0410 | TMF-1 | IU/1 | Class C | FINISHED GOODS | SUSHRUT™ | BROAD PLATE, 4.8MM | AUTO COMP. HOLES, 263MM, 16 HOLES | 16 | No | Yes |  | No | N. A. | No | N. A. | No | Yes | No | Yes | M. L.: MFG/MD/2021/000369 |  | 1 | SUSHRUT PRODUCTS\INTERNATIONAL IMPLANTS\PLATES FOR LARGE SCREWS\BROAD PLATES, AUTO COMPRESSION HOLES | 0 | Initial issue | N | BONE PLATES |  | 1 | No | Yes | Yes | Yes | N. A.
B0410 | B0405.1601 | BROAD PLATE, S`RUT, 4.8MM, AUTO COMP. HOLES, 263MM, 16 HOLES, WITH 2END SLOTS ON EACH SIDE |  | B0410.00 | 07 | 2018-09-23 | N. A. | N. A. | N. A. | QPF/B0410 | 03 | 2019-06-07 | N. A. | N. A. | N. A. | PS/B0410 | 04 | 2018-10-10 | 2022-12-01 | 2019-12-01 | N. A. | B0410 | TMF-1 | IU/1 | Class C | FINISHED GOODS | SUSHRUT™ | BROAD PLATE, 4.8MM, AUTO COMP. HOLES | 263MM, 16 HOLES, WITH 2END SLOTS ON EACH SIDE | 16 | No | Yes |  | No | N. A. | No | N. A. | No | Yes | No | Yes | M. L.: MFG/MD/2021/000369 |  | 1 | SUSHRUT PRODUCTS\INTERNATIONAL IMPLANTS\PLATES FOR LARGE SCREWS\BROAD PLATES, AUTO COMPRESSION HOLES | 0 | Initial issue | Y | BONE PLATES |  | 1 | No | Yes | Yes | Yes | N. A.
B0410 | B0405.18 | BROAD PLATE, S`RUT, 4.8MM, AUTO COMP. HOLES, 295MM, 18 HOLES |  | B0410.00 | 07 | 2018-09-23 | N. A. | N. A. | N. A. | QPF/B0410 | 03 | 2019-06-07 | N. A. | N. A. | N. A. | PS/B0410 | 04 | 2018-10-10 | 2022-12-01 | 2019-12-01 | N. A. | B0410 | TMF-1 | IU/1 | Class C | FINISHED GOODS | SUSHRUT™ | BROAD PLATE, 4.8MM | AUTO COMP. HOLES, 295MM, 18 HOLES | 16 | No | Yes |  | No | N. A. | No | N. A. | No | Yes | No | Yes | M. L.: MFG/MD/2021/000369 |  | 1 | SUSHRUT PRODUCTS\INTERNATIONAL IMPLANTS\PLATES FOR LARGE SCREWS\BROAD PLATES, AUTO COMPRESSION HOLES | 0.1452 | Initial issue | N | BONE PLATES |  | 1 | No | Yes | Yes | Yes | N. A.
B0410 | B0405.1801 | BROAD PLATE, S`RUT, 4.8MM, AUTO COMP. HOLES, 295MM, 18 HOLES, WITH 2END SLOTS ON EACH SIDE |  | B0410.00 | #N/A | #N/A | N. A. | N. A. | N. A. | QPF/B0410 | #N/A | #N/A | #N/A | #N/A | #N/A | PS/B0410 | #N/A | #N/A | #N/A | #N/A | #N/A | B0410 | TMF-1 | IU/1 | Class C | FINISHED GOODS | SUSHRUT™ | BROAD PLATE, 4.8MM, AUTO COMP. HOLES | 295MM, 18 HOLES, WITH 2END SLOTS ON EACH SIDE | 16 | No | Yes |  | No | N. A. | No | N. A. | No | Yes | No | Yes | M. L.: MFG/MD/2021/000369 |  | 1 | SUSHRUT PRODUCTS\INTERNATIONAL IMPLANTS\PLATES FOR LARGE SCREWS\BROAD PLATES, AUTO COMPRESSION HOLES | 0 | Initial issue | Y | BONE PLATES |  | 1 | No | Yes | Yes | Yes | N. A.
B0410 | B0405.20 | BROAD PLATE, S`RUT, 4.8MM, AUTO COMP. HOLES, 327MM, 20 HOLES |  | B0410.00 | 07 | 2018-09-23 | N. A. | N. A. | N. A. | QPF/B0410 | 03 | 2019-06-07 | N. A. | N. A. | N. A. | PS/B0410 | 04 | 2018-10-10 | 2022-12-01 | 2019-12-01 | N. A. | B0410 | TMF-1 | IU/1 | Class C | FINISHED GOODS | SUSHRUT™ | BROAD PLATE, 4.8MM | AUTO COMP. HOLES, 327MM, 20 HOLES | 16 | No | Yes |  | No | N. A. | No | N. A. | No | Yes | No | Yes | M. L.: MFG/MD/2021/000369 |  | 1 | SUSHRUT PRODUCTS\INTERNATIONAL IMPLANTS\PLATES FOR LARGE SCREWS\BROAD PLATES, AUTO COMPRESSION HOLES | 0 | Initial issue | Y | BONE PLATES |  | 1 | No | Yes | Yes | Yes | N. A.
B0410 | B0405.2001 | BROAD PLATE, S`RUT, 4.8MM, AUTO COMP. HOLES, 327MM, 20 HOLES, WITH 2END SLOTS ON EACH SIDE |  | B0410.00 | #N/A | #N/A | N. A. | N. A. | N. A. | QPF/B0410 | #N/A | #N/A | #N/A | #N/A | #N/A | PS/B0410 | #N/A | #N/A | #N/A | #N/A | #N/A | B0410 | TMF-1 | IU/1 | Class C | FINISHED GOODS | SUSHRUT™ | BROAD PLATE, 4.8MM, AUTO COMP. HOLES | 327MM, 20 HOLES, WITH 2END SLOTS ON EACH SIDE | 16 | No | Yes |  | No | N. A. | No | N. A. | No | Yes | No | Yes | M. L.: MFG/MD/2021/000369 |  | 1 | SUSHRUT PRODUCTS\INTERNATIONAL IMPLANTS\PLATES FOR LARGE SCREWS\BROAD PLATES, AUTO COMPRESSION HOLES | 0 | Initial issue | Y | BONE PLATES |  | 1 | No | Yes | Yes | Yes | N. A.
B0410 | B0405.22 | BROAD PLATE, S`RUT, 4.8MM, AUTO COMP. HOLES, 359MM, 22 HOLES |  | B0410.00 | 07 | 2018-09-23 | N. A. | N. A. | N. A. | QPF/B0410 | 03 | 2019-06-07 | N. A. | N. A. | N. A. | PS/B0410 | 04 | 2018-10-10 | 2022-12-01 | 2019-12-01 | N. A. | B0410 | TMF-1 | IU/1 | Class C | FINISHED GOODS | SUSHRUT™ | BROAD PLATE, 4.8MM | AUTO COMP. HOLES, 359MM, 22 HOLES | 16 | No | Yes |  | No | N. A. | No | N. A. | No | Yes | No | Yes | M. L.: MFG/MD/2021/000369 |  | 1 | SUSHRUT PRODUCTS\INTERNATIONAL IMPLANTS\PLATES FOR LARGE SCREWS\BROAD PLATES, AUTO COMPRESSION HOLES | 0 | Initial issue | Y | BONE PLATES |  | 1 | No | Yes | Yes | Yes | N. A.
B0410 | B0405.2201 | BROAD PLATE, S`RUT, 4.8MM, AUTO COMP. HOLES, 359MM, 22 HOLES, WITH 2END SLOTS ON EACH SIDE |  | B0410.00 | #N/A | #N/A | N. A. | N. A. | N. A. | QPF/B0410 | #N/A | #N/A | #N/A | #N/A | #N/A | PS/B0410 | #N/A | #N/A | #N/A | #N/A | #N/A | B0410 | TMF-1 | IU/1 | Class C | FINISHED GOODS | SUSHRUT™ | BROAD PLATE, 4.8MM, AUTO COMP. HOLES | 359MM, 22 HOLES, WITH 2END SLOTS ON EACH SIDE | 16 | No | Yes |  | No | N. A. | No | N. A. | No | Yes | No | Yes | M. L.: MFG/MD/2021/000369 |  | 1 | SUSHRUT PRODUCTS\INTERNATIONAL IMPLANTS\PLATES FOR LARGE SCREWS\BROAD PLATES, AUTO COMPRESSION HOLES | 0 | Initial issue | Y | BONE PLATES |  | 1 | No | Yes | Yes | Yes | N. A.
B0410 | B0405.24 | BROAD PLATE, S`RUT, 4.8MM, AUTO COMP. HOLES, 391MM, 24 HOLES |  | B0410.00 | 07 | 2018-09-23 | N. A. | N. A. | N. A. | QPF/B0410 | 03 | 2019-06-07 | N. A. | N. A. | N. A. | PS/B0410 | 04 | 2018-10-10 | 2022-12-01 | 2019-12-01 | N. A. | B0410 | TMF-1 | IU/1 | Class C | FINISHED GOODS | SUSHRUT™ | BROAD PLATE, 4.8MM | AUTO COMP. HOLES, 391MM, 24 HOLES | 16 | No | Yes |  | No | N. A. | No | N. A. | No | Yes | No | Yes | M. L.: MFG/MD/2021/000369 |  | 1 | SUSHRUT PRODUCTS\INTERNATIONAL IMPLANTS\PLATES FOR LARGE SCREWS\BROAD PLATES, AUTO COMPRESSION HOLES | 0 | Initial issue | Y | BONE PLATES |  | 1 | No | Yes | Yes | Yes | N. A.
B0410 | B0405.2401 | BROAD PLATE, S`RUT, 4.8MM, AUTO COMP. HOLES, 391MM, 24 HOLES, WITH 2END SLOTS ON EACH SIDE |  | B0410.00 | #N/A | #N/A | N. A. | N. A. | N. A. | QPF/B0410 | #N/A | #N/A | #N/A | #N/A | #N/A | PS/B0410 | #N/A | #N/A | #N/A | #N/A | #N/A | B0410 | TMF-1 | IU/1 | Class C | FINISHED GOODS | SUSHRUT™ | BROAD PLATE, 4.8MM, AUTO COMP. HOLES | 391MM, 24 HOLES, WITH 2END SLOTS ON EACH SIDE | 16 | No | Yes |  | No | N. A. | No | N. A. | No | Yes | No | Yes | M. L.: MFG/MD/2021/000369 |  | 1 | SUSHRUT PRODUCTS\INTERNATIONAL IMPLANTS\PLATES FOR LARGE SCREWS\BROAD PLATES, AUTO COMPRESSION HOLES | 0 | Initial issue | Y | BONE PLATES |  | 1 | No | Yes | Yes | Yes | N. A.
B0412 | B0406.02 | NARROW SS LOW CONTACT AUTO COMPRESSION PLATE, S`RUT, FOR 4.5MM SCREW, 2 HOLES |  | B0412.00 | 06 | 2018-01-24 | N. A. | N. A. | N. A. | QPF/B0412 | 02 | 2008-01-23 | N. A. | N. A. | N. A. | PS/B0412 | 02 | 2018-02-17 | 2022-12-01 | 2019-12-01 | N. A. | B0412 | TMF-1 | IU/1 | Class C | FINISHED GOODS | SUSHRUT™ | NARROW SS LOW CONTACT AUTO COMPRESSION PLATE | FOR 4.5MM SCREW, 2 HOLES | 16 | No | Yes |  | No | N. A. | No | N. A. | No | Yes | No | Yes | M. L.: MFG/MD/2021/000369 |  | 1 | SUSHRUT PRODUCTS\INTERNATIONAL IMPLANTS\PLATES FOR LARGE SCREWS\NARROW SSLCDCP | 0.02 | Initial issue | Y | BONE PLATES |  | 1 | No | Yes | Yes | Yes | N. A.
B0412 | B0406.03 | NARROW SS LOW CONTACT AUTO COMPRESSION PLATE, S`RUT, FOR 4.5MM SCREW, 3 HOLES |  | B0412.00 | 06 | 2018-01-24 | N. A. | N. A. | N. A. | QPF/B0412 | 02 | 2008-01-23 | N. A. | N. A. | N. A. | PS/B0412 | 02 | 2018-02-17 | 2022-12-01 | 2019-12-01 | N. A. | B0412 | TMF-1 | IU/1 | Class C | FINISHED GOODS | SUSHRUT™ | NARROW SS LOW CONTACT AUTO COMPRESSION PLATE | FOR 4.5MM SCREW, 3 HOLES | 16 | No | Yes |  | No | N. A. | No | N. A. | No | Yes | No | Yes | M. L.: MFG/MD/2021/000369 |  | 1 | SUSHRUT PRODUCTS\INTERNATIONAL IMPLANTS\PLATES FOR LARGE SCREWS\NARROW SSLCDCP | 0.023 | Initial issue | Y | BONE PLATES |  | 1 | No | Yes | Yes | Yes | N. A.
B0412 | B0406.04 | NARROW SS LOW CONTACT AUTO COMPRESSION PLATE, S`RUT, FOR 4.5MM SCREW, 4 HOLES |  | B0412.00 | 06 | 2018-01-24 | N. A. | N. A. | N. A. | QPF/B0412 | 02 | 2008-01-23 | N. A. | N. A. | N. A. | PS/B0412 | 02 | 2018-02-17 | 2022-12-01 | 2019-12-01 | N. A. | B0412 | TMF-1 | IU/1 | Class C | FINISHED GOODS | SUSHRUT™ | NARROW SS LOW CONTACT AUTO COMPRESSION PLATE | FOR 4.5MM SCREW, 4 HOLES | 16 | No | Yes |  | No | N. A. | No | N. A. | No | Yes | No | Yes | M. L.: MFG/MD/2021/000369 |  | 1 | SUSHRUT PRODUCTS\INTERNATIONAL IMPLANTS\PLATES FOR LARGE SCREWS\NARROW SSLCDCP | 0.026 | Initial issue | N | BONE PLATES |  | 1 | No | Yes | Yes | Yes | N. A.
B0412 | B0406.05 | NARROW SS LOW CONTACT AUTO COMPRESSION PLATE, S`RUT, FOR 4.5MM SCREW, 88MM, 5 HOLES |  | B0412.00 | 06 | 2018-01-24 | N. A. | N. A. | N. A. | QPF/B0412 | 02 | 2008-01-23 | N. A. | N. A. | N. A. | PS/B0412 | 02 | 2018-02-17 | 2022-12-01 | 2019-12-01 | N. A. | B0412 | TMF-1 | IU/1 | Class C | FINISHED GOODS | SUSHRUT™ | NARROW SS LOW CONTACT AUTO COMPRESSION PLATE | FOR 4.5MM SCREW, 88MM, 5 HOLES | 16 | No | Yes |  | No | N. A. | No | N. A. | No | Yes | No | Yes | M. L.: MFG/MD/2021/000369 |  | 1 | SUSHRUT PRODUCTS\INTERNATIONAL IMPLANTS\PLATES FOR LARGE SCREWS\NARROW SSLCDCP | 0.028667 | Initial issue | N | BONE PLATES |  | 1 | No | Yes | Yes | Yes | N. A.
B0412 | B0406.06 | NARROW SS LOW CONTACT AUTO COMPRESSION PLATE, S`RUT, FOR 4.5MM SCREW, 106MM, 6 HOLES |  | B0412.00 | 06 | 2018-01-24 | N. A. | N. A. | N. A. | QPF/B0412 | 02 | 2008-01-23 | N. A. | N. A. | N. A. | PS/B0412 | 02 | 2018-02-17 | 2022-12-01 | 2019-12-01 | N. A. | B0412 | TMF-1 | IU/1 | Class C | FINISHED GOODS | SUSHRUT™ | NARROW SS LOW CONTACT AUTO COMPRESSION PLATE | FOR 4.5MM SCREW, 106MM, 6 HOLES | 16 | No | Yes |  | No | N. A. | No | N. A. | No | Yes | No | Yes | M. L.: MFG/MD/2021/000369 |  | 1 | SUSHRUT PRODUCTS\INTERNATIONAL IMPLANTS\PLATES FOR LARGE SCREWS\NARROW SSLCDCP | 0.032 | Initial issue | N | BONE PLATES |  | 1 | No | Yes | Yes | Yes | N. A.
B0412 | B0406.07 | NARROW SS LOW CONTACT AUTO COMPRESSION PLATE, S`RUT, FOR 4.5MM SCREW, 124MM, 7 HOLES |  | B0412.00 | 06 | 2018-01-24 | N. A. | N. A. | N. A. | QPF/B0412 | 02 | 2008-01-23 | N. A. | N. A. | N. A. | PS/B0412 | 02 | 2018-02-17 | 2022-12-01 | 2019-12-01 | N. A. | B0412 | TMF-1 | IU/1 | Class C | FINISHED GOODS | SUSHRUT™ | NARROW SS LOW CONTACT AUTO COMPRESSION PLATE | FOR 4.5MM SCREW, 124MM, 7 HOLES | 16 | No | Yes |  | No | N. A. | No | N. A. | No | Yes | No | Yes | M. L.: MFG/MD/2021/000369 |  | 1 | SUSHRUT PRODUCTS\INTERNATIONAL IMPLANTS\PLATES FOR LARGE SCREWS\NARROW SSLCDCP | 0 | Initial issue | N | BONE PLATES |  | 1 | No | Yes | Yes | Yes | N. A.
B0412 | B0406.08 | NARROW SS LOW CONTACT AUTO COMPRESSION PLATE, S`RUT, FOR 4.5MM SCREW, 142MM, 8 HOLES |  | B0412.00 | 06 | 2018-01-24 | N. A. | N. A. | N. A. | QPF/B0412 | 02 | 2008-01-23 | N. A. | N. A. | N. A. | PS/B0412 | 02 | 2018-02-17 | 2022-12-01 | 2019-12-01 | N. A. | B0412 | TMF-1 | IU/1 | Class C | FINISHED GOODS | SUSHRUT™ | NARROW SS LOW CONTACT AUTO COMPRESSION PLATE | FOR 4.5MM SCREW, 142MM, 8 HOLES | 16 | No | Yes |  | No | N. A. | No | N. A. | No | Yes | No | Yes | M. L.: MFG/MD/2021/000369 |  | 1 | SUSHRUT PRODUCTS\INTERNATIONAL IMPLANTS\PLATES FOR LARGE SCREWS\NARROW SSLCDCP | 0 | Initial issue | N | BONE PLATES |  | 1 | No | Yes | Yes | Yes | N. A.
B0412 | B0406.09 | NARROW SS LOW CONTACT AUTO COMPRESSION PLATE, S`RUT, FOR 4.5MM SCREW, 160MM, 9 HOLES |  | B0412.00 | 06 | 2018-01-24 | N. A. | N. A. | N. A. | QPF/B0412 | 02 | 2008-01-23 | N. A. | N. A. | N. A. | PS/B0412 | 02 | 2018-02-17 | 2022-12-01 | 2019-12-01 | N. A. | B0412 | TMF-1 | IU/1 | Class C | FINISHED GOODS | SUSHRUT™ | NARROW SS LOW CONTACT AUTO COMPRESSION PLATE | FOR 4.5MM SCREW, 160MM, 9 HOLES | 16 | No | Yes |  | No | N. A. | No | N. A. | No | Yes | No | Yes | M. L.: MFG/MD/2021/000369 |  | 1 | SUSHRUT PRODUCTS\INTERNATIONAL IMPLANTS\PLATES FOR LARGE SCREWS\NARROW SSLCDCP | 0 | Initial issue | N | BONE PLATES |  | 1 | No | Yes | Yes | Yes | N. A.
B0412 | B0406.10 | NARROW SS LOW CONTACT AUTO COMPRESSION PLATE, S`RUT, FOR 4.5MM SCREW, 178MM, 10 HOLES |  | B0412.00 | 06 | 2018-01-24 | N. A. | N. A. | N. A. | QPF/B0412 | 02 | 2008-01-23 | N. A. | N. A. | N. A. | PS/B0412 | 02 | 2018-02-17 | 2022-12-01 | 2019-12-01 | N. A. | B0412 | TMF-1 | IU/1 | Class C | FINISHED GOODS | SUSHRUT™ | NARROW SS LOW CONTACT AUTO COMPRESSION PLATE | FOR 4.5MM SCREW, 178MM, 10 HOLES | 16 | No | Yes |  | No | N. A. | No | N. A. | No | Yes | No | Yes | M. L.: MFG/MD/2021/000369 |  | 1 | SUSHRUT PRODUCTS\INTERNATIONAL IMPLANTS\PLATES FOR LARGE SCREWS\NARROW SSLCDCP | 0 | Initial issue | N | BONE PLATES |  | 1 | No | Yes | Yes | Yes | N. A.
B0412 | B0406.11 | NARROW SS LOW CONTACT AUTO COMPRESSION PLATE, S`RUT, FOR 4.5MM SCREW, 196MM, 11 HOLES |  | B0412.00 | 06 | 2018-01-24 | N. A. | N. A. | N. A. | QPF/B0412 | 02 | 2008-01-23 | N. A. | N. A. | N. A. | PS/B0412 | 02 | 2018-02-17 | 2022-12-01 | 2019-12-01 | N. A. | B0412 | TMF-1 | IU/1 | Class C | FINISHED GOODS | SUSHRUT™ | NARROW SS LOW CONTACT AUTO COMPRESSION PLATE | FOR 4.5MM SCREW, 196MM, 11 HOLES | 16 | No | Yes |  | No | N. A. | No | N. A. | No | Yes | No | Yes | M. L.: MFG/MD/2021/000369 |  | 1 | SUSHRUT PRODUCTS\INTERNATIONAL IMPLANTS\PLATES FOR LARGE SCREWS\NARROW SSLCDCP | 0.047 | Initial issue | N | BONE PLATES |  | 1 | No | Yes | Yes | Yes | N. A.
B0412 | B0406.12 | NARROW SS LOW CONTACT AUTO COMPRESSION PLATE, S`RUT, FOR 4.5MM SCREW, 214MM, 12 HOLES |  | B0412.00 | 06 | 2018-01-24 | N. A. | N. A. | N. A. | QPF/B0412 | 02 | 2008-01-23 | N. A. | N. A. | N. A. | PS/B0412 | 02 | 2018-02-17 | 2022-12-01 | 2019-12-01 | N. A. | B0412 | TMF-1 | IU/1 | Class C | FINISHED GOODS | SUSHRUT™ | NARROW SS LOW CONTACT AUTO COMPRESSION PLATE | FOR 4.5MM SCREW, 214MM, 12 HOLES | 16 | No | Yes |  | No | N. A. | No | N. A. | No | Yes | No | Yes | M. L.: MFG/MD/2021/000369 |  | 1 | SUSHRUT PRODUCTS\INTERNATIONAL IMPLANTS\PLATES FOR LARGE SCREWS\NARROW SSLCDCP | 0.05 | Initial issue | N | BONE PLATES |  | 1 | No | Yes | Yes | Yes | N. A.
B0412 | B0406.14 | NARROW SS LOW CONTACT AUTO COMPRESSION PLATE, S`RUT, FOR 4.5MM SCREW, 250MM, 14 HOLES |  | B0412.00 | 06 | 2018-01-24 | N. A. | N. A. | N. A. | QPF/B0412 | 02 | 2008-01-23 | N. A. | N. A. | N. A. | PS/B0412 | 02 | 2018-02-17 | 2022-12-01 | 2019-12-01 | N. A. | B0412 | TMF-1 | IU/1 | Class C | FINISHED GOODS | SUSHRUT™ | NARROW SS LOW CONTACT AUTO COMPRESSION PLATE | FOR 4.5MM SCREW, 250MM, 14 HOLES | 16 | No | Yes |  | No | N. A. | No | N. A. | No | Yes | No | Yes | M. L.: MFG/MD/2021/000369 |  | 1 | SUSHRUT PRODUCTS\INTERNATIONAL IMPLANTS\PLATES FOR LARGE SCREWS\NARROW SSLCDCP | 0.056 | Initial issue | N | BONE PLATES |  | 1 | No | Yes | Yes | Yes | N. A.
B0412 | B0406.16 | NARROW SS LOW CONTACT AUTO COMPRESSION PLATE, S`RUT, FOR 4.5MM SCREW, 286MM, 16 HOLES |  | B0412.00 | 06 | 2018-01-24 | N. A. | N. A. | N. A. | QPF/B0412 | 02 | 2008-01-23 | N. A. | N. A. | N. A. | PS/B0412 | 02 | 2018-02-17 | 2022-12-01 | 2019-12-01 | N. A. | B0412 | TMF-1 | IU/1 | Class C | FINISHED GOODS | SUSHRUT™ | NARROW SS LOW CONTACT AUTO COMPRESSION PLATE | FOR 4.5MM SCREW, 286MM, 16 HOLES | 16 | No | Yes |  | No | N. A. | No | N. A. | No | Yes | No | Yes | M. L.: MFG/MD/2021/000369 |  | 1 | SUSHRUT PRODUCTS\INTERNATIONAL IMPLANTS\PLATES FOR LARGE SCREWS\NARROW SSLCDCP | 0.062 | Initial issue | N | BONE PLATES |  | 1 | No | Yes | Yes | Yes | N. A.
B0413 | B0407.06 | BROAD SS LOW CONTACT AUTO COMPRESSION PLATE, S`RUT, FOR 4.5MM SCREW, 106MM, 6 HOLES |  | B0407.00 | 05 | 2015-10-27 | N. A. | N. A. | N. A. | QPF/B0413 | 01 | 2014-05-14 | N. A. | N. A. | N. A. | PS/B0413 | 02 | 2018-02-11 | 2022-12-01 | 2019-12-01 | N. A. | B0413 | TMF-1 | IU/1 | Class C | FINISHED GOODS | SUSHRUT™ | BROAD SS LOW CONTACT AUTO COMPRESSION PLATE | FOR 4.5MM SCREW, 106MM, 6 HOLES | 16 | No | Yes |  | No | N. A. | No | N. A. | No | Yes | No | Yes | M. L.: MFG/MD/2021/000369 |  | 1 | SUSHRUT PRODUCTS\INTERNATIONAL IMPLANTS\PLATES FOR LARGE SCREWS\BROAD SSLCDCP | 0.068 | Initial issue | N | BONE PLATES |  | 1 | No | Yes | Yes | Yes | N. A.
B0413 | B0407.07 | BROAD SS LOW CONTACT AUTO COMPRESSION PLATE, S`RUT, FOR 4.5MM SCREW, 124MM, 7 HOLES |  | B0407.00 | 05 | 2015-10-27 | N. A. | N. A. | N. A. | QPF/B0413 | 01 | 2014-05-14 | N. A. | N. A. | N. A. | PS/B0413 | 02 | 2018-02-11 | 2022-12-01 | 2019-12-01 | N. A. | B0413 | TMF-1 | IU/1 | Class C | FINISHED GOODS | SUSHRUT™ | BROAD SS LOW CONTACT AUTO COMPRESSION PLATE | FOR 4.5MM SCREW, 124MM, 7 HOLES | 16 | No | Yes |  | No | N. A. | No | N. A. | No | Yes | No | Yes | M. L.: MFG/MD/2021/000369 |  | 1 | SUSHRUT PRODUCTS\INTERNATIONAL IMPLANTS\PLATES FOR LARGE SCREWS\BROAD SSLCDCP | 0.074 | Initial issue | N | BONE PLATES |  | 1 | No | Yes | Yes | Yes | N. A.
B0413 | B0407.08 | BROAD SS LOW CONTACT AUTO COMPRESSION PLATE, S`RUT, FOR 4.5MM SCREW, 142MM, 8 HOLES |  | B0407.00 | 05 | 2015-10-27 | N. A. | N. A. | N. A. | QPF/B0413 | 01 | 2014-05-14 | N. A. | N. A. | N. A. | PS/B0413 | 02 | 2018-02-11 | 2022-12-01 | 2019-12-01 | N. A. | B0413 | TMF-1 | IU/1 | Class C | FINISHED GOODS | SUSHRUT™ | BROAD SS LOW CONTACT AUTO COMPRESSION PLATE | FOR 4.5MM SCREW, 142MM, 8 HOLES | 16 | No | Yes |  | No | N. A. | No | N. A. | No | Yes | No | Yes | M. L.: MFG/MD/2021/000369 |  | 1 | SUSHRUT PRODUCTS\INTERNATIONAL IMPLANTS\PLATES FOR LARGE SCREWS\BROAD SSLCDCP | 0 | Initial issue | N | BONE PLATES |  | 1 | No | Yes | Yes | Yes | N. A.
B0413 | B0407.09 | BROAD SS LOW CONTACT AUTO COMPRESSION PLATE, S`RUT, FOR 4.5MM SCREW, 160MM, 9 HOLES |  | B0407.00 | 05 | 2015-10-27 | N. A. | N. A. | N. A. | QPF/B0413 | 01 | 2014-05-14 | N. A. | N. A. | N. A. | PS/B0413 | 02 | 2018-02-11 | 2022-12-01 | 2019-12-01 | N. A. | B0413 | TMF-1 | IU/1 | Class C | FINISHED GOODS | SUSHRUT™ | BROAD SS LOW CONTACT AUTO COMPRESSION PLATE | FOR 4.5MM SCREW, 160MM, 9 HOLES | 16 | No | Yes |  | No | N. A. | No | N. A. | No | Yes | No | Yes | M. L.: MFG/MD/2021/000369 |  | 1 | SUSHRUT PRODUCTS\INTERNATIONAL IMPLANTS\PLATES FOR LARGE SCREWS\BROAD SSLCDCP | 0.083541 | Initial issue | N | BONE PLATES |  | 1 | No | Yes | Yes | Yes | N. A.
B0413 | B0407.10 | BROAD SS LOW CONTACT AUTO COMPRESSION PLATE, S`RUT, FOR 4.5MM SCREW, 178MM, 10 HOLES |  | B0407.00 | 05 | 2015-10-27 | N. A. | N. A. | N. A. | QPF/B0413 | 01 | 2014-05-14 | N. A. | N. A. | N. A. | PS/B0413 | 02 | 2018-02-11 | 2022-12-01 | 2019-12-01 | N. A. | B0413 | TMF-1 | IU/1 | Class C | FINISHED GOODS | SUSHRUT™ | BROAD SS LOW CONTACT AUTO COMPRESSION PLATE | FOR 4.5MM SCREW, 178MM, 10 HOLES | 16 | No | Yes |  | No | N. A. | No | N. A. | No | Yes | No | Yes | M. L.: MFG/MD/2021/000369 |  | 1 | SUSHRUT PRODUCTS\INTERNATIONAL IMPLANTS\PLATES FOR LARGE SCREWS\BROAD SSLCDCP | 0 | Initial issue | N | BONE PLATES |  | 1 | No | Yes | Yes | Yes | N. A.
B0413 | B0407.11 | BROAD SS LOW CONTACT AUTO COMPRESSION PLATE, S`RUT, FOR 4.5MM SCREW, 196MM, 11 HOLES |  | B0407.00 | 05 | 2015-10-27 | N. A. | N. A. | N. A. | QPF/B0413 | 01 | 2014-05-14 | N. A. | N. A. | N. A. | PS/B0413 | 02 | 2018-02-11 | 2022-12-01 | 2019-12-01 | N. A. | B0413 | TMF-1 | IU/1 | Class C | FINISHED GOODS | SUSHRUT™ | BROAD SS LOW CONTACT AUTO COMPRESSION PLATE | FOR 4.5MM SCREW, 196MM, 11 HOLES | 16 | No | Yes |  | No | N. A. | No | N. A. | No | Yes | No | Yes | M. L.: MFG/MD/2021/000369 |  | 1 | SUSHRUT PRODUCTS\INTERNATIONAL IMPLANTS\PLATES FOR LARGE SCREWS\BROAD SSLCDCP | 0.089 | Initial issue | N | BONE PLATES |  | 1 | No | Yes | Yes | Yes | N. A.
B0413 | B0407.12 | BROAD SS LOW CONTACT AUTO COMPRESSION PLATE, S`RUT, FOR 4.5MM SCREW, 214MM, 12 HOLES |  | B0407.00 | 05 | 2015-10-27 | N. A. | N. A. | N. A. | QPF/B0413 | 01 | 2014-05-14 | N. A. | N. A. | N. A. | PS/B0413 | 02 | 2018-02-11 | 2022-12-01 | 2019-12-01 | N. A. | B0413 | TMF-1 | IU/1 | Class C | FINISHED GOODS | SUSHRUT™ | BROAD SS LOW CONTACT AUTO COMPRESSION PLATE | FOR 4.5MM SCREW, 214MM, 12 HOLES | 16 | No | Yes |  | No | N. A. | No | N. A. | No | Yes | No | Yes | M. L.: MFG/MD/2021/000369 |  | 1 | SUSHRUT PRODUCTS\INTERNATIONAL IMPLANTS\PLATES FOR LARGE SCREWS\BROAD SSLCDCP | 0.094 | Initial issue | N | BONE PLATES |  | 1 | No | Yes | Yes | Yes | N. A.
B0413 | B0407.13 | BROAD SS LOW CONTACT AUTO COMPRESSION PLATE, S`RUT, FOR 4.5MM SCREW, 232MM, 13 HOLES |  | B0407.00 | 05 | 2015-10-27 | N. A. | N. A. | N. A. | QPF/B0413 | 01 | 2014-05-14 | N. A. | N. A. | N. A. | PS/B0413 | 02 | 2018-02-11 | 2022-12-01 | 2019-12-01 | N. A. | B0413 | TMF-1 | IU/1 | Class C | FINISHED GOODS | SUSHRUT™ | BROAD SS LOW CONTACT AUTO COMPRESSION PLATE | FOR 4.5MM SCREW, 232MM, 13 HOLES | 16 | No | Yes |  | No | N. A. | No | N. A. | No | Yes | No | Yes | M. L.: MFG/MD/2021/000369 |  | 1 | SUSHRUT PRODUCTS\INTERNATIONAL IMPLANTS\PLATES FOR LARGE SCREWS\BROAD SSLCDCP | 0.102 | Initial issue | Y | BONE PLATES |  | 1 | No | Yes | Yes | Yes | N. A.
B0413 | B0407.14 | BROAD SS LOW CONTACT AUTO COMPRESSION PLATE, S`RUT, FOR 4.5MM SCREW, 250MM, 14 HOLES |  | B0407.00 | 05 | 2015-10-27 | N. A. | N. A. | N. A. | QPF/B0413 | 01 | 2014-05-14 | N. A. | N. A. | N. A. | PS/B0413 | 02 | 2018-02-11 | 2022-12-01 | 2019-12-01 | N. A. | B0413 | TMF-1 | IU/1 | Class C | FINISHED GOODS | SUSHRUT™ | BROAD SS LOW CONTACT AUTO COMPRESSION PLATE | FOR 4.5MM SCREW, 250MM, 14 HOLES | 16 | No | Yes |  | No | N. A. | No | N. A. | No | Yes | No | Yes | M. L.: MFG/MD/2021/000369 |  | 1 | SUSHRUT PRODUCTS\INTERNATIONAL IMPLANTS\PLATES FOR LARGE SCREWS\BROAD SSLCDCP | 0.11 | Initial issue | N | BONE PLATES |  | 1 | No | Yes | Yes | Yes | N. A.
B0413 | B0407.15 | BROAD SS LOW CONTACT AUTO COMPRESSION PLATE, S`RUT, FOR 4.5MM SCREW, 268MM, 15 HOLES |  | B0407.00 | 05 | 2015-10-27 | N. A. | N. A. | N. A. | QPF/B0413 | 01 | 2014-05-14 | N. A. | N. A. | N. A. | PS/B0413 | 02 | 2018-02-11 | 2022-12-01 | 2019-12-01 | N. A. | B0413 | TMF-1 | IU/1 | Class C | FINISHED GOODS | SUSHRUT™ | BROAD SS LOW CONTACT AUTO COMPRESSION PLATE | FOR 4.5MM SCREW, 268MM, 15 HOLES | 16 | No | Yes |  | No | N. A. | No | N. A. | No | Yes | No | Yes | M. L.: MFG/MD/2021/000369 |  | 1 | SUSHRUT PRODUCTS\INTERNATIONAL IMPLANTS\PLATES FOR LARGE SCREWS\BROAD SSLCDCP | 0.118 | Initial issue | Y | BONE PLATES |  | 1 | No | Yes | Yes | Yes | N. A.
B0413 | B0407.16 | BROAD SS LOW CONTACT AUTO COMPRESSION PLATE, S`RUT, FOR 4.5MM SCREW, 286MM, 16 HOLES |  | B0407.00 | 05 | 2015-10-27 | N. A. | N. A. | N. A. | QPF/B0413 | 01 | 2014-05-14 | N. A. | N. A. | N. A. | PS/B0413 | 02 | 2018-02-11 | 2022-12-01 | 2019-12-01 | N. A. | B0413 | TMF-1 | IU/1 | Class C | FINISHED GOODS | SUSHRUT™ | BROAD SS LOW CONTACT AUTO COMPRESSION PLATE | FOR 4.5MM SCREW, 286MM, 16 HOLES | 16 | No | Yes |  | No | N. A. | No | N. A. | No | Yes | No | Yes | M. L.: MFG/MD/2021/000369 |  | 1 | SUSHRUT PRODUCTS\INTERNATIONAL IMPLANTS\PLATES FOR LARGE SCREWS\BROAD SSLCDCP | 0.1255 | Initial issue | N | BONE PLATES |  | 1 | No | Yes | Yes | Yes | N. A.
B0413 | B0407.17 | BROAD SS LOW CONTACT AUTO COMPRESSION PLATE, S`RUT, FOR 4.5MM SCREW, 304MM, 17 HOLES |  | B0407.00 | 05 | 2015-10-27 | N. A. | N. A. | N. A. | QPF/B0413 | 01 | 2014-05-14 | N. A. | N. A. | N. A. | PS/B0413 | 02 | 2018-02-11 | 2022-12-01 | 2019-12-01 | N. A. | B0413 | TMF-1 | IU/1 | Class C | FINISHED GOODS | SUSHRUT™ | BROAD SS LOW CONTACT AUTO COMPRESSION PLATE | FOR 4.5MM SCREW, 304MM, 17 HOLES | 16 | No | Yes |  | No | N. A. | No | N. A. | No | Yes | No | Yes | M. L.: MFG/MD/2021/000369 |  | 1 | SUSHRUT PRODUCTS\INTERNATIONAL IMPLANTS\PLATES FOR LARGE SCREWS\BROAD SSLCDCP | 0.13367 | Initial issue | Y | BONE PLATES |  | 1 | No | Yes | Yes | Yes | N. A.
B0413 | B0407.18 | BROAD SS LOW CONTACT AUTO COMPRESSION PLATE, S`RUT, FOR 4.5MM SCREW, 322MM, 18 HOLES |  | B0407.00 | 05 | 2015-10-27 | N. A. | N. A. | N. A. | QPF/B0413 | 01 | 2014-05-14 | N. A. | N. A. | N. A. | PS/B0413 | 02 | 2018-02-11 | 2022-12-01 | 2019-12-01 | N. A. | B0413 | TMF-1 | IU/1 | Class C | FINISHED GOODS | SUSHRUT™ | BROAD SS LOW CONTACT AUTO COMPRESSION PLATE | FOR 4.5MM SCREW, 322MM, 18 HOLES | 16 | No | Yes |  | No | N. A. | No | N. A. | No | Yes | No | Yes | M. L.: MFG/MD/2021/000369 |  | 1 | SUSHRUT PRODUCTS\INTERNATIONAL IMPLANTS\PLATES FOR LARGE SCREWS\BROAD SSLCDCP | 0.142 | Initial issue | N | BONE PLATES |  | 1 | No | Yes | Yes | Yes | N. A.
B0408 | B0408.02 | SEMITUBULAR PLATE, ADLER, 39MM, 2 HOLES |  | B0408.00 | 01 | 2008-01-29 | N. A. | N. A. | N. A. | QPF/B0408 | 01 | 2007-11-27 | N. A. | N. A. | N. A. | PS/B0408 | 02 | 2018-08-08 | 2022-12-04 | 2019-12-04 | N. A. | B0408 | TMF-1 | IU/1 | Class C | FINISHED GOODS | ADLER™ | SEMITUBULAR PLATE | 39MM, 2 HOLES | 16 | No | Yes |  | No | N. A. | No | N. A. | No | Yes | No | Yes | M. L.: MFG/MD/2021/000369 |  | 1 | ADLER PRODUCTS\PLATES FOR LARGE SCREWS, ADLER\SEMI TUBULAR PLATES, ADLER | 0.005 | Initial issue | Y | BONE PLATES |  | 1 | No | Yes | Yes | Yes | N. A.
B0408 | B0408.03 | SEMITUBULAR PLATE, ADLER, 55MM, 3 HOLES |  | B0408.00 | 01 | 2008-01-29 | N. A. | N. A. | N. A. | QPF/B0408 | 01 | 2007-11-27 | N. A. | N. A. | N. A. | PS/B0408 | 02 | 2018-08-08 | 2022-12-04 | 2019-12-04 | N. A. | B0408 | TMF-1 | IU/1 | Class C | FINISHED GOODS | ADLER™ | SEMITUBULAR PLATE | 55MM, 3 HOLES | 16 | No | Yes |  | No | N. A. | No | N. A. | No | Yes | No | Yes | M. L.: MFG/MD/2021/000369 |  | 1 | ADLER PRODUCTS\PLATES FOR LARGE SCREWS, ADLER\SEMI TUBULAR PLATES, ADLER | 0.008 | Initial issue | Y | BONE PLATES |  | 1 | No | Yes | Yes | Yes | N. A.
B0408 | B0408.04 | SEMITUBULAR PLATE, ADLER, 71MM, 4 HOLES |  | B0408.00 | 01 | 2008-01-29 | N. A. | N. A. | N. A. | QPF/B0408 | 01 | 2007-11-27 | N. A. | N. A. | N. A. | PS/B0408 | 02 | 2018-08-08 | 2022-12-04 | 2019-12-04 | N. A. | B0408 | TMF-1 | IU/1 | Class C | FINISHED GOODS | ADLER™ | SEMITUBULAR PLATE | 71MM, 4 HOLES | 16 | No | Yes |  | No | N. A. | No | N. A. | No | Yes | No | Yes | M. L.: MFG/MD/2021/000369 |  | 1 | ADLER PRODUCTS\PLATES FOR LARGE SCREWS, ADLER\SEMI TUBULAR PLATES, ADLER | 0 | Initial issue | N | BONE PLATES |  | 1 | No | Yes | Yes | Yes | N. A.
B0408 | B0408.05 | SEMITUBULAR PLATE, ADLER, 87MM, 5 HOLES |  | B0408.00 | 01 | 2008-01-29 | N. A. | N. A. | N. A. | QPF/B0408 | 01 | 2007-11-27 | N. A. | N. A. | N. A. | PS/B0408 | 02 | 2018-08-08 | 2022-12-04 | 2019-12-04 | N. A. | B0408 | TMF-1 | IU/1 | Class C | FINISHED GOODS | ADLER™ | SEMITUBULAR PLATE | 87MM, 5 HOLES | 16 | No | Yes |  | No | N. A. | No | N. A. | No | Yes | No | Yes | M. L.: MFG/MD/2021/000369 |  | 1 | ADLER PRODUCTS\PLATES FOR LARGE SCREWS, ADLER\SEMI TUBULAR PLATES, ADLER | 0.0098 | Initial issue | N | BONE PLATES |  | 1 | No | Yes | Yes | Yes | N. A.
B0408 | B0408.06 | SEMITUBULAR PLATE, ADLER, 103MM, 6 HOLES |  | B0408.00 | 01 | 2008-01-29 | N. A. | N. A. | N. A. | QPF/B0408 | 01 | 2007-11-27 | N. A. | N. A. | N. A. | PS/B0408 | 02 | 2018-08-08 | 2022-12-04 | 2019-12-04 | N. A. | B0408 | TMF-1 | IU/1 | Class C | FINISHED GOODS | ADLER™ | SEMITUBULAR PLATE | 103MM, 6 HOLES | 16 | No | Yes |  | No | N. A. | No | N. A. | No | Yes | No | Yes | M. L.: MFG/MD/2021/000369 |  | 1 | ADLER PRODUCTS\PLATES FOR LARGE SCREWS, ADLER\SEMI TUBULAR PLATES, ADLER | 0.0113 | Initial issue | N | BONE PLATES |  | 1 | No | Yes | Yes | Yes | N. A.
B0408 | B0408.07 | SEMITUBULAR PLATE, ADLER, 119MM, 7 HOLES |  | B0408.00 | 01 | 2008-01-29 | N. A. | N. A. | N. A. | QPF/B0408 | 01 | 2007-11-27 | N. A. | N. A. | N. A. | PS/B0408 | 02 | 2018-08-08 | 2022-12-04 | 2019-12-04 | N. A. | B0408 | TMF-1 | IU/1 | Class C | FINISHED GOODS | ADLER™ | SEMITUBULAR PLATE | 119MM, 7 HOLES | 16 | No | Yes |  | No | N. A. | No | N. A. | No | Yes | No | Yes | M. L.: MFG/MD/2021/000369 |  | 1 | ADLER PRODUCTS\PLATES FOR LARGE SCREWS, ADLER\SEMI TUBULAR PLATES, ADLER | 0.13 | Initial issue | N | BONE PLATES |  | 1 | No | Yes | Yes | Yes | N. A.
B0408 | B0408.08 | SEMITUBULAR PLATE, ADLER, 135MM, 8 HOLES |  | B0408.00 | 01 | 2008-01-29 | N. A. | N. A. | N. A. | QPF/B0408 | 01 | 2007-11-27 | N. A. | N. A. | N. A. | PS/B0408 | 02 | 2018-08-08 | 2022-12-04 | 2019-12-04 | N. A. | B0408 | TMF-1 | IU/1 | Class C | FINISHED GOODS | ADLER™ | SEMITUBULAR PLATE | 135MM, 8 HOLES | 16 | No | Yes |  | No | N. A. | No | N. A. | No | Yes | No | Yes | M. L.: MFG/MD/2021/000369 |  | 1 | ADLER PRODUCTS\PLATES FOR LARGE SCREWS, ADLER\SEMI TUBULAR PLATES, ADLER | 0.0148 | Initial issue | Y | BONE PLATES |  | 1 | No | Yes | Yes | Yes | N. A.
B0408 | B0408.09 | SEMITUBULAR PLATE, ADLER, 151MM, 9 HOLES |  | B0408.00 | 01 | 2008-01-29 | N. A. | N. A. | N. A. | QPF/B0408 | 01 | 2007-11-27 | N. A. | N. A. | N. A. | PS/B0408 | 02 | 2018-08-08 | 2022-12-04 | 2019-12-04 | N. A. | B0408 | TMF-1 | IU/1 | Class C | FINISHED GOODS | ADLER™ | SEMITUBULAR PLATE | 151MM, 9 HOLES | 16 | No | Yes |  | No | N. A. | No | N. A. | No | Yes | No | Yes | M. L.: MFG/MD/2021/000369 |  | 1 | ADLER PRODUCTS\PLATES FOR LARGE SCREWS, ADLER\SEMI TUBULAR PLATES, ADLER | 0.014155 | Initial issue | Y | BONE PLATES |  | 1 | No | Yes | Yes | Yes | N. A.
B0408 | B0408.10 | SEMITUBULAR PLATE, ADLER, 167MM, 10 HOLES |  | B0408.00 | 01 | 2008-01-29 | N. A. | N. A. | N. A. | QPF/B0408 | 01 | 2007-11-27 | N. A. | N. A. | N. A. | PS/B0408 | 02 | 2018-08-08 | 2022-12-04 | 2019-12-04 | N. A. | B0408 | TMF-1 | IU/1 | Class C | FINISHED GOODS | ADLER™ | SEMITUBULAR PLATE | 167MM, 10 HOLES | 16 | No | Yes |  | No | N. A. | No | N. A. | No | Yes | No | Yes | M. L.: MFG/MD/2021/000369 |  | 1 | ADLER PRODUCTS\PLATES FOR LARGE SCREWS, ADLER\SEMI TUBULAR PLATES, ADLER | 0.0184 | Initial issue | Y | BONE PLATES |  | 1 | No | Yes | Yes | Yes | N. A.
B0408 | B0408.11 | SEMITUBULAR PLATE, ADLER, 183MM, 11 HOLES |  | B0408.00 | 01 | 2008-01-29 | N. A. | N. A. | N. A. | QPF/B0408 | 01 | 2007-11-27 | N. A. | N. A. | N. A. | PS/B0408 | 02 | 2018-08-08 | 2022-12-04 | 2019-12-04 | N. A. | B0408 | TMF-1 | IU/1 | Class C | FINISHED GOODS | ADLER™ | SEMITUBULAR PLATE | 183MM, 11 HOLES | 16 | No | Yes |  | No | N. A. | No | N. A. | No | Yes | No | Yes | M. L.: MFG/MD/2021/000369 |  | 1 | ADLER PRODUCTS\PLATES FOR LARGE SCREWS, ADLER\SEMI TUBULAR PLATES, ADLER | 0.02 | Initial issue | Y | BONE PLATES |  | 1 | No | Yes | Yes | Yes | N. A.
B0408 | B0408.12 | SEMITUBULAR PLATE, ADLER, 199MM, 12 HOLES |  | B0408.00 | 01 | 2008-01-29 | N. A. | N. A. | N. A. | QPF/B0408 | 01 | 2007-11-27 | N. A. | N. A. | N. A. | PS/B0408 | 02 | 2018-08-08 | 2022-12-04 | 2019-12-04 | N. A. | B0408 | TMF-1 | IU/1 | Class C | FINISHED GOODS | ADLER™ | SEMITUBULAR PLATE | 199MM, 12 HOLES | 16 | No | Yes |  | No | N. A. | No | N. A. | No | Yes | No | Yes | M. L.: MFG/MD/2021/000369 |  | 1 | ADLER PRODUCTS\PLATES FOR LARGE SCREWS, ADLER\SEMI TUBULAR PLATES, ADLER | 0.0219 | Initial issue | Y | BONE PLATES |  | 1 | No | Yes | Yes | Yes | N. A.
B0409 | B0409.02 | NARROW PLATE, ADLER, 3.6MM, AUTO COMP. HOLES, 39MM, 2 HOLES |  | B0409.00 | 04 | 2018-01-04 | N. A. | N. A. | N. A. | QPF/B0409 | 02 | 2019-06-07 | N. A. | N. A. | N. A. | PS/B0409 | 03 | 2018-03-15 | 2022-12-01 | 2019-12-01 | N. A. | B0409 | TMF-1 | IU/1 | Class C | FINISHED GOODS | ADLER™ | NARROW PLATE, 3.6MM | AUTO COMP. HOLES, 39MM, 2 HOLES | 16 | No | Yes |  | No | N. A. | No | N. A. | No | Yes | No | Yes | M. L.: MFG/MD/2021/000369 |  | 1 | ADLER PRODUCTS\PLATES FOR LARGE SCREWS, ADLER\NARROW PLATES AUTO COMP HOLES, ADLER | 0.0126 | Initial issue | N | BONE PLATES |  | 1 | No | Yes | Yes | Yes | N. A.
B0409 | B0409.03 | NARROW PLATE, ADLER, 3.6MM, AUTO COMP. HOLES, 55MM, 3 HOLES |  | B0409.00 | 04 | 2018-01-04 | N. A. | N. A. | N. A. | QPF/B0409 | 02 | 2019-06-07 | N. A. | N. A. | N. A. | PS/B0409 | 03 | 2018-03-15 | 2022-12-01 | 2019-12-01 | N. A. | B0409 | TMF-1 | IU/1 | Class C | FINISHED GOODS | ADLER™ | NARROW PLATE, 3.6MM | AUTO COMP. HOLES, 55MM, 3 HOLES | 16 | No | Yes |  | No | N. A. | No | N. A. | No | Yes | No | Yes | M. L.: MFG/MD/2021/000369 |  | 1 | ADLER PRODUCTS\PLATES FOR LARGE SCREWS, ADLER\NARROW PLATES AUTO COMP HOLES, ADLER | 0.01678 | Initial issue | N | BONE PLATES |  | 1 | No | Yes | Yes | Yes | N. A.
B0409 | B0409.04 | NARROW PLATE, ADLER, 3.6MM, AUTO COMP. HOLES, 71MM, 4 HOLES |  | B0409.00 | 04 | 2018-01-04 | N. A. | N. A. | N. A. | QPF/B0409 | 02 | 2019-06-07 | N. A. | N. A. | N. A. | PS/B0409 | 03 | 2018-03-15 | 2022-12-01 | 2019-12-01 | N. A. | B0409 | TMF-1 | IU/1 | Class C | FINISHED GOODS | ADLER™ | NARROW PLATE, 3.6MM | AUTO COMP. HOLES, 71MM, 4 HOLES | 16 | No | Yes |  | No | N. A. | No | N. A. | No | Yes | No | Yes | M. L.: MFG/MD/2021/000369 |  | 1 | ADLER PRODUCTS\PLATES FOR LARGE SCREWS, ADLER\NARROW PLATES AUTO COMP HOLES, ADLER | 0.0087 | Initial issue | N | BONE PLATES |  | 1 | No | Yes | Yes | Yes | N. A.
B0409 | B0409.05 | NARROW PLATE, ADLER, 3.6MM, AUTO COMP. HOLES, 87MM, 5 HOLES |  | B0409.00 | 04 | 2018-01-04 | N. A. | N. A. | N. A. | QPF/B0409 | 02 | 2019-06-07 | N. A. | N. A. | N. A. | PS/B0409 | 03 | 2018-03-15 | 2022-12-01 | 2019-12-01 | N. A. | B0409 | TMF-1 | IU/1 | Class C | FINISHED GOODS | ADLER™ | NARROW PLATE, 3.6MM | AUTO COMP. HOLES, 87MM, 5 HOLES | 16 | No | Yes |  | No | N. A. | No | N. A. | No | Yes | No | Yes | M. L.: MFG/MD/2021/000369 |  | 1 | ADLER PRODUCTS\PLATES FOR LARGE SCREWS, ADLER\NARROW PLATES AUTO COMP HOLES, ADLER | 0.0251 | Initial issue | N | BONE PLATES |  | 1 | No | Yes | Yes | Yes | N. A.
B0409 | B0409.06 | NARROW PLATE, ADLER, 3.6MM, AUTO COMP. HOLES, 103MM, 6HOLES |  | B0409.00 | 04 | 2018-01-04 | N. A. | N. A. | N. A. | QPF/B0409 | 02 | 2019-06-07 | N. A. | N. A. | N. A. | PS/B0409 | 03 | 2018-03-15 | 2022-12-01 | 2019-12-01 | N. A. | B0409 | TMF-1 | IU/1 | Class C | FINISHED GOODS | ADLER™ | NARROW PLATE 3.6MM | AUTO COMP. HOLES, 103MM, 6HOLES | 16 | No | Yes |  | No | N. A. | No | N. A. | No | Yes | No | Yes | M. L.: MFG/MD/2021/000369 |  | 1 | ADLER PRODUCTS\PLATES FOR LARGE SCREWS, ADLER\NARROW PLATES AUTO COMP HOLES, ADLER | 0.030062 | Initial issue | N | BONE PLATES |  | 1 | No | Yes | Yes | Yes | N. A.
B0409 | B0409.07 | NARROW PLATE, ADLER, 3.6MM, AUTO COMP. HOLES, 119MM, 7 HOLES |  | B0409.00 | 04 | 2018-01-04 | N. A. | N. A. | N. A. | QPF/B0409 | 02 | 2019-06-07 | N. A. | N. A. | N. A. | PS/B0409 | 03 | 2018-03-15 | 2022-12-01 | 2019-12-01 | N. A. | B0409 | TMF-1 | IU/1 | Class C | FINISHED GOODS | ADLER™ | NARROW PLATE 3.6MM | AUTO COMP. HOLES, 119MM, 7 HOLES | 16 | No | Yes |  | No | N. A. | No | N. A. | No | Yes | No | Yes | M. L.: MFG/MD/2021/000369 |  | 1 | ADLER PRODUCTS\PLATES FOR LARGE SCREWS, ADLER\NARROW PLATES AUTO COMP HOLES, ADLER | 0.034286 | Initial issue | N | BONE PLATES |  | 1 | No | Yes | Yes | Yes | N. A.
B0409 | B0409.08 | NARROW PLATE, ADLER, 3.6MM, AUTO COMP. HOLES, 135MM, 8 HOLES |  | B0409.00 | 04 | 2018-01-04 | N. A. | N. A. | N. A. | QPF/B0409 | 02 | 2019-06-07 | N. A. | N. A. | N. A. | PS/B0409 | 03 | 2018-03-15 | 2022-12-01 | 2019-12-01 | N. A. | B0409 | TMF-1 | IU/1 | Class C | FINISHED GOODS | ADLER™ | NARROW PLATE 3.6MM | AUTO COMP. HOLES, 135MM, 8 HOLES | 16 | No | Yes |  | No | N. A. | No | N. A. | No | Yes | No | Yes | M. L.: MFG/MD/2021/000369 |  | 1 | ADLER PRODUCTS\PLATES FOR LARGE SCREWS, ADLER\NARROW PLATES AUTO COMP HOLES, ADLER | 0.038739 | Initial issue | N | BONE PLATES |  | 1 | No | Yes | Yes | Yes | N. A.
B0409 | B0409.09 | NARROW PLATE, ADLER, 3.6MM, AUTO COMP. HOLES, 151MM, 9 HOLES |  | B0409.00 | 04 | 2018-01-04 | N. A. | N. A. | N. A. | QPF/B0409 | 02 | 2019-06-07 | N. A. | N. A. | N. A. | PS/B0409 | 03 | 2018-03-15 | 2022-12-01 | 2019-12-01 | N. A. | B0409 | TMF-1 | IU/1 | Class C | FINISHED GOODS | ADLER™ | NARROW PLATE 3.6MM | AUTO COMP. HOLES, 151MM, 9 HOLES | 16 | No | Yes |  | No | N. A. | No | N. A. | No | Yes | No | Yes | M. L.: MFG/MD/2021/000369 |  | 1 | ADLER PRODUCTS\PLATES FOR LARGE SCREWS, ADLER\NARROW PLATES AUTO COMP HOLES, ADLER | 0.043253 | Initial issue | N | BONE PLATES |  | 1 | No | Yes | Yes | Yes | N. A.
B0409 | B0409.10 | NARROW PLATE, ADLER, 3.6MM, AUTO COMP. HOLES, 167MM, 10 HOLES |  | B0409.00 | 04 | 2018-01-04 | N. A. | N. A. | N. A. | QPF/B0409 | 02 | 2019-06-07 | N. A. | N. A. | N. A. | PS/B0409 | 03 | 2018-03-15 | 2022-12-01 | 2019-12-01 | N. A. | B0409 | TMF-1 | IU/1 | Class C | FINISHED GOODS | ADLER™ | NARROW PLATE, 3.6MM | AUTO COMP. HOLES, 167MM, 10 HOLES | 16 | No | Yes |  | No | N. A. | No | N. A. | No | Yes | No | Yes | M. L.: MFG/MD/2021/000369 |  | 1 | ADLER PRODUCTS\PLATES FOR LARGE SCREWS, ADLER\NARROW PLATES AUTO COMP HOLES, ADLER | 0.047 | Initial issue | N | BONE PLATES |  | 1 | No | Yes | Yes | Yes | N. A.
B0409 | B0409.11 | NARROW PLATE, ADLER, 3.6MM, AUTO COMP. HOLES, 183MM, 11 HOLES |  | B0409.00 | 04 | 2018-01-04 | N. A. | N. A. | N. A. | QPF/B0409 | 02 | 2019-06-07 | N. A. | N. A. | N. A. | PS/B0409 | 03 | 2018-03-15 | 2022-12-01 | 2019-12-01 | N. A. | B0409 | TMF-1 | IU/1 | Class C | FINISHED GOODS | ADLER™ | NARROW PLATE, 3.6MM | AUTO COMP. HOLES, 183MM, 11 HOLES | 16 | No | Yes |  | No | N. A. | No | N. A. | No | Yes | No | Yes | M. L.: MFG/MD/2021/000369 |  | 1 | ADLER PRODUCTS\PLATES FOR LARGE SCREWS, ADLER\NARROW PLATES AUTO COMP HOLES, ADLER | 0.0519 | Initial issue | N | BONE PLATES |  | 1 | No | Yes | Yes | Yes | N. A.
B0409 | B0409.12 | NARROW PLATE, ADLER, 3.6MM, AUTO COMP. HOLES, 199MM, 12 HOLES |  | B0409.00 | 04 | 2018-01-04 | N. A. | N. A. | N. A. | QPF/B0409 | 02 | 2019-06-07 | N. A. | N. A. | N. A. | PS/B0409 | 03 | 2018-03-15 | 2022-12-01 | 2019-12-01 | N. A. | B0409 | TMF-1 | IU/1 | Class C | FINISHED GOODS | ADLER™ | NARROW PLATE 3.6MM | AUTO COMP. HOLES, 199MM, 12 HOLES | 16 | No | Yes |  | No | N. A. | No | N. A. | No | Yes | No | Yes | M. L.: MFG/MD/2021/000369 |  | 1 | ADLER PRODUCTS\PLATES FOR LARGE SCREWS, ADLER\NARROW PLATES AUTO COMP HOLES, ADLER | 0.0567 | Initial issue | N | BONE PLATES |  | 1 | No | Yes | Yes | Yes | N. A.
B0409 | B0409.13 | NARROW PLATE, ADLER, 3.6MM, AUTO COMP. HOLES, 215MM, 13 HOLES |  | B0409.00 | 04 | 2018-01-04 | N. A. | N. A. | N. A. | QPF/B0409 | 02 | 2019-06-07 | N. A. | N. A. | N. A. | PS/B0409 | 03 | 2018-03-15 | 2022-12-01 | 2019-12-01 | N. A. | B0409 | TMF-1 | IU/1 | Class C | FINISHED GOODS | ADLER™ | NARROW PLATE, 3.6MM | AUTO COMP. HOLES, 215MM, 13 HOLES | 16 | No | Yes |  | No | N. A. | No | N. A. | No | Yes | No | Yes | M. L.: MFG/MD/2021/000369 |  | 1 | ADLER PRODUCTS\PLATES FOR LARGE SCREWS, ADLER\NARROW PLATES AUTO COMP HOLES, ADLER | 0.063 | Initial issue | N | BONE PLATES |  | 1 | No | Yes | Yes | Yes | N. A.
B0409 | B0409.14 | NARROW PLATE, ADLER, 3.6MM, AUTO COMP. HOLES, 231MM, 14 HOLES |  | B0409.00 | 04 | 2018-01-04 | N. A. | N. A. | N. A. | QPF/B0409 | 02 | 2019-06-07 | N. A. | N. A. | N. A. | PS/B0409 | 03 | 2018-03-15 | 2022-12-01 | 2019-12-01 | N. A. | B0409 | TMF-1 | IU/1 | Class C | FINISHED GOODS | ADLER™ | NARROW PLATE, 3.6MM | AUTO COMP. HOLES, 231MM, 14 HOLES | 16 | No | Yes |  | No | N. A. | No | N. A. | No | Yes | No | Yes | M. L.: MFG/MD/2021/000369 |  | 1 | ADLER PRODUCTS\PLATES FOR LARGE SCREWS, ADLER\NARROW PLATES AUTO COMP HOLES, ADLER | 0.0674 | Initial issue | N | BONE PLATES |  | 1 | No | Yes | Yes | Yes | N. A.
B0409 | B0409.15 | NARROW PLATE, ADLER, 3.6MM, AUTO COMP. HOLES, 247MM, 15 HOLES |  | B0409.00 | 04 | 2018-01-04 | N. A. | N. A. | N. A. | QPF/B0409 | 02 | 2019-06-07 | N. A. | N. A. | N. A. | PS/B0409 | 03 | 2018-03-15 | 2022-12-01 | 2019-12-01 | N. A. | B0409 | TMF-1 | IU/1 | Class C | FINISHED GOODS | ADLER™ | NARROW PLATE, 3.6MM | AUTO COMP. HOLES, 247MM, 15 HOLES | 16 | No | Yes |  | No | N. A. | No | N. A. | No | Yes | No | Yes | M. L.: MFG/MD/2021/000369 |  | 1 | ADLER PRODUCTS\PLATES FOR LARGE SCREWS, ADLER\NARROW PLATES AUTO COMP HOLES, ADLER | 0.0708 | Initial issue | N | BONE PLATES |  | 1 | No | Yes | Yes | Yes | N. A.
B0409 | B0409.16 | NARROW PLATE, ADLER, 3.6MM, AUTO COMP. HOLES, 263MM, 16 HOLES |  | B0409.00 | 04 | 2018-01-04 | N. A. | N. A. | N. A. | QPF/B0409 | 02 | 2019-06-07 | N. A. | N. A. | N. A. | PS/B0409 | 03 | 2018-03-15 | 2022-12-01 | 2019-12-01 | N. A. | B0409 | TMF-1 | IU/1 | Class C | FINISHED GOODS | ADLER™ | NARROW PLATE, 3.6MM | AUTO COMP. HOLES, 263MM, 16 HOLES | 16 | No | Yes |  | No | N. A. | No | N. A. | No | Yes | No | Yes | M. L.: MFG/MD/2021/000369 |  | 1 | ADLER PRODUCTS\PLATES FOR LARGE SCREWS, ADLER\NARROW PLATES AUTO COMP HOLES, ADLER | 0.0743 | Initial issue | N | BONE PLATES |  | 1 | No | Yes | Yes | Yes | N. A.
B0409 | B0409.17 | NARROW PLATE, ADLER, 3.6MM, AUTO COMP. HOLES, 279MM, 17 HOLES |  | B0409.00 | #N/A | #N/A | N. A. | N. A. | N. A. | QPF/B0409 | #N/A | #N/A | #N/A | #N/A | #N/A | PS/B0409 | #N/A | #N/A | #N/A | #N/A | #N/A | B0409 | TMF-1 | IU/1 | Class C | FINISHED GOODS | ADLER™ | NARROW PLATE, 3.6MM | AUTO COMP. HOLES, 279MM, 17 HOLES | 16 | No | Yes |  | No | N. A. | No | N. A. | No | Yes | No | Yes | M. L.: MFG/MD/2021/000369 |  | 1 | ADLER PRODUCTS\PLATES FOR LARGE SCREWS, ADLER\NARROW PLATES AUTO COMP HOLES, ADLER | 0 | Initial issue | Y | BONE PLATES |  | 1 | No | Yes | Yes | Yes | N. A.
B0409 | B0409.18 | NARROW PLATE, ADLER, 3.6MM, AUTO COMP. HOLES, 295MM, 18 HOLES |  | B0409.00 | 04 | 2018-01-04 | N. A. | N. A. | N. A. | QPF/B0409 | 02 | 2019-06-07 | N. A. | N. A. | N. A. | PS/B0409 | 03 | 2018-03-15 | 2022-12-01 | 2019-12-01 | N. A. | B0409 | TMF-1 | IU/1 | Class C | FINISHED GOODS | ADLER™ | NARROW PLATE, 3.6MM | AUTO COMP. HOLES, 295MM, 18 HOLES | 16 | No | Yes |  | No | N. A. | No | N. A. | No | Yes | No | Yes | M. L.: MFG/MD/2021/000369 |  | 1 | ADLER PRODUCTS\PLATES FOR LARGE SCREWS, ADLER\NARROW PLATES AUTO COMP HOLES, ADLER | 0.0837 | Initial issue | N | BONE PLATES |  | 1 | No | Yes | Yes | Yes | N. A.
B0409 | B0409.19 | NARROW PLATE, ADLER, 3.6MM, AUTO COMP. HOLES, 311MM, 19 HOLES |  | B0409.00 | #N/A | #N/A | N. A. | N. A. | N. A. | QPF/B0409 | #N/A | #N/A | #N/A | #N/A | #N/A | PS/B0409 | #N/A | #N/A | #N/A | #N/A | #N/A | B0409 | TMF-1 | IU/1 | Class C | FINISHED GOODS | ADLER™ | NARROW PLATE, 3.6MM | AUTO COMP. HOLES, 311MM, 19 HOLES | 16 | No | Yes |  | No | N. A. | No | N. A. | No | Yes | No | Yes | M. L.: MFG/MD/2021/000369 |  | 1 | ADLER PRODUCTS\PLATES FOR LARGE SCREWS, ADLER\NARROW PLATES AUTO COMP HOLES, ADLER | 0 | Initial issue | Y | BONE PLATES |  | 1 | No | Yes | Yes | Yes | N. A.
B0409 | B0409.20 | NARROW PLATE, ADLER, 3.6MM, AUTO COMP. HOLES, 327MM, 20 HOLES |  | B0409.00 | 04 | 2018-01-04 | N. A. | N. A. | N. A. | QPF/B0409 | 02 | 2019-06-07 | N. A. | N. A. | N. A. | PS/B0409 | 03 | 2018-03-15 | 2022-12-01 | 2019-12-01 | N. A. | B0409 | TMF-1 | IU/1 | Class C | FINISHED GOODS | ADLER™ | NARROW PLATE, 3.6MM | AUTO COMP. HOLES, 327MM, 20 HOLES | 16 | No | Yes |  | No | N. A. | No | N. A. | No | Yes | No | Yes | M. L.: MFG/MD/2021/000369 |  | 1 | ADLER PRODUCTS\PLATES FOR LARGE SCREWS, ADLER\NARROW PLATES AUTO COMP HOLES, ADLER | 0 | Initial issue | N | BONE PLATES |  | 1 | No | Yes | Yes | Yes | N. A.
B0409 | B0409.21 | NARROW PLATE, ADLER, 3.6MM, AUTO COMP. HOLES, 343MM, 21 HOLES |  | B0409.00 | #N/A | #N/A | N. A. | N. A. | N. A. | QPF/B0409 | #N/A | #N/A | #N/A | #N/A | #N/A | PS/B0409 | #N/A | #N/A | #N/A | #N/A | #N/A | B0409 | TMF-1 | IU/1 | Class C | FINISHED GOODS | ADLER™ | NARROW PLATE, 3.6MM | AUTO COMP. HOLES, 343MM, 21 HOLES | 16 | No | Yes |  | No | N. A. | No | N. A. | No | Yes | No | Yes | M. L.: MFG/MD/2021/000369 |  | 1 | ADLER PRODUCTS\PLATES FOR LARGE SCREWS, ADLER\NARROW PLATES AUTO COMP HOLES, ADLER | 0.097 | Initial issue | Y | BONE PLATES |  | 1 | No | Yes | Yes | Yes | N. A.
B0409 | B0409.22 | NARROW PLATE, ADLER, 3.6MM, AUTO COMP. HOLES, 359MM, 22 HOLES |  | B0409.00 | #N/A | #N/A | N. A. | N. A. | N. A. | QPF/B0409 | #N/A | #N/A | #N/A | #N/A | #N/A | PS/B0409 | #N/A | #N/A | #N/A | #N/A | #N/A | B0409 | TMF-1 | IU/1 | Class C | FINISHED GOODS | ADLER™ | NARROW PLATE, 3.6MM | AUTO COMP. HOLES, 359MM, 22 HOLES | 16 | No | Yes |  | No | N. A. | No | N. A. | No | Yes | No | Yes | M. L.: MFG/MD/2021/000369 |  | 1 | ADLER PRODUCTS\PLATES FOR LARGE SCREWS, ADLER\NARROW PLATES AUTO COMP HOLES, ADLER | 0.11 | Initial issue | Y | BONE PLATES |  | 1 | No | Yes | Yes | Yes | N. A.
B0410 | B0410.05 | BROAD PLATE, ADLER, 4.8MM, AUTO COMP. HOLES, 87MM, 5 HOLES |  | B0410.00 | #N/A | #N/A | N. A. | N. A. | N. A. | QPF/B0410 | #N/A | #N/A | #N/A | #N/A | #N/A | PS/B0410 | #N/A | #N/A | #N/A | #N/A | #N/A | B0410 | TMF-1 | IU/1 | Class C | FINISHED GOODS | ADLER™ | BROAD PLATE, 4.8MM | AUTO COMP. HOLES, 87MM, 5 HOLES | 16 | No | Yes |  | No | N. A. | No | N. A. | No | Yes | No | Yes | M. L.: MFG/MD/2021/000369 |  | 1 | ADLER PRODUCTS\PLATES FOR LARGE SCREWS, ADLER\BROAD PLATES AUTO COMP HOLES, ADLER | 0 | Initial issue | Y | BONE PLATES |  | 1 | No | Yes | Yes | Yes | N. A.
B0410 | B0410.06 | BROAD PLATE, ADLER, 4.8MM, AUTO COMP. HOLES, 103MM, 6 HOLES |  | B0410.00 | 07 | 2018-09-23 | N. A. | N. A. | N. A. | QPF/B0410 | 03 | 2019-06-07 | N. A. | N. A. | N. A. | PS/B0410 | 04 | 2018-10-10 | 2022-12-01 | 2019-12-01 | N. A. | B0410 | TMF-1 | IU/1 | Class C | FINISHED GOODS | ADLER™ | BROAD PLATE, 4.8MM | AUTO COMP. HOLES, 103MM, 6 HOLES | 16 | No | Yes |  | No | N. A. | No | N. A. | No | Yes | No | Yes | M. L.: MFG/MD/2021/000369 |  | 1 | ADLER PRODUCTS\PLATES FOR LARGE SCREWS, ADLER\BROAD PLATES AUTO COMP HOLES, ADLER | 0.0542 | Initial issue | N | BONE PLATES |  | 1 | No | Yes | Yes | Yes | N. A.
B0410 | B0410.07 | BROAD PLATE, ADLER, 4.8MM, AUTO COMP. HOLES, 119MM, 7 HOLES |  | B0410.00 | 07 | 2018-09-23 | N. A. | N. A. | N. A. | QPF/B0410 | 03 | 2019-06-07 | N. A. | N. A. | N. A. | PS/B0410 | 04 | 2018-10-10 | 2022-12-01 | 2019-12-01 | N. A. | B0410 | TMF-1 | IU/1 | Class C | FINISHED GOODS | ADLER™ | BROAD PLATE, 4.8MM | AUTO COMP. HOLES, 119MM, 7 HOLES | 16 | No | Yes |  | No | N. A. | No | N. A. | No | Yes | No | Yes | M. L.: MFG/MD/2021/000369 |  | 1 | ADLER PRODUCTS\PLATES FOR LARGE SCREWS, ADLER\BROAD PLATES AUTO COMP HOLES, ADLER | 0.0608 | Initial issue | N | BONE PLATES |  | 1 | No | Yes | Yes | Yes | N. A.
B0410 | B0410.08 | BROAD PLATE, ADLER, 4.8MM, AUTO COMP. HOLES, 135MM, 8 HOLES |  | B0410.00 | 07 | 2018-09-23 | N. A. | N. A. | N. A. | QPF/B0410 | 03 | 2019-06-07 | N. A. | N. A. | N. A. | PS/B0410 | 04 | 2018-10-10 | 2022-12-01 | 2019-12-01 | N. A. | B0410 | TMF-1 | IU/1 | Class C | FINISHED GOODS | ADLER™ | BROAD PLATE, 4.8MM | AUTO COMP. HOLES, 135MM, 8 HOLES | 16 | No | Yes |  | No | N. A. | No | N. A. | No | Yes | No | Yes | M. L.: MFG/MD/2021/000369 |  | 1 | ADLER PRODUCTS\PLATES FOR LARGE SCREWS, ADLER\BROAD PLATES AUTO COMP HOLES, ADLER | 0.072 | Initial issue | N | BONE PLATES |  | 1 | No | Yes | Yes | Yes | N. A.
B0410 | B0410.09 | BROAD PLATE, ADLER, 4.8MM, AUTO COMP. HOLES, 151MM, 9 HOLES |  | B0410.00 | 07 | 2018-09-23 | N. A. | N. A. | N. A. | QPF/B0410 | 03 | 2019-06-07 | N. A. | N. A. | N. A. | PS/B0410 | 04 | 2018-10-10 | 2022-12-01 | 2019-12-01 | N. A. | B0410 | TMF-1 | IU/1 | Class C | FINISHED GOODS | ADLER™ | BROAD PLATE, 4.8MM | AUTO COMP. HOLES, 151MM, 9 HOLES | 16 | No | Yes |  | No | N. A. | No | N. A. | No | Yes | No | Yes | M. L.: MFG/MD/2021/000369 |  | 1 | ADLER PRODUCTS\PLATES FOR LARGE SCREWS, ADLER\BROAD PLATES AUTO COMP HOLES, ADLER | 0.0777 | Initial issue | N | BONE PLATES |  | 1 | No | Yes | Yes | Yes | N. A.
B0410 | B0410.10 | BROAD PLATE, ADLER, 4.8MM, AUTO COMP. HOLES, 167MM, 10 HOLES |  | B0410.00 | 07 | 2018-09-23 | N. A. | N. A. | N. A. | QPF/B0410 | 03 | 2019-06-07 | N. A. | N. A. | N. A. | PS/B0410 | 04 | 2018-10-10 | 2022-12-01 | 2019-12-01 | N. A. | B0410 | TMF-1 | IU/1 | Class C | FINISHED GOODS | ADLER™ | BROAD PLATE, 4.8MM | AUTO COMP. HOLES, 167MM, 10 HOLES | 16 | No | Yes |  | No | N. A. | No | N. A. | No | Yes | No | Yes | M. L.: MFG/MD/2021/000369 |  | 1 | ADLER PRODUCTS\PLATES FOR LARGE SCREWS, ADLER\BROAD PLATES AUTO COMP HOLES, ADLER | 0.085479 | Initial issue | N | BONE PLATES |  | 1 | No | Yes | Yes | Yes | N. A.
B0410 | B0410.11 | BROAD PLATE, ADLER, 4.8MM, AUTO COMP. HOLES, 183MM, 11 HOLES |  | B0410.00 | 07 | 2018-09-23 | N. A. | N. A. | N. A. | QPF/B0410 | 03 | 2019-06-07 | N. A. | N. A. | N. A. | PS/B0410 | 04 | 2018-10-10 | 2022-12-01 | 2019-12-01 | N. A. | B0410 | TMF-1 | IU/1 | Class C | FINISHED GOODS | ADLER™ | BROAD PLATE, 4.8MM | AUTO COMP. HOLES, 183MM, 11 HOLES | 16 | No | Yes |  | No | N. A. | No | N. A. | No | Yes | No | Yes | M. L.: MFG/MD/2021/000369 |  | 1 | ADLER PRODUCTS\PLATES FOR LARGE SCREWS, ADLER\BROAD PLATES AUTO COMP HOLES, ADLER | 0.093848 | Initial issue | N | BONE PLATES |  | 1 | No | Yes | Yes | Yes | N. A.
B0410 | B0410.12 | BROAD PLATE, ADLER, 4.8MM, AUTO COMP. HOLES, 199MM, 12 HOLES |  | B0410.00 | 07 | 2018-09-23 | N. A. | N. A. | N. A. | QPF/B0410 | 03 | 2019-06-07 | N. A. | N. A. | N. A. | PS/B0410 | 04 | 2018-10-10 | 2022-12-01 | 2019-12-01 | N. A. | B0410 | TMF-1 | IU/1 | Class C | FINISHED GOODS | ADLER™ | BROAD PLATE, 4.8MM | AUTO COMP. HOLES, 199MM, 12 HOLES | 16 | No | Yes |  | No | N. A. | No | N. A. | No | Yes | No | Yes | M. L.: MFG/MD/2021/000369 |  | 1 | ADLER PRODUCTS\PLATES FOR LARGE SCREWS, ADLER\BROAD PLATES AUTO COMP HOLES, ADLER | 0.10285 | Initial issue | N | BONE PLATES |  | 1 | No | Yes | Yes | Yes | N. A.
B0410 | B0410.13 | BROAD PLATE, ADLER, 4.8MM, AUTO COMP. HOLES, 215MM, 13 HOLES |  | B0410.00 | 07 | 2018-09-23 | N. A. | N. A. | N. A. | QPF/B0410 | 03 | 2019-06-07 | N. A. | N. A. | N. A. | PS/B0410 | 04 | 2018-10-10 | 2022-12-01 | 2019-12-01 | N. A. | B0410 | TMF-1 | IU/1 | Class C | FINISHED GOODS | ADLER™ | BROAD PLATE, 4.8MM | AUTO COMP. HOLES, 215MM, 13 HOLES | 16 | No | Yes |  | No | N. A. | No | N. A. | No | Yes | No | Yes | M. L.: MFG/MD/2021/000369 |  | 1 | ADLER PRODUCTS\PLATES FOR LARGE SCREWS, ADLER\BROAD PLATES AUTO COMP HOLES, ADLER | 0.112 | Initial issue | N | BONE PLATES |  | 1 | No | Yes | Yes | Yes | N. A.
B0410 | B0410.14 | BROAD PLATE, ADLER, 4.8MM, AUTO COMP. HOLES, 231MM, 14 HOLES |  | B0410.00 | 07 | 2018-09-23 | N. A. | N. A. | N. A. | QPF/B0410 | 03 | 2019-06-07 | N. A. | N. A. | N. A. | PS/B0410 | 04 | 2018-10-10 | 2022-12-01 | 2019-12-01 | N. A. | B0410 | TMF-1 | IU/1 | Class C | FINISHED GOODS | ADLER™ | BROAD PLATE, 4.8MM | AUTO COMP. HOLES, 231MM, 14 HOLES | 16 | No | Yes |  | No | N. A. | No | N. A. | No | Yes | No | Yes | M. L.: MFG/MD/2021/000369 |  | 1 | ADLER PRODUCTS\PLATES FOR LARGE SCREWS, ADLER\BROAD PLATES AUTO COMP HOLES, ADLER | 0.1182 | Initial issue | N | BONE PLATES |  | 1 | No | Yes | Yes | Yes | N. A.
B0410 | B0410.15 | BROAD PLATE, ADLER, 4.8MM, AUTO COMP. HOLES, 247MM, 15 HOLES |  | B0410.00 | 07 | 2018-09-23 | N. A. | N. A. | N. A. | QPF/B0410 | 03 | 2019-06-07 | N. A. | N. A. | N. A. | PS/B0410 | 04 | 2018-10-10 | 2022-12-01 | 2019-12-01 | N. A. | B0410 | TMF-1 | IU/1 | Class C | FINISHED GOODS | ADLER™ | BROAD PLATE, 4.8MM | AUTO COMP. HOLES, 247MM, 15 HOLES | 16 | No | Yes |  | No | N. A. | No | N. A. | No | Yes | No | Yes | M. L.: MFG/MD/2021/000369 |  | 1 | ADLER PRODUCTS\PLATES FOR LARGE SCREWS, ADLER\BROAD PLATES AUTO COMP HOLES, ADLER | 0.124 | Initial issue | Y | BONE PLATES |  | 1 | No | Yes | Yes | Yes | N. A.
B0410 | B0410.16 | BROAD PLATE, ADLER, 4.8MM, AUTO COMP. HOLES, 263MM, 16 HOLES |  | B0410.00 | 07 | 2018-09-23 | N. A. | N. A. | N. A. | QPF/B0410 | 03 | 2019-06-07 | N. A. | N. A. | N. A. | PS/B0410 | 04 | 2018-10-10 | 2022-12-01 | 2019-12-01 | N. A. | B0410 | TMF-1 | IU/1 | Class C | FINISHED GOODS | ADLER™ | BROAD PLATE, 4.8MM | AUTO COMP. HOLES, 263MM, 16 HOLES | 16 | No | Yes |  | No | N. A. | No | N. A. | No | Yes | No | Yes | M. L.: MFG/MD/2021/000369 |  | 1 | ADLER PRODUCTS\PLATES FOR LARGE SCREWS, ADLER\BROAD PLATES AUTO COMP HOLES, ADLER | 0.1363 | Initial issue | N | BONE PLATES |  | 1 | No | Yes | Yes | Yes | N. A.
B0410 | B0410.17 | BROAD PLATE, ADLER, 4.8MM, AUTO COMP. HOLES, 279MM, 17 HOLES |  | B0410.00 | 07 | 2018-09-23 | N. A. | N. A. | N. A. | QPF/B0410 | 03 | 2019-06-07 | N. A. | N. A. | N. A. | PS/B0410 | 04 | 2018-10-10 | 2022-12-01 | 2019-12-01 | N. A. | B0410 | TMF-1 | IU/1 | Class C | FINISHED GOODS | ADLER™ | BROAD PLATE, 4.8MM | AUTO COMP. HOLES, 279MM, 17 HOLES | 16 | No | Yes |  | No | N. A. | No | N. A. | No | Yes | No | Yes | M. L.: MFG/MD/2021/000369 |  | 1 | ADLER PRODUCTS\PLATES FOR LARGE SCREWS, ADLER\BROAD PLATES AUTO COMP HOLES, ADLER | 0 | Activated on 03JAN2024 | n | BONE PLATES |  | 1 | No | Yes | Yes | Yes | N. A.
B0410 | B0410.18 | BROAD PLATE, ADLER, 4.8MM, AUTO COMP. HOLES, 295MM, 18 HOLES |  | B0410.00 | 07 | 2018-09-23 | N. A. | N. A. | N. A. | QPF/B0410 | 03 | 2019-06-07 | N. A. | N. A. | N. A. | PS/B0410 | 04 | 2018-10-10 | 2022-12-01 | 2019-12-01 | N. A. | B0410 | TMF-1 | IU/1 | Class C | FINISHED GOODS | ADLER™ | BROAD PLATE, 4.8MM | AUTO COMP. HOLES, 295MM, 18 HOLES | 16 | No | Yes |  | No | N. A. | No | N. A. | No | Yes | No | Yes | M. L.: MFG/MD/2021/000369 |  | 1 | ADLER PRODUCTS\PLATES FOR LARGE SCREWS, ADLER\BROAD PLATES AUTO COMP HOLES, ADLER | 0.15467 | Initial issue | N | BONE PLATES |  | 1 | No | Yes | Yes | Yes | N. A.
B0410 | B0410.19 | BROAD PLATE, ADLER, 4.8MM, AUTO COMP. HOLES, 311MM, 19 HOLES |  | B0410.00 | 07 | 2018-09-23 | N. A. | N. A. | N. A. | QPF/B0410 | 03 | 2019-06-07 | N. A. | N. A. | N. A. | PS/B0410 | 04 | 2018-10-10 | 2022-12-01 | 2019-12-01 | N. A. | B0410 | TMF-1 | IU/1 | Class C | FINISHED GOODS | ADLER™ | BROAD PLATE, 4.8MM | AUTO COMP. HOLES, 311MM, 19 HOLES | 16 | No | Yes |  | No | N. A. | No | N. A. | No | Yes | No | Yes | M. L.: MFG/MD/2021/000369 |  | 1 | ADLER PRODUCTS\PLATES FOR LARGE SCREWS, ADLER\BROAD PLATES AUTO COMP HOLES, ADLER | 0 | Initial issue | Y | BONE PLATES |  | 1 | No | Yes | Yes | Yes | N. A.
B0410 | B0410.20 | BROAD PLATE, ADLER, 4.8MM, AUTO COMP. HOLES, 327MM, 20 HOLES |  | B0410.00 | 07 | 2018-09-23 | N. A. | N. A. | N. A. | QPF/B0410 | 03 | 2019-06-07 | N. A. | N. A. | N. A. | PS/B0410 | 04 | 2018-10-10 | 2022-12-01 | 2019-12-01 | N. A. | B0410 | TMF-1 | IU/1 | Class C | FINISHED GOODS | ADLER™ | BROAD PLATE, 4.8MM | AUTO COMP. HOLES, 327MM, 20 HOLES | 16 | No | Yes |  | No | N. A. | No | N. A. | No | Yes | No | Yes | M. L.: MFG/MD/2021/000369 |  | 1 | ADLER PRODUCTS\PLATES FOR LARGE SCREWS, ADLER\BROAD PLATES AUTO COMP HOLES, ADLER | 0 | Initial issue | Y | BONE PLATES |  | 1 | No | Yes | Yes | Yes | N. A.
B0410 | B0410.21 | BROAD PLATE, ADLER, 4.8MM, AUTO COMP. HOLES, 343MM, 21 HOLES |  | B0410.00 | 07 | 2018-09-23 | N. A. | N. A. | N. A. | QPF/B0410 | 03 | 2019-06-07 | N. A. | N. A. | N. A. | PS/B0410 | 04 | 2018-10-10 | 2022-12-01 | 2019-12-01 | N. A. | B0410 | TMF-1 | IU/1 | Class C | FINISHED GOODS | ADLER™ | BROAD PLATE, 4.8MM | AUTO COMP. HOLES, 343MM, 21 HOLES | 16 | No | Yes |  | No | N. A. | No | N. A. | No | Yes | No | Yes | M. L.: MFG/MD/2021/000369 |  | 1 | ADLER PRODUCTS\PLATES FOR LARGE SCREWS, ADLER\BROAD PLATES AUTO COMP HOLES, ADLER | 0 | Initial issue | Y | BONE PLATES |  | 1 | No | Yes | Yes | Yes | N. A.
B0410 | B0410.22 | BROAD PLATE, ADLER, 4.8MM, AUTO COMP. HOLES, 359MM, 22 HOLES |  | B0410.00 | 07 | 2018-09-23 | N. A. | N. A. | N. A. | QPF/B0410 | 03 | 2019-06-07 | N. A. | N. A. | N. A. | PS/B0410 | 04 | 2018-10-10 | 2022-12-01 | 2019-12-01 | N. A. | B0410 | TMF-1 | IU/1 | Class C | FINISHED GOODS | ADLER™ | BROAD PLATE, 4.8MM | AUTO COMP. HOLES, 359MM, 22 HOLES | 16 | No | Yes |  | No | N. A. | No | N. A. | No | Yes | No | Yes | M. L.: MFG/MD/2021/000369 |  | 1 | ADLER PRODUCTS\PLATES FOR LARGE SCREWS, ADLER\BROAD PLATES AUTO COMP HOLES, ADLER | 0 | Initial issue | Y | BONE PLATES |  | 1 | No | Yes | Yes | Yes | N. A.
B0412 | B0412.02 | NARROW SS-LC-DC PLATE, ADLER, FOR 4.5MM SCREW, 34MM, 2 HOLES |  | B0412.00 | 07 | 2018-09-23 | N. A. | N. A. | N. A. | QPF/B0412 | 02 | 2008-01-23 | N. A. | N. A. | N. A. | PS/B0412 | 02 | 2018-02-17 | 2022-12-01 | 2019-12-01 | N. A. | B0412 | TMF-1 | IU/1 | Class C | FINISHED GOODS | ADLER™ | NARROW SS-LC-DC PLATE, FOR 4.5MM SCREW | 34MM, 2 HOLES | 16 | No | Yes |  | No | N. A. | No | N. A. | No | Yes | No | Yes | M. L.: MFG/MD/2021/000369 |  | 1 | ADLER PRODUCTS\PLATES FOR LARGE SCREWS, ADLER\NARROW SS LC DCP | 0 | Initial issue | Y | BONE PLATES |  | 1 | No | Yes | Yes | Yes | N. A.
B0412 | B0412.03 | NARROW SS-LC-DC PLATE, ADLER, FOR 4.5MM SCREW, 52MM, 3 HOLES |  | B0412.00 | 07 | 2018-09-23 | N. A. | N. A. | N. A. | QPF/B0412 | 02 | 2008-01-23 | N. A. | N. A. | N. A. | PS/B0412 | 02 | 2018-02-17 | 2022-12-01 | 2019-12-01 | N. A. | B0412 | TMF-1 | IU/1 | Class C | FINISHED GOODS | ADLER™ | NARROW SS-LC-DC PLATE, FOR 4.5MM SCREW | 52MM, 3 HOLES | 16 | No | Yes |  | No | N. A. | No | N. A. | No | Yes | No | Yes | M. L.: MFG/MD/2021/000369 |  | 1 | ADLER PRODUCTS\PLATES FOR LARGE SCREWS, ADLER\NARROW SS LC DCP | 0 | Initial issue | Y | BONE PLATES |  | 1 | No | Yes | Yes | Yes | N. A.
B0412 | B0412.04 | NARROW SS-LC-DC PLATE, ADLER, FOR 4.5MM SCREW, 70MM, 4 HOLES |  | B0412.00 | 07 | 2018-09-23 | N. A. | N. A. | N. A. | QPF/B0412 | 02 | 2008-01-23 | N. A. | N. A. | N. A. | PS/B0412 | 02 | 2018-02-17 | 2022-12-01 | 2019-12-01 | N. A. | B0412 | TMF-1 | IU/1 | Class C | FINISHED GOODS | ADLER™ | NARROW SS-LC-DC PLATE, FOR 4.5MM SCREW | 70MM, 4 HOLES | 16 | No | Yes |  | No | N. A. | No | N. A. | No | Yes | No | Yes | M. L.: MFG/MD/2021/000369 |  | 1 | ADLER PRODUCTS\PLATES FOR LARGE SCREWS, ADLER\NARROW SS LC DCP | 0 | Initial issue | Y | BONE PLATES |  | 1 | No | Yes | Yes | Yes | N. A.
B0412 | B0412.05 | NARROW SS-LC-DC PLATE, ADLER, FOR 4.5MM SCREW, 88MM, 5 HOLES |  | B0412.00 | 07 | 2018-09-23 | N. A. | N. A. | N. A. | QPF/B0412 | 02 | 2008-01-23 | N. A. | N. A. | N. A. | PS/B0412 | 02 | 2018-02-17 | 2022-12-01 | 2019-12-01 | N. A. | B0412 | TMF-1 | IU/1 | Class C | FINISHED GOODS | ADLER™ | NARROW SS-LC-DC PLATE, FOR 4.5MM SCREW | 88MM, 5 HOLES | 16 | No | Yes |  | No | N. A. | No | N. A. | No | Yes | No | Yes | M. L.: MFG/MD/2021/000369 |  | 1 | ADLER PRODUCTS\PLATES FOR LARGE SCREWS, ADLER\NARROW SS LC DCP | 0 | Initial issue | N | BONE PLATES |  | 1 | No | Yes | Yes | Yes | N. A.
B0412 | B0412.06 | NARROW SS-LC-DC PLATE, ADLER, FOR 4.5MM SCREW, 106MM, 6 HOLES |  | B0412.00 | 07 | 2018-09-23 | N. A. | N. A. | N. A. | QPF/B0412 | 02 | 2008-01-23 | N. A. | N. A. | N. A. | PS/B0412 | 02 | 2018-02-17 | 2022-12-01 | 2019-12-01 | N. A. | B0412 | TMF-1 | IU/1 | Class C | FINISHED GOODS | ADLER™ | NARROW SS-LC-DC PLATE, FOR 4.5MM SCREW | 106MM, 6 HOLES | 16 | No | Yes |  | No | N. A. | No | N. A. | No | Yes | No | Yes | M. L.: MFG/MD/2021/000369 |  | 1 | ADLER PRODUCTS\PLATES FOR LARGE SCREWS, ADLER\NARROW SS LC DCP | 0 | Initial issue | N | BONE PLATES |  | 1 | No | Yes | Yes | Yes | N. A.
B0412 | B0412.07 | NARROW SS-LC-DC PLATE, ADLER, FOR 4.5MM SCREW, 124MM, 7 HOLES |  | B0412.00 | 07 | 2018-09-23 | N. A. | N. A. | N. A. | QPF/B0412 | 02 | 2008-01-23 | N. A. | N. A. | N. A. | PS/B0412 | 02 | 2018-02-17 | 2022-12-01 | 2019-12-01 | N. A. | B0412 | TMF-1 | IU/1 | Class C | FINISHED GOODS | ADLER™ | NARROW SS-LC-DC PLATE, FOR 4.5MM SCREW | 124MM, 7 HOLES | 16 | No | Yes |  | No | N. A. | No | N. A. | No | Yes | No | Yes | M. L.: MFG/MD/2021/000369 |  | 1 | ADLER PRODUCTS\PLATES FOR LARGE SCREWS, ADLER\NARROW SS LC DCP | 0 | Initial issue | N | BONE PLATES |  | 1 | No | Yes | Yes | Yes | N. A.
B0412 | B0412.08 | NARROW SS-LC-DC PLATE, ADLER, FOR 4.5MM SCREW, 142MM, 8 HOLES |  | B0412.00 | 07 | 2018-09-23 | N. A. | N. A. | N. A. | QPF/B0412 | 02 | 2008-01-23 | N. A. | N. A. | N. A. | PS/B0412 | 02 | 2018-02-17 | 2022-12-01 | 2019-12-01 | N. A. | B0412 | TMF-1 | IU/1 | Class C | FINISHED GOODS | ADLER™ | NARROW SS-LC-DC PLATE, FOR 4.5MM SCREW | 142MM, 8 HOLES | 16 | No | Yes |  | No | N. A. | No | N. A. | No | Yes | No | Yes | M. L.: MFG/MD/2021/000369 |  | 1 | ADLER PRODUCTS\PLATES FOR LARGE SCREWS, ADLER\NARROW SS LC DCP | 0 | Initial issue | N | BONE PLATES |  | 1 | No | Yes | Yes | Yes | N. A.
B0412 | B0412.09 | NARROW SS-LC-DC PLATE, ADLER, FOR 4.5MM SCREW, 160MM, 9 HOLES |  | B0412.00 | 07 | 2018-09-23 | N. A. | N. A. | N. A. | QPF/B0412 | 02 | 2008-01-23 | N. A. | N. A. | N. A. | PS/B0412 | 02 | 2018-02-17 | 2022-12-01 | 2019-12-01 | N. A. | B0412 | TMF-1 | IU/1 | Class C | FINISHED GOODS | ADLER™ | NARROW SS-LC-DC PLATE, FOR 4.5MM SCREW | 160MM, 9 HOLES | 16 | No | Yes |  | No | N. A. | No | N. A. | No | Yes | No | Yes | M. L.: MFG/MD/2021/000369 |  | 1 | ADLER PRODUCTS\PLATES FOR LARGE SCREWS, ADLER\NARROW SS LC DCP | 0 | Initial issue | N | BONE PLATES |  | 1 | No | Yes | Yes | Yes | N. A.
B0412 | B0412.10 | NARROW SS-LC-DC PLATE, ADLER, FOR 4.5MM SCREW, 178MM, 10 HOLES |  | B0412.00 | 07 | 2018-09-23 | N. A. | N. A. | N. A. | QPF/B0412 | 02 | 2008-01-23 | N. A. | N. A. | N. A. | PS/B0412 | 02 | 2018-02-17 | 2022-12-01 | 2019-12-01 | N. A. | B0412 | TMF-1 | IU/1 | Class C | FINISHED GOODS | ADLER™ | NARROW SS-LC-DC PLATE, FOR 4.5MM SCREW | 178MM, 10 HOLES | 16 | No | Yes |  | No | N. A. | No | N. A. | No | Yes | No | Yes | M. L.: MFG/MD/2021/000369 |  | 1 | ADLER PRODUCTS\PLATES FOR LARGE SCREWS, ADLER\NARROW SS LC DCP | 0 | Initial issue | N | BONE PLATES |  | 1 | No | Yes | Yes | Yes | N. A.
B0412 | B0412.11 | NARROW SS-LC-DC PLATE, ADLER, FOR 4.5MM SCREW, 196MM, 11 HOLES |  | B0412.00 | 07 | 2018-09-23 | N. A. | N. A. | N. A. | QPF/B0412 | 02 | 2008-01-23 | N. A. | N. A. | N. A. | PS/B0412 | 02 | 2018-02-17 | 2022-12-01 | 2019-12-01 | N. A. | B0412 | TMF-1 | IU/1 | Class C | FINISHED GOODS | ADLER™ | NARROW SS-LC-DC PLATE, FOR 4.5MM SCREW | 196MM, 11 HOLES | 16 | No | Yes |  | No | N. A. | No | N. A. | No | Yes | No | Yes | M. L.: MFG/MD/2021/000369 |  | 1 | ADLER PRODUCTS\PLATES FOR LARGE SCREWS, ADLER\NARROW SS LC DCP | 0 | Initial issue | N | BONE PLATES |  | 1 | No | Yes | Yes | Yes | N. A.
B0412 | B0412.12 | NARROW SS-LC-DC PLATE, ADLER, FOR 4.5MM SCREW, 214MM, 12 HOLES |  | B0412.00 | 07 | 2018-09-23 | N. A. | N. A. | N. A. | QPF/B0412 | 02 | 2008-01-23 | N. A. | N. A. | N. A. | PS/B0412 | 02 | 2018-02-17 | 2022-12-01 | 2019-12-01 | N. A. | B0412 | TMF-1 | IU/1 | Class C | FINISHED GOODS | ADLER™ | NARROW SS-LC-DC PLATE, FOR 4.5MM SCREW | 214MM, 12 HOLES | 16 | No | Yes |  | No | N. A. | No | N. A. | No | Yes | No | Yes | M. L.: MFG/MD/2021/000369 |  | 1 | ADLER PRODUCTS\PLATES FOR LARGE SCREWS, ADLER\NARROW SS LC DCP | 0 | Initial issue | N | BONE PLATES |  | 1 | No | Yes | Yes | Yes | N. A.
B0412 | B0412.13 | NARROW SS-LC-DC PLATE, ADLER, FOR 4.5MM SCREW, 232MM, 13 HOLES |  | B0412.00 | 07 | 2018-09-23 | N. A. | N. A. | N. A. | QPF/B0412 | 02 | 2008-01-23 | N. A. | N. A. | N. A. | PS/B0412 | 02 | 2018-02-17 | 2022-12-01 | 2019-12-01 | N. A. | B0412 | TMF-1 | IU/1 | Class C | FINISHED GOODS | ADLER™ | NARROW SS-LC-DC PLATE, FOR 4.5MM SCREW | 232MM, 13 HOLES | 16 | No | Yes |  | No | N. A. | No | N. A. | No | Yes | No | Yes | M. L.: MFG/MD/2021/000369 |  | 1 | ADLER PRODUCTS\PLATES FOR LARGE SCREWS, ADLER\NARROW SS LC DCP | 0.056 | Initial issue | N | BONE PLATES |  | 1 | No | Yes | Yes | Yes | N. A.
B0412 | B0412.14 | NARROW SS-LC-DC PLATE, ADLER, FOR 4.5MM SCREW, 250MM, 14 HOLES |  | B0412.00 | 07 | 2018-09-23 | N. A. | N. A. | N. A. | QPF/B0412 | 02 | 2008-01-23 | N. A. | N. A. | N. A. | PS/B0412 | 02 | 2018-02-17 | 2022-12-01 | 2019-12-01 | N. A. | B0412 | TMF-1 | IU/1 | Class C | FINISHED GOODS | ADLER™ | NARROW SS-LC-DC PLATE, FOR 4.5MM SCREW | 250MM, 14 HOLES | 16 | No | Yes |  | No | N. A. | No | N. A. | No | Yes | No | Yes | M. L.: MFG/MD/2021/000369 |  | 1 | ADLER PRODUCTS\PLATES FOR LARGE SCREWS, ADLER\NARROW SS LC DCP | 0.062 | Initial issue | N | BONE PLATES |  | 1 | No | Yes | Yes | Yes | N. A.
B0412 | B0412.15 | NARROW SS-LC-DC PLATE, ADLER, FOR 4.5MM SCREW, 268MM, 15 HOLES |  | B0412.00 | 07 | 2018-09-23 | N. A. | N. A. | N. A. | QPF/B0412 | 02 | 2008-01-23 | N. A. | N. A. | N. A. | PS/B0412 | 02 | 2018-02-17 | 2022-12-01 | 2019-12-01 | N. A. | B0412 | TMF-1 | IU/1 | Class C | FINISHED GOODS | ADLER™ | NARROW SS-LC-DC PLATE, FOR 4.5MM SCREW | 268MM, 15 HOLES | 16 | No | Yes |  | No | N. A. | No | N. A. | No | Yes | No | Yes | M. L.: MFG/MD/2021/000369 |  | 1 | ADLER PRODUCTS\PLATES FOR LARGE SCREWS, ADLER\NARROW SS LC DCP | 0 | Initial issue | N | BONE PLATES |  | 1 | No | Yes | Yes | Yes | N. A.
B0412 | B0412.16 | NARROW SS-LC-DC PLATE, ADLER, FOR 4.5MM SCREW, 286MM, 16 HOLES |  | B0412.00 | 07 | 2018-09-23 | N. A. | N. A. | N. A. | QPF/B0412 | 02 | 2008-01-23 | N. A. | N. A. | N. A. | PS/B0412 | 02 | 2018-02-17 | 2022-12-01 | 2019-12-01 | N. A. | B0412 | TMF-1 | IU/1 | Class C | FINISHED GOODS | ADLER™ | NARROW SS-LC-DC PLATE, FOR 4.5MM SCREW | 286MM, 16 HOLES | 16 | No | Yes |  | No | N. A. | No | N. A. | No | Yes | No | Yes | M. L.: MFG/MD/2021/000369 |  | 1 | ADLER PRODUCTS\PLATES FOR LARGE SCREWS, ADLER\NARROW SS LC DCP | 0 | Initial issue | N | BONE PLATES |  | 1 | No | Yes | Yes | Yes | N. A.
B0413 | B0413.06 | BROAD SS-LC-DC PLATE, ADLER, FOR 4.5MM SCREW, 106MM, 6 HOLES |  | B0413.00 | 03 | 2010-10-02 | N. A. | N. A. | N. A. | QPF/B0413 | 01 | 2014-05-14 | N. A. | N. A. | N. A. | PS/B0413 | 02 | 2018-02-11 | 2022-12-01 | 2019-12-01 | N. A. | B0413 | TMF-1 | IU/1 | Class C | FINISHED GOODS | ADLER™ | BROAD SS-LC-DC PLATE | FOR 4.5MM SCREW, 106MM, 6 HOLES | 16 | No | Yes |  | No | N. A. | No | N. A. | No | Yes | No | Yes | M. L.: MFG/MD/2021/000369 |  | 1 | ADLER PRODUCTS\PLATES FOR LARGE SCREWS, ADLER\BROAD SS LC DCP | 0 | Initial issue | N | BONE PLATES |  | 1 | No | Yes | Yes | Yes | N. A.
B0413 | B0413.07 | BROAD SS-LC-DC PLATE, ADLER, FOR 4.5MM SCREW, 124MM, 7 HOLES |  | B0413.00 | 03 | 2010-10-02 | N. A. | N. A. | N. A. | QPF/B0413 | 01 | 2014-05-14 | N. A. | N. A. | N. A. | PS/B0413 | 02 | 2018-02-11 | 2022-12-01 | 2019-12-01 | N. A. | B0413 | TMF-1 | IU/1 | Class C | FINISHED GOODS | ADLER™ | BROAD SS-LC-DC PLATE | FOR 4.5MM SCREW, 124MM, 7 HOLES | 16 | No | Yes |  | No | N. A. | No | N. A. | No | Yes | No | Yes | M. L.: MFG/MD/2021/000369 |  | 1 | ADLER PRODUCTS\PLATES FOR LARGE SCREWS, ADLER\BROAD SS LC DCP | 0 | Initial issue | N | BONE PLATES |  | 1 | No | Yes | Yes | Yes | N. A.
B0413 | B0413.08 | BROAD SS-LC-DC PLATE, ADLER, FOR 4.5MM SCREW, 142MM, 8 HOLES |  | B0413.00 | 03 | 2010-10-02 | N. A. | N. A. | N. A. | QPF/B0413 | 01 | 2014-05-14 | N. A. | N. A. | N. A. | PS/B0413 | 02 | 2018-02-11 | 2022-12-01 | 2019-12-01 | N. A. | B0413 | TMF-1 | IU/1 | Class C | FINISHED GOODS | ADLER™ | BROAD SS-LC-DC PLATE | FOR 4.5MM SCREW, 142MM, 8 HOLES | 16 | No | Yes |  | No | N. A. | No | N. A. | No | Yes | No | Yes | M. L.: MFG/MD/2021/000369 |  | 1 | ADLER PRODUCTS\PLATES FOR LARGE SCREWS, ADLER\BROAD SS LC DCP | 0 | Initial issue | N | BONE PLATES |  | 1 | No | Yes | Yes | Yes | N. A.
B0413 | B0413.09 | BROAD SS-LC-DC PLATE, ADLER, FOR 4.5MM SCREW, 160MM, 9 HOLES |  | B0413.00 | 03 | 2010-10-02 | N. A. | N. A. | N. A. | QPF/B0413 | 01 | 2014-05-14 | N. A. | N. A. | N. A. | PS/B0413 | 02 | 2018-02-11 | 2022-12-01 | 2019-12-01 | N. A. | B0413 | TMF-1 | IU/1 | Class C | FINISHED GOODS | ADLER™ | BROAD SS-LC-DC PLATE | FOR 4.5MM SCREW, 160MM, 9 HOLES | 16 | No | Yes |  | No | N. A. | No | N. A. | No | Yes | No | Yes | M. L.: MFG/MD/2021/000369 |  | 1 | ADLER PRODUCTS\PLATES FOR LARGE SCREWS, ADLER\BROAD SS LC DCP | 0 | Initial issue | N | BONE PLATES |  | 1 | No | Yes | Yes | Yes | N. A.
B0413 | B0413.10 | BROAD SS-LC-DC PLATE, ADLER, FOR 4.5MM SCREW, 178MM, 10 HOLES |  | B0413.00 | 03 | 2010-10-02 | N. A. | N. A. | N. A. | QPF/B0413 | 01 | 2014-05-14 | N. A. | N. A. | N. A. | PS/B0413 | 02 | 2018-02-11 | 2022-12-01 | 2019-12-01 | N. A. | B0413 | TMF-1 | IU/1 | Class C | FINISHED GOODS | ADLER™ | BROAD SS-LC-DC PLATE | FOR 4.5MM SCREW, 178MM, 10 HOLES | 16 | No | Yes |  | No | N. A. | No | N. A. | No | Yes | No | Yes | M. L.: MFG/MD/2021/000369 |  | 1 | ADLER PRODUCTS\PLATES FOR LARGE SCREWS, ADLER\BROAD SS LC DCP | 0 | Initial issue | N | BONE PLATES |  | 1 | No | Yes | Yes | Yes | N. A.
B0413 | B0413.11 | BROAD SS-LC-DC PLATE, ADLER, FOR 4.5MM SCREW, 196MM, 11 HOLES |  | B0413.00 | 03 | 2010-10-02 | N. A. | N. A. | N. A. | QPF/B0413 | 01 | 2014-05-14 | N. A. | N. A. | N. A. | PS/B0413 | 02 | 2018-02-11 | 2022-12-01 | 2019-12-01 | N. A. | B0413 | TMF-1 | IU/1 | Class C | FINISHED GOODS | ADLER™ | BROAD SS-LC-DC PLATE | FOR 4.5MM SCREW, 196MM, 11 HOLES | 16 | No | Yes |  | No | N. A. | No | N. A. | No | Yes | No | Yes | M. L.: MFG/MD/2021/000369 |  | 1 | ADLER PRODUCTS\PLATES FOR LARGE SCREWS, ADLER\BROAD SS LC DCP | 0.093848 | Initial issue | N | BONE PLATES |  | 1 | No | Yes | Yes | Yes | N. A.
B0413 | B0413.12 | BROAD SS-LC-DC PLATE, ADLER, FOR 4.5MM SCREW, 214MM, 12 HOLES |  | B0413.00 | 03 | 2010-10-02 | N. A. | N. A. | N. A. | QPF/B0413 | 01 | 2014-05-14 | N. A. | N. A. | N. A. | PS/B0413 | 02 | 2018-02-11 | 2022-12-01 | 2019-12-01 | N. A. | B0413 | TMF-1 | IU/1 | Class C | FINISHED GOODS | ADLER™ | BROAD SS-LC-DC PLATE | FOR 4.5MM SCREW, 214MM, 12 HOLES | 16 | No | Yes |  | No | N. A. | No | N. A. | No | Yes | No | Yes | M. L.: MFG/MD/2021/000369 |  | 1 | ADLER PRODUCTS\PLATES FOR LARGE SCREWS, ADLER\BROAD SS LC DCP | 0.10285 | Initial issue | N | BONE PLATES |  | 1 | No | Yes | Yes | Yes | N. A.
B0413 | B0413.13 | BROAD SS-LC-DC PLATE, ADLER, FOR 4.5MM SCREW, 232MM, 13 HOLES |  | B0413.00 | 03 | 2010-10-02 | N. A. | N. A. | N. A. | QPF/B0413 | 01 | 2014-05-14 | N. A. | N. A. | N. A. | PS/B0413 | 02 | 2018-02-11 | 2022-12-01 | 2019-12-01 | N. A. | B0413 | TMF-1 | IU/1 | Class C | FINISHED GOODS | ADLER™ | BROAD SS-LC-DC PLATE | FOR 4.5MM SCREW, 232MM, 13 HOLES | 16 | No | Yes |  | No | N. A. | No | N. A. | No | Yes | No | Yes | M. L.: MFG/MD/2021/000369 |  | 1 | ADLER PRODUCTS\PLATES FOR LARGE SCREWS, ADLER\BROAD SS LC DCP | 0.112 | Initial issue | N | BONE PLATES |  | 1 | No | Yes | Yes | Yes | N. A.
B0413 | B0413.14 | BROAD SS-LC-DC PLATE, ADLER, FOR 4.5MM SCREW, 250MM, 14 HOLES |  | B0413.00 | 03 | 2010-10-02 | N. A. | N. A. | N. A. | QPF/B0413 | 01 | 2014-05-14 | N. A. | N. A. | N. A. | PS/B0413 | 02 | 2018-02-11 | 2022-12-01 | 2019-12-01 | N. A. | B0413 | TMF-1 | IU/1 | Class C | FINISHED GOODS | ADLER™ | BROAD SS-LC-DC PLATE | FOR 4.5MM SCREW, 250MM, 14 HOLES | 16 | No | Yes |  | No | N. A. | No | N. A. | No | Yes | No | Yes | M. L.: MFG/MD/2021/000369 |  | 1 | ADLER PRODUCTS\PLATES FOR LARGE SCREWS, ADLER\BROAD SS LC DCP | 0.1182 | Initial issue | N | BONE PLATES |  | 1 | No | Yes | Yes | Yes | N. A.
B0413 | B0413.15 | BROAD SS-LC-DC PLATE, ADLER, FOR 4.5MM SCREW, 268MM, 15 HOLES |  | B0413.00 | 03 | 2010-10-02 | N. A. | N. A. | N. A. | QPF/B0413 | 01 | 2014-05-14 | N. A. | N. A. | N. A. | PS/B0413 | 02 | 2018-02-11 | 2022-12-01 | 2019-12-01 | N. A. | B0413 | TMF-1 | IU/1 | Class C | FINISHED GOODS | ADLER™ | BROAD SS-LC-DC PLATE | FOR 4.5MM SCREW, 268MM, 15 HOLES | 16 | No | Yes |  | No | N. A. | No | N. A. | No | Yes | No | Yes | M. L.: MFG/MD/2021/000369 |  | 1 | ADLER PRODUCTS\PLATES FOR LARGE SCREWS, ADLER\BROAD SS LC DCP | 0 | Initial issue | N | BONE PLATES |  | 1 | No | Yes | Yes | Yes | N. A.
B0413 | B0413.16 | BROAD SS-LC-DC PLATE, ADLER, FOR 4.5MM SCREW, 286MM, 16 HOLES |  | B0413.00 | 03 | 2010-10-02 | N. A. | N. A. | N. A. | QPF/B0413 | 01 | 2014-05-14 | N. A. | N. A. | N. A. | PS/B0413 | 02 | 2018-02-11 | 2022-12-01 | 2019-12-01 | N. A. | B0413 | TMF-1 | IU/1 | Class C | FINISHED GOODS | ADLER™ | BROAD SS-LC-DC PLATE | FOR 4.5MM SCREW, 286MM, 16 HOLES | 16 | No | Yes |  | No | N. A. | No | N. A. | No | Yes | No | Yes | M. L.: MFG/MD/2021/000369 |  | 1 | ADLER PRODUCTS\PLATES FOR LARGE SCREWS, ADLER\BROAD SS LC DCP | 0.136 | Initial issue | N | BONE PLATES |  | 1 | No | Yes | Yes | Yes | N. A.
B0413 | B0413.17 | BROAD SS-LC-DC PLATE, ADLER, FOR 4.5MM SCREW, 304MM, 17 HOLES |  | B0413.00 | 03 | 2010-10-02 | N. A. | N. A. | N. A. | QPF/B0413 | 01 | 2014-05-14 | N. A. | N. A. | N. A. | PS/B0413 | 02 | 2018-02-11 | 2022-12-01 | 2019-12-01 | N. A. | B0413 | TMF-1 | IU/1 | Class C | FINISHED GOODS | ADLER™ | BROAD SS-LC-DC PLATE | FOR 4.5MM SCREW, 304MM, 17 HOLES | 16 | No | Yes |  | No | N. A. | No | N. A. | No | Yes | No | Yes | M. L.: MFG/MD/2021/000369 |  | 1 | ADLER PRODUCTS\PLATES FOR LARGE SCREWS, ADLER\BROAD SS LC DCP | 0 | Initial issue | N | BONE PLATES |  | 1 | No | Yes | Yes | Yes | N. A.
B0413 | B0413.18 | BROAD SS-LC-DC PLATE, ADLER, FOR 4.5MM SCREW, 322MM, 18 HOLES |  | B0413.00 | 03 | 2010-10-02 | N. A. | N. A. | N. A. | QPF/B0413 | 01 | 2014-05-14 | N. A. | N. A. | N. A. | PS/B0413 | 02 | 2018-02-11 | 2022-12-01 | 2019-12-01 | N. A. | B0413 | TMF-1 | IU/1 | Class C | FINISHED GOODS | ADLER™ | BROAD SS-LC-DC PLATE | FOR 4.5MM SCREW, 322MM, 18 HOLES | 16 | No | Yes |  | No | N. A. | No | N. A. | No | Yes | No | Yes | M. L.: MFG/MD/2021/000369 |  | 1 | ADLER PRODUCTS\PLATES FOR LARGE SCREWS, ADLER\BROAD SS LC DCP | 0 | Initial issue | N | BONE PLATES |  | 1 | No | Yes | Yes | Yes | N. A.
B0506 | B0501.05 | SPOON PLATE, S`RUT, 100MM, 5 HOLES |  | B0506.00 | 01 | 2007-11-01 | N. A. | N. A. | N. A. | QPF/B0506 | 01 | 2008-03-19 | N. A. | N. A. | N. A. | PS/B0506 | 00 | 2007-11-17 | N. A. | N. A. | N. A. | B0506 | TMF-1 | IU/1 | Class C | FINISHED GOODS | SUSHRUT™ | SPOON PLATE | 100MM, 5 HOLES | 16 | No | Yes |  | No | N. A. | No | N. A. | No | Yes | No | Yes | M. L.: MFG/MD/2021/000369 |  | 1 | SUSHRUT PRODUCTS\INTERNATIONAL IMPLANTS\SPECIAL PLATES\SPOON PLATES | 0.0283 | Initial issue | N | BONE PLATES |  | 1 | No | Yes | Yes | Yes | N. A.
B0506 | B0501.06 | SPOON PLATE, S`RUT, 120MM, 6 HOLES |  | B0506.00 | 01 | 2007-11-01 | N. A. | N. A. | N. A. | QPF/B0506 | 01 | 2008-03-19 | N. A. | N. A. | N. A. | PS/B0506 | 00 | 2007-11-17 | N. A. | N. A. | N. A. | B0506 | TMF-1 | IU/1 | Class C | FINISHED GOODS | SUSHRUT™ | SPOON PLATE | 120MM, 6 HOLES | 16 | No | Yes |  | No | N. A. | No | N. A. | No | Yes | No | Yes | M. L.: MFG/MD/2021/000369 |  | 1 | SUSHRUT PRODUCTS\INTERNATIONAL IMPLANTS\SPECIAL PLATES\SPOON PLATES | 0 | Initial issue | N | BONE PLATES |  | 1 | No | Yes | Yes | Yes | N. A.
B0507 | B0502.03 | 'T' PLATE, S`RUT, 68MM, 3 HOLES |  | B0507.00 | 02 | 2007-10-23 | N. A. | N. A. | N. A. | QPF/B0507 | 02 | 2017-10-18 | N. A. | N. A. | N. A. | PS/B0507 | 04 | 2018-01-12 | N. A. | N. A. | N. A. | B0507 | TMF-1 | IU/1 | Class C | FINISHED GOODS | SUSHRUT™ | 'T' PLATE | 68MM, 3 HOLES | 16 | No | Yes |  | No | N. A. | No | N. A. | No | Yes | No | Yes | M. L.: MFG/MD/2021/000369 |  | 1 | SUSHRUT PRODUCTS\INTERNATIONAL IMPLANTS\SPECIAL PLATES\T PLATES | 0.018 | Initial issue | N | BONE PLATES |  | 1 | No | Yes | Yes | Yes | N. A.
B0507 | B0502.04 | 'T' PLATE, S`RUT, 84MM, 4 HOLES |  | B0507.00 | 02 | 2007-10-23 | N. A. | N. A. | N. A. | QPF/B0507 | 02 | 2017-10-18 | N. A. | N. A. | N. A. | PS/B0507 | 04 | 2018-01-12 | N. A. | N. A. | N. A. | B0507 | TMF-1 | IU/1 | Class C | FINISHED GOODS | SUSHRUT™ | 'T' PLATE | 84MM, 4 HOLES | 16 | No | Yes |  | No | N. A. | No | N. A. | No | Yes | No | Yes | M. L.: MFG/MD/2021/000369 |  | 1 | SUSHRUT PRODUCTS\INTERNATIONAL IMPLANTS\SPECIAL PLATES\T PLATES | 0.02075 | Initial issue | N | BONE PLATES |  | 1 | No | Yes | Yes | Yes | N. A.
B0507 | B0502.05 | 'T' PLATE, S`RUT, 100MM, 5 HOLES |  | B0507.00 | 02 | 2007-10-23 | N. A. | N. A. | N. A. | QPF/B0507 | 02 | 2017-10-18 | N. A. | N. A. | N. A. | PS/B0507 | 04 | 2018-01-12 | N. A. | N. A. | N. A. | B0507 | TMF-1 | IU/1 | Class C | FINISHED GOODS | SUSHRUT™ | 'T' PLATE | 100MM, 5 HOLES | 16 | No | Yes |  | No | N. A. | No | N. A. | No | Yes | No | Yes | M. L.: MFG/MD/2021/000369 |  | 1 | SUSHRUT PRODUCTS\INTERNATIONAL IMPLANTS\SPECIAL PLATES\T PLATES | 0.024711 | Initial issue | N | BONE PLATES |  | 1 | No | Yes | Yes | Yes | N. A.
B0507 | B0502.06 | 'T' PLATE, S`RUT, 116MM, 6 HOLES |  | B0507.00 | 02 | 2007-10-23 | N. A. | N. A. | N. A. | QPF/B0507 | 02 | 2017-10-18 | N. A. | N. A. | N. A. | PS/B0507 | 04 | 2018-01-12 | N. A. | N. A. | N. A. | B0507 | TMF-1 | IU/1 | Class C | FINISHED GOODS | SUSHRUT™ | 'T' PLATE | 116MM, 6 HOLES | 16 | No | Yes |  | No | N. A. | No | N. A. | No | Yes | No | Yes | M. L.: MFG/MD/2021/000369 |  | 1 | SUSHRUT PRODUCTS\INTERNATIONAL IMPLANTS\SPECIAL PLATES\T PLATES | 0.029545 | Initial issue | N | BONE PLATES |  | 1 | No | Yes | Yes | Yes | N. A.
B0502 | B0502.06.01 | BLANK FOR `T` PLATE, S`RUT, 4, 5, 6 HOLES |  | B0502.06.01 | #N/A | N. A. | N. A. | N. A. | N. A. | N. A. | 02 | 2017-10-18 | N. A. | N. A. | N. A. | PS/B0502.00.01 | 00 | 2018-03-24 | 2022-12-01 | 2019-12-01 | N. A. | B0502 | N. A. | N. A. | N. A. | SEMIFINISHED GOODS | N. A. | N. A. | N. A. | N. A. | N. A. | N. A. |  | N. A. | N. A. | N. A. | N. A. | N. A. | N. A. | N. A. | N. A. | N. A. | N. A. | 1 | SUB COMPONENTS | 0 | Initial issue | N | Special Plates |  | No | No | N. A. | N. A. | N. A. | N. A.
B0507 | B0502.07 | 'T' PLATE, S`RUT, 132MM, 7 HOLES |  | B0507.00 | 02 | 2007-10-23 | N. A. | N. A. | N. A. | QPF/B0507 | 02 | 2017-10-18 | N. A. | N. A. | N. A. | PS/B0507 | 04 | 2018-01-12 | N. A. | N. A. | N. A. | B0507 | TMF-1 | IU/1 | Class C | FINISHED GOODS | SUSHRUT™ | 'T' PLATE | 132MM, 7 HOLES | 16 | No | Yes |  | No | N. A. | No | N. A. | No | Yes | No | Yes | M. L.: MFG/MD/2021/000369 |  | 1 | SUSHRUT PRODUCTS\INTERNATIONAL IMPLANTS\SPECIAL PLATES\T PLATES | 0 | Initial issue | N | BONE PLATES |  | 1 | No | Yes | Yes | Yes | N. A.
B0507 | B0502.08 | 'T' PLATE, S`RUT, 148MM, 8 HOLES |  | B0507.00 | 02 | 2007-10-23 | N. A. | N. A. | N. A. | QPF/B0507 | 02 | 2017-10-18 | N. A. | N. A. | N. A. | PS/B0507 | 04 | 2018-01-12 | N. A. | N. A. | N. A. | B0507 | TMF-1 | IU/1 | Class C | FINISHED GOODS | SUSHRUT™ | 'T' PLATE | 148MM, 8 HOLES | 16 | No | Yes |  | No | N. A. | No | N. A. | No | Yes | No | Yes | M. L.: MFG/MD/2021/000369 |  | 1 | SUSHRUT PRODUCTS\INTERNATIONAL IMPLANTS\SPECIAL PLATES\T PLATES | 0 | Initial issue | N | BONE PLATES |  | 1 | No | Yes | Yes | Yes | N. A.
B0507 | B0502.09 | 'T' PLATE, S`RUT, 164MM, 9 HOLES |  | B0507.00 | 02 | 2007-10-23 | N. A. | N. A. | N. A. | QPF/B0507 | 02 | 2017-10-18 | N. A. | N. A. | N. A. | PS/B0507 | 04 | 2018-01-12 | N. A. | N. A. | N. A. | B0507 | TMF-1 | IU/1 | Class C | FINISHED GOODS | SUSHRUT™ | 'T' PLATE | 164MM, 9 HOLES | 16 | No | Yes |  | No | N. A. | No | N. A. | No | Yes | No | Yes | M. L.: MFG/MD/2021/000369 |  | 1 | SUSHRUT PRODUCTS\INTERNATIONAL IMPLANTS\SPECIAL PLATES\T PLATES | 0.038167 | Initial issue | N | BONE PLATES |  | 1 | No | Yes | Yes | Yes | N. A.
B0502 | B0502.09.01 | BLANK FOR `T` PLATE, S`RUT, 7, 8, 9 HOLES |  | B0502.09.01 | #N/A | N. A. | N. A. | N. A. | N. A. | N. A. | 02 | 2017-10-18 | N. A. | N. A. | N. A. | PS/B0502.00.01 | 00 | 2018-03-24 | 2022-12-01 | 2019-12-01 | N. A. | B0502 | N. A. | N. A. | N. A. | SEMIFINISHED GOODS | N. A. | N. A. | N. A. | N. A. | N. A. | N. A. |  | N. A. | N. A. | N. A. | N. A. | N. A. | N. A. | N. A. | N. A. | N. A. | N. A. | 1 | SUB COMPONENTS | 0 | Initial issue | N | Special Plates |  | No | No | N. A. | N. A. | N. A. | N. A.
B0507 | B0502.10 | 'T' PLATE, S`RUT, 180MM, 10 HOLES |  | B0507.00 | 02 | 2007-10-23 | N. A. | N. A. | N. A. | QPF/B0507 | 02 | 2017-10-18 | N. A. | N. A. | N. A. | PS/B0507 | 04 | 2018-01-12 | N. A. | N. A. | N. A. | B0507 | TMF-1 | IU/1 | Class C | FINISHED GOODS | SUSHRUT™ | 'T' PLATE | 180MM, 10 HOLES | 16 | No | Yes |  | No | N. A. | No | N. A. | No | Yes | No | Yes | M. L.: MFG/MD/2021/000369 |  | 1 | SUSHRUT PRODUCTS\INTERNATIONAL IMPLANTS\SPECIAL PLATES\T PLATES | 0.04146 | Initial issue | N | BONE PLATES |  | 1 | No | Yes | Yes | Yes | N. A.
B0507 | B0502.11 | 'T' PLATE, S`RUT, 196MM, 11 HOLES |  | B0507.00 | #N/A | #N/A | N. A. | N. A. | N. A. | QPF/B0507 | #N/A | #N/A | #N/A | #N/A | #N/A | PS/B0507 | #N/A | #N/A | #N/A | #N/A | #N/A | B0507 | TMF-1 | IU/1 | Class C | FINISHED GOODS | SUSHRUT™ | 'T' PLATE | 196MM, 11 HOLES | 16 | No | Yes |  | No | N. A. | No | N. A. | No | Yes | No | Yes | M. L.: MFG/MD/2021/000369 |  | 1 | SUSHRUT PRODUCTS\INTERNATIONAL IMPLANTS\SPECIAL PLATES\T PLATES | 0 | Initial issue | Y | BONE PLATES |  | 1 | No | Yes | Yes | Yes | N. A.
B0507 | B0502.12 | 'T' PLATE, S`RUT, 212MM, 12 HOLES |  | B0507.00 | 02 | 2007-10-23 | N. A. | N. A. | N. A. | QPF/B0507 | 02 | 2017-10-18 | N. A. | N. A. | N. A. | PS/B0507 | 04 | 2018-01-12 | N. A. | N. A. | N. A. | B0507 | TMF-1 | IU/1 | Class C | FINISHED GOODS | SUSHRUT™ | 'T' PLATE | 212MM, 12 HOLES | 16 | No | Yes |  | No | N. A. | No | N. A. | No | Yes | No | Yes | M. L.: MFG/MD/2021/000369 |  | 1 | SUSHRUT PRODUCTS\INTERNATIONAL IMPLANTS\SPECIAL PLATES\T PLATES | 0.045 | Initial issue | Y | BONE PLATES |  | 1 | No | Yes | Yes | Yes | N. A.
B0502 | B0502.12.01 | BLANK FOR `T` PLATE, S`RUT, 10, 11, 12 HOLES |  | B0502.12.01 | #N/A | N. A. | N. A. | N. A. | N. A. | N. A. | N. A. | N. A. | N. A. | N. A. | N. A. | PS/B0502.00.01 | 00 | 2018-03-24 | 2022-12-01 | 2019-12-01 | N. A. | B0502 | N. A. | N. A. | N. A. | SEMIFINISHED GOODS | N. A. | N. A. | N. A. | N. A. | N. A. | N. A. |  | N. A. | N. A. | N. A. | N. A. | N. A. | N. A. | N. A. | N. A. | N. A. | N. A. | 1 | SUB COMPONENTS | 0 | Initial issue | N | Special Plates |  | No | No | N. A. | N. A. | N. A. | N. A.
B0507 | B0502.14 | 'T' PLATE, S`RUT, 244MM, 14 HOLES |  | B0507.00 | 02 | 2007-10-23 | N. A. | N. A. | N. A. | QPF/B0507 | 02 | 2017-10-18 | N. A. | N. A. | N. A. | PS/B0507 | 04 | 2018-01-12 | N. A. | N. A. | N. A. | B0507 | TMF-1 | IU/1 | Class C | FINISHED GOODS | SUSHRUT™ | 'T' PLATE | 244MM, 14 HOLES | 16 | No | Yes |  | No | N. A. | No | N. A. | No | Yes | No | Yes | M. L.: MFG/MD/2021/000369 |  | 1 | SUSHRUT PRODUCTS\INTERNATIONAL IMPLANTS\SPECIAL PLATES\T PLATES | 0.051 | Initial issue | Y | BONE PLATES |  | 1 | No | Yes | Yes | Yes | N. A.
B0507 | B0502.16 | 'T' PLATE, S`RUT, 276MM, 16 HOLES |  | B0507.00 | 02 | 2007-10-23 | N. A. | N. A. | N. A. | QPF/B0507 | 02 | 2017-10-18 | N. A. | N. A. | N. A. | PS/B0507 | 04 | 2018-01-12 | N. A. | N. A. | N. A. | B0507 | TMF-1 | IU/1 | Class C | FINISHED GOODS | SUSHRUT™ | 'T' PLATE | 276MM, 16 HOLES | 16 | No | Yes |  | No | N. A. | No | N. A. | No | Yes | No | Yes | M. L.: MFG/MD/2021/000369 |  | 1 | SUSHRUT PRODUCTS\INTERNATIONAL IMPLANTS\SPECIAL PLATES\T PLATES | 0.057 | Initial issue | Y | BONE PLATES |  | 1 | No | Yes | Yes | Yes | N. A.
B0508 | B0503.03 | 'T' BUTTRESS PLATE, S`RUT, 3 HOLES |  | B0508.00 | 01 | 2008-01-29 | N. A. | N. A. | N. A. | QPF/B0508 | 01 | 2017-11-24 | N. A. | N. A. | N. A. | PS/B0508 | 04 | 2018-03-11 | 2022-12-01 | 2019-12-01 | N. A. | B0508 | TMF-1 | IU/1 | Class C | FINISHED GOODS | SUSHRUT™ | 'T' BUTTRESS PLATE | 3 HOLES | 16 | No | Yes |  | No | N. A. | No | N. A. | No | Yes | No | Yes | M. L.: MFG/MD/2021/000369 |  | 1 | SUSHRUT PRODUCTS\INTERNATIONAL IMPLANTS\SPECIAL PLATES\T BUTTRESS PLATES | 0.0075167 | Initial issue | N | BONE PLATES |  | 1 | No | Yes | Yes | Yes | N. A.
B0508 | B0503.04 | T' BUTTRESS PLATE, S`RUT, 84MM, 4 HOLES |  | B0508.00 | 01 | 2008-01-29 | N. A. | N. A. | N. A. | QPF/B0508 | 01 | 2017-11-24 | N. A. | N. A. | N. A. | PS/B0508 | 04 | 2018-03-11 | 2022-12-01 | 2019-12-01 | N. A. | B0508 | TMF-1 | IU/1 | Class C | FINISHED GOODS | SUSHRUT™ | 'T' BUTTRESS PLATE | 84MM, 4 HOLES | 16 | No | Yes |  | No | N. A. | No | N. A. | No | Yes | No | Yes | M. L.: MFG/MD/2021/000369 |  | 1 | SUSHRUT PRODUCTS\INTERNATIONAL IMPLANTS\SPECIAL PLATES\T BUTTRESS PLATES | 0 | Initial issue | N | BONE PLATES |  | 1 | No | Yes | Yes | Yes | N. A.
B0508 | B0503.05 | T' BUTTRESS PLATE, S`RUT, 100MM, 5 HOLES |  | B0508.00 | 01 | 2008-01-29 | N. A. | N. A. | N. A. | QPF/B0508 | 01 | 2017-11-24 | N. A. | N. A. | N. A. | PS/B0508 | 04 | 2018-03-11 | 2022-12-01 | 2019-12-01 | N. A. | B0508 | TMF-1 | IU/1 | Class C | FINISHED GOODS | SUSHRUT™ | 'T' BUTTRESS PLATE | 100MM, 5 HOLES | 16 | No | Yes |  | No | N. A. | No | N. A. | No | Yes | No | Yes | M. L.: MFG/MD/2021/000369 |  | 1 | SUSHRUT PRODUCTS\INTERNATIONAL IMPLANTS\SPECIAL PLATES\T BUTTRESS PLATES | 0.023825 | Initial issue | N | BONE PLATES |  | 1 | No | Yes | Yes | Yes | N. A.
B0508 | B0503.06 | T' BUTTRESS PLATE, S`RUT, 116MM, 6 HOLES |  | B0508.00 | 01 | 2008-01-29 | N. A. | N. A. | N. A. | QPF/B0508 | 01 | 2017-11-24 | N. A. | N. A. | N. A. | PS/B0508 | 04 | 2018-03-11 | 2022-12-01 | 2019-12-01 | N. A. | B0508 | TMF-1 | IU/1 | Class C | FINISHED GOODS | SUSHRUT™ | 'T' BUTTRESS PLATE | 116MM, 6 HOLES | 16 | No | Yes |  | No | N. A. | No | N. A. | No | Yes | No | Yes | M. L.: MFG/MD/2021/000369 |  | 1 | SUSHRUT PRODUCTS\INTERNATIONAL IMPLANTS\SPECIAL PLATES\T BUTTRESS PLATES | 0.029348 | Initial issue | N | BONE PLATES |  | 1 | No | Yes | Yes | Yes | N. A.
B0503 | B0503.06.01 | BLANK FOR `T` BUTTRESS PLATE, S`RUT, 4, 5, 6 HOLES |  | B0503.06.01 | #N/A | N. A. | N. A. | N. A. | N. A. | N. A. | 01 | 2017-11-24 | N. A. | N. A. | N. A. | PS/B0503.00.01 | 00 | 2018-03-24 | 2022-12-01 | 2019-12-01 | N. A. | B0503 | N. A. | N. A. | N. A. | SEMIFINISHED GOODS | N. A. | N. A. | N. A. | N. A. | N. A. | N. A. |  | N. A. | N. A. | N. A. | N. A. | N. A. | N. A. | N. A. | N. A. | N. A. | N. A. | 1 | SUB COMPONENTS | 0 | Initial issue | N | Special Plates |  | No | No | N. A. | N. A. | N. A. | N. A.
B0508 | B0503.07 | T' BUTTRESS PLATE, S`RUT, 132MM, 7 HOLES |  | B0508.00 | 01 | 2008-01-29 | N. A. | N. A. | N. A. | QPF/B0508 | 01 | 2017-11-24 | N. A. | N. A. | N. A. | PS/B0508 | 04 | 2018-03-11 | 2022-12-01 | 2019-12-01 | N. A. | B0508 | TMF-1 | IU/1 | Class C | FINISHED GOODS | SUSHRUT™ | 'T' BUTTRESS PLATE | 132MM, 7 HOLES | 16 | No | Yes |  | No | N. A. | No | N. A. | No | Yes | No | Yes | M. L.: MFG/MD/2021/000369 |  | 1 | SUSHRUT PRODUCTS\INTERNATIONAL IMPLANTS\SPECIAL PLATES\T BUTTRESS PLATES | 0 | Initial issue | N | BONE PLATES |  | 1 | No | Yes | Yes | Yes | N. A.
B0508 | B0503.08 | 'T' BUTTRESS PLATE, S`RUT, 148MM, 8 HOLES |  | B0508.00 | 01 | 2008-01-29 | N. A. | N. A. | N. A. | QPF/B0508 | 01 | 2017-11-24 | N. A. | N. A. | N. A. | PS/B0508 | 04 | 2018-03-11 | 2022-12-01 | 2019-12-01 | N. A. | B0508 | TMF-1 | IU/1 | Class C | FINISHED GOODS | SUSHRUT™ | 'T' BUTTRESS PLATE | 148MM, 8 HOLES | 16 | No | Yes |  | No | N. A. | No | N. A. | No | Yes | No | Yes | M. L.: MFG/MD/2021/000369 |  | 1 | SUSHRUT PRODUCTS\INTERNATIONAL IMPLANTS\SPECIAL PLATES\T BUTTRESS PLATES | 0 | Initial issue | N | BONE PLATES |  | 1 | No | Yes | Yes | Yes | N. A.
B0508 | B0503.09 | T' BUTTRESS PLATE, S`RUT, 164MM, 9 HOLES |  | B0508.00 | 01 | 2008-01-29 | N. A. | N. A. | N. A. | QPF/B0508 | 01 | 2017-11-24 | N. A. | N. A. | N. A. | PS/B0508 | 04 | 2018-03-11 | 2022-12-01 | 2019-12-01 | N. A. | B0508 | TMF-1 | IU/1 | Class C | FINISHED GOODS | SUSHRUT™ | 'T' BUTTRESS PLATE | 164MM, 9 HOLES | 16 | No | Yes |  | No | N. A. | No | N. A. | No | Yes | No | Yes | M. L.: MFG/MD/2021/000369 |  | 1 | SUSHRUT PRODUCTS\INTERNATIONAL IMPLANTS\SPECIAL PLATES\T BUTTRESS PLATES | 0 | Initial issue | N | BONE PLATES |  | 1 | No | Yes | Yes | Yes | N. A.
B0503 | B0503.09.01 | BLANK FOR `T` BUTTRESS PLATE, S`RUT, 7, 8, 9 HOLES |  | B0503.09.01 | #N/A | N. A. | N. A. | N. A. | N. A. | N. A. | 01 | 2017-11-24 | N. A. | N. A. | N. A. | PS/B0503.00.01 | 00 | 2018-03-24 | 2022-12-01 | 2019-12-01 | N. A. | B0503 | N. A. | N. A. | N. A. | SEMIFINISHED GOODS | N. A. | N. A. | N. A. | N. A. | N. A. | N. A. |  | N. A. | N. A. | N. A. | N. A. | N. A. | N. A. | N. A. | N. A. | N. A. | N. A. | 1 | SUB COMPONENTS | 0 | Initial issue | N | Special Plates |  | No | No | N. A. | N. A. | N. A. | N. A.
B0508 | B0503.10 | T' BUTTRESS PLATE, S`RUT, 180MM, 10 HOLES |  | B0508.00 | 01 | 2008-01-29 | N. A. | N. A. | N. A. | QPF/B0508 | 01 | 2017-11-24 | N. A. | N. A. | N. A. | PS/B0508 | 04 | 2018-03-11 | 2022-12-01 | 2019-12-01 | N. A. | B0508 | TMF-1 | IU/1 | Class C | FINISHED GOODS | SUSHRUT™ | 'T' BUTTRESS PLATE | 180MM, 10 HOLES | 16 | No | Yes |  | No | N. A. | No | N. A. | No | Yes | No | Yes | M. L.: MFG/MD/2021/000369 |  | 1 | SUSHRUT PRODUCTS\INTERNATIONAL IMPLANTS\SPECIAL PLATES\T BUTTRESS PLATES | 0.051 | Initial issue | N | BONE PLATES |  | 1 | No | Yes | Yes | Yes | N. A.
B0508 | B0503.12 | T' BUTTRESS PLATE, S`RUT, 212MM, 12 HOLES |  | B0508.00 | 01 | 2008-01-29 | N. A. | N. A. | N. A. | QPF/B0508 | 01 | 2017-11-24 | N. A. | N. A. | N. A. | PS/B0508 | 04 | 2018-03-11 | 2022-12-01 | 2019-12-01 | N. A. | B0508 | TMF-1 | IU/1 | Class C | FINISHED GOODS | SUSHRUT™ | 'T' BUTTRESS PLATE | 212MM, 12 HOLES | 16 | No | Yes |  | No | N. A. | No | N. A. | No | Yes | No | Yes | M. L.: MFG/MD/2021/000369 |  | 1 | SUSHRUT PRODUCTS\INTERNATIONAL IMPLANTS\SPECIAL PLATES\T BUTTRESS PLATES | 0 | Initial issue | N | BONE PLATES |  | 1 | No | Yes | Yes | Yes | N. A.
B0503 | B0503.12.01 | BLANK FOR `T` BUTTRESS PLATE, S`RUT, 10, 11, 12 HOLES |  | B0503.12.01 | #N/A | N. A. | N. A. | N. A. | N. A. | N. A. | N. A. | N. A. | N. A. | N. A. | N. A. | PS/B0503.00.01 | 00 | 2018-03-24 | 2022-12-01 | 2019-12-01 | N. A. | B0503 | N. A. | N. A. | N. A. | SEMIFINISHED GOODS | N. A. | N. A. | N. A. | N. A. | N. A. | N. A. |  | N. A. | N. A. | N. A. | N. A. | N. A. | N. A. | N. A. | N. A. | N. A. | N. A. | 1 | SUB COMPONENTS | 0 | Initial issue | N | Special Plates |  | No | No | N. A. | N. A. | N. A. | N. A.
B0508 | B0503.14 | T' BUTTRESS PLATE, S`RUT, 244MM, 14 HOLES |  | B0508.00 | 01 | 2008-01-29 | N. A. | N. A. | N. A. | QPF/B0508 | 01 | 2017-11-24 | N. A. | N. A. | N. A. | PS/B0508 | 04 | 2018-03-11 | 2022-12-01 | 2019-12-01 | N. A. | B0508 | TMF-1 | IU/1 | Class C | FINISHED GOODS | SUSHRUT™ | 'T' BUTTRESS PLATE | 244MM, 14 HOLES | 16 | No | Yes |  | No | N. A. | No | N. A. | No | Yes | No | Yes | M. L.: MFG/MD/2021/000369 |  | 1 | SUSHRUT PRODUCTS\INTERNATIONAL IMPLANTS\SPECIAL PLATES\T BUTTRESS PLATES | 0.060857 | Initial issue | N | BONE PLATES |  | 1 | No | Yes | Yes | Yes | N. A.
B0503 | B0503.14.01 | BLANK FOR `T` BUTTRESS PLATE, S`RUT, 13, 14 HOLES |  | B0503.14.01 | #N/A | N. A. | N. A. | N. A. | N. A. | N. A. | N. A. | N. A. | N. A. | N. A. | N. A. | PS/B0503.00.01 | 00 | 2018-03-24 | 2022-12-01 | 2019-12-01 | N. A. | B0503 | N. A. | N. A. | N. A. | SEMIFINISHED GOODS | N. A. | N. A. | N. A. | N. A. | N. A. | N. A. |  | N. A. | N. A. | N. A. | N. A. | N. A. | N. A. | N. A. | N. A. | N. A. | N. A. | 1 | SUB COMPONENTS | 0 | Initial issue | N | Special Plates |  | No | No | N. A. | N. A. | N. A. | N. A.
B0509 | B0504.03 | CLOVERLEAF PLATE, S`RUT, 88MM, 3 HOLES |  | B0509.00 | 03 | 2009-03-17 | N. A. | N. A. | N. A. | QPF/B0509 | 00 | 2007-03-30 | N. A. | N. A. | N. A. | PS/B0509 | 03 | 2017-03-03 | 2022-12-04 | 2019-12-04 | N. A. | B0509 | TMF-1 | IU/1 | Class C | FINISHED GOODS | SUSHRUT™ | CLOVERLEAF PLATE | 88MM, 3 HOLES | 16 | No | Yes |  | No | N. A. | No | N. A. | No | Yes | No | Yes | M. L.: MFG/MD/2021/000369 |  | 1 | SUSHRUT PRODUCTS\INTERNATIONAL IMPLANTS\SPECIAL PLATES\COVERLEAF PLATES | 0.023 | Initial issue | N | BONE PLATES |  | 1 | No | Yes | Yes | Yes | N. A.
B0509 | B0504.04 | CLOVERLEAF PLATE, S`RUT, 104MM, 4 HOLES |  | B0509.00 | 03 | 2009-03-17 | N. A. | N. A. | N. A. | QPF/B0509 | 00 | 2007-03-30 | N. A. | N. A. | N. A. | PS/B0509 | 03 | 2017-03-03 | 2022-12-04 | 2019-12-04 | N. A. | B0509 | TMF-1 | IU/1 | Class C | FINISHED GOODS | SUSHRUT™ | CLOVERLEAF PLATE | 104MM, 4 HOLES | 16 | No | Yes |  | No | N. A. | No | N. A. | No | Yes | No | Yes | M. L.: MFG/MD/2021/000369 |  | 1 | SUSHRUT PRODUCTS\INTERNATIONAL IMPLANTS\SPECIAL PLATES\COVERLEAF PLATES | 0.0255 | Initial issue | N | BONE PLATES |  | 1 | No | Yes | Yes | Yes | N. A.
B0509 | B0504.05 | CLOVERLEAF PLATE, S`RUT, 120MM, 5 HOLES |  | B0509.00 | 03 | 2009-03-17 | N. A. | N. A. | N. A. | QPF/B0509 | 00 | 2007-03-30 | N. A. | N. A. | N. A. | PS/B0509 | 03 | 2017-03-03 | 2022-12-04 | 2019-12-04 | N. A. | B0509 | TMF-1 | IU/1 | Class C | FINISHED GOODS | SUSHRUT™ | CLOVERLEAF PLATE | 120MM, 5 HOLES | 16 | No | Yes |  | No | N. A. | No | N. A. | No | Yes | No | Yes | M. L.: MFG/MD/2021/000369 |  | 1 | SUSHRUT PRODUCTS\INTERNATIONAL IMPLANTS\SPECIAL PLATES\COVERLEAF PLATES | 0.029 | Initial issue | N | BONE PLATES |  | 1 | No | Yes | Yes | Yes | N. A.
B0509 | B0504.06 | CLOVERLEAF PLATE, S`RUT, 136MM, 6 HOLES |  | B0509.00 | 03 | 2009-03-17 | N. A. | N. A. | N. A. | QPF/B0509 | 00 | 2007-03-30 | N. A. | N. A. | N. A. | PS/B0509 | 03 | 2017-03-03 | 2022-12-04 | 2019-12-04 | N. A. | B0509 | TMF-1 | IU/1 | Class C | FINISHED GOODS | SUSHRUT™ | CLOVERLEAF PLATE | 136MM, 6 HOLES | 16 | No | Yes |  | No | N. A. | No | N. A. | No | Yes | No | Yes | M. L.: MFG/MD/2021/000369 |  | 1 | SUSHRUT PRODUCTS\INTERNATIONAL IMPLANTS\SPECIAL PLATES\COVERLEAF PLATES | 0.031 | Initial issue | N | BONE PLATES |  | 1 | No | Yes | Yes | Yes | N. A.
B0504 | B0504.06.01 | BLANK FOR CLOVERLEAF PLATE, S`RUT, 4, 5, 6 HOLES |  | B0504.06.01 | #N/A | N. A. | N. A. | N. A. | N. A. | N. A. | 00 | 2007-03-30 | N. A. | N. A. | N. A. | PS/B0504.00.01 | 00 | 2018-03-24 | 2022-12-01 | 2019-12-01 | N. A. | B0504 | N. A. | N. A. | N. A. | SEMIFINISHED GOODS | N. A. | N. A. | N. A. | N. A. | N. A. | N. A. |  | N. A. | N. A. | N. A. | N. A. | N. A. | N. A. | N. A. | N. A. | N. A. | N. A. | 1 | SUB COMPONENTS | 0 | Initial issue | N | Special Plates |  | No | No | N. A. | N. A. | N. A. | N. A.
B0509 | B0504.07 | CLOVERLEAF PLATE, S`RUT, 152MM, 7 HOLES |  | B0509.00 | 03 | 2009-03-17 | N. A. | N. A. | N. A. | QPF/B0509 | 00 | 2007-03-30 | N. A. | N. A. | N. A. | PS/B0509 | 03 | 2017-03-03 | 2022-12-04 | 2019-12-04 | N. A. | B0509 | TMF-1 | IU/1 | Class C | FINISHED GOODS | SUSHRUT™ | CLOVERLEAF PLATE | 152MM, 7 HOLES | 16 | No | Yes |  | No | N. A. | No | N. A. | No | Yes | No | Yes | M. L.: MFG/MD/2021/000369 |  | 1 | SUSHRUT PRODUCTS\INTERNATIONAL IMPLANTS\SPECIAL PLATES\COVERLEAF PLATES | 0.031 | Initial issue | N | BONE PLATES |  | 1 | No | Yes | Yes | Yes | N. A.
B0509 | B0504.08 | CLOVERLEAF PLATE, S`RUT, 168MM, 8 HOLES |  | B0509.00 | 03 | 2009-03-17 | N. A. | N. A. | N. A. | QPF/B0509 | 00 | 2007-03-30 | N. A. | N. A. | N. A. | PS/B0509 | 03 | 2017-03-03 | 2022-12-04 | 2019-12-04 | N. A. | B0509 | TMF-1 | IU/1 | Class C | FINISHED GOODS | SUSHRUT™ | CLOVERLEAF PLATE | 168MM, 8 HOLES | 16 | No | Yes |  | No | N. A. | No | N. A. | No | Yes | No | Yes | M. L.: MFG/MD/2021/000369 |  | 1 | SUSHRUT PRODUCTS\INTERNATIONAL IMPLANTS\SPECIAL PLATES\COVERLEAF PLATES | 0.034 | Initial issue | N | BONE PLATES |  | 1 | No | Yes | Yes | Yes | N. A.
B0509 | B0504.10 | CLOVERLEAF PLATE, S`RUT, 200MM, 10 HOLES |  | B0509.00 | #N/A | #N/A | N. A. | N. A. | N. A. | QPF/B0509 | #N/A | #N/A | #N/A | #N/A | #N/A | PS/B0509 | #N/A | #N/A | #N/A | #N/A | #N/A | B0509 | TMF-1 | IU/1 | Class C | FINISHED GOODS | SUSHRUT™ | CLOVERLEAF PLATE | 200MM, 10 HOLES | 16 | No | Yes |  | No | N. A. | No | N. A. | No | Yes | No | Yes | M. L.: MFG/MD/2021/000369 |  | 1 | SUSHRUT PRODUCTS\INTERNATIONAL IMPLANTS\SPECIAL PLATES\COVERLEAF PLATES | 0 | Initial issue | Y | BONE PLATES |  | 1 | No | Yes | Yes | Yes | N. A.
B0510 | B0505.031 | 'L' BUTTRESS PLATE, S`RUT, LEFT, 3 HOLES |  | B0510.000 | 06 | 2009-04-02 | N. A. | N. A. | N. A. | QPF/B0510 | 00 | 2007-11-20 | N. A. | N. A. | N. A. | PS/B0510 | 03 | 2018-01-13 | N. A. | N. A. | N. A. | B0510 | TMF-1 | IU/1 | Class C | FINISHED GOODS | SUSHRUT™ | 'L' BUTTRESS PLATE | LEFT, 3 HOLES | 16 | No | Yes |  | No | N. A. | No | N. A. | No | Yes | No | Yes | M. L.: MFG/MD/2021/000369 |  | 1 | SUSHRUT PRODUCTS\INTERNATIONAL IMPLANTS\SPECIAL PLATES\L BUTTRESS PLATES | 0.0208 | Initial issue | N | BONE PLATES |  | 1 | No | Yes | Yes | Yes | N. A.
B0510 | B0505.032 | 'L' BUTTRESS PLATE, S`RUT, RIGHT, 3 HOLES |  | B0510.000 | 06 | 2009-04-02 | N. A. | N. A. | N. A. | QPF/B0510 | 00 | 2007-11-20 | N. A. | N. A. | N. A. | PS/B0510 | 03 | 2018-01-13 | N. A. | N. A. | N. A. | B0510 | TMF-1 | IU/1 | Class C | FINISHED GOODS | SUSHRUT™ | 'L' BUTTRESS PLATE | RIGHT, 3 HOLES | 16 | No | Yes |  | No | N. A. | No | N. A. | No | Yes | No | Yes | M. L.: MFG/MD/2021/000369 |  | 1 | SUSHRUT PRODUCTS\INTERNATIONAL IMPLANTS\SPECIAL PLATES\L BUTTRESS PLATES | 0 | Initial issue | N | BONE PLATES |  | 1 | No | Yes | Yes | Yes | N. A.
B0510 | B0505.041 | 'L' BUTTRESS PLATE, S`RUT, LEFT, 4 HOLES |  | B0510.000 | 06 | 2009-04-02 | N. A. | N. A. | N. A. | QPF/B0510 | 00 | 2007-11-20 | N. A. | N. A. | N. A. | PS/B0510 | 03 | 2018-01-13 | N. A. | N. A. | N. A. | B0510 | TMF-1 | IU/1 | Class C | FINISHED GOODS | SUSHRUT™ | 'L' BUTTRESS PLATE | LEFT, 4 HOLES | 16 | No | Yes |  | No | N. A. | No | N. A. | No | Yes | No | Yes | M. L.: MFG/MD/2021/000369 |  | 1 | SUSHRUT PRODUCTS\INTERNATIONAL IMPLANTS\SPECIAL PLATES\L BUTTRESS PLATES | 0.0222 | Initial issue | N | BONE PLATES |  | 1 | No | Yes | Yes | Yes | N. A.
B0510 | B0505.042 | 'L' BUTTRESS PLATE, S`RUT, RIGHT, 4 HOLES |  | B0510.000 | 06 | 2009-04-02 | N. A. | N. A. | N. A. | QPF/B0510 | 00 | 2007-11-20 | N. A. | N. A. | N. A. | PS/B0510 | 03 | 2018-01-13 | N. A. | N. A. | N. A. | B0510 | TMF-1 | IU/1 | Class C | FINISHED GOODS | SUSHRUT™ | 'L' BUTTRESS PLATE | RIGHT, 4 HOLES | 16 | No | Yes |  | No | N. A. | No | N. A. | No | Yes | No | Yes | M. L.: MFG/MD/2021/000369 |  | 1 | SUSHRUT PRODUCTS\INTERNATIONAL IMPLANTS\SPECIAL PLATES\L BUTTRESS PLATES | 0.022686 | Initial issue | N | BONE PLATES |  | 1 | No | Yes | Yes | Yes | N. A.
B0505 | B0505.042.01 | BLANK FOR `L` BUTTRESS PLATE, S`RUT, 4 HOLES |  | B0505.042.01 | #N/A | N. A. | N. A. | N. A. | N. A. | N. A. | 00 | 2007-11-20 | N. A. | N. A. | N. A. | PS/B0505.000.01 | 00 | 2018-03-24 | 2022-12-01 | 2019-12-01 | N. A. | B0505 | N. A. | N. A. | N. A. | SEMIFINISHED GOODS | N. A. | N. A. | N. A. | N. A. | N. A. | N. A. |  | N. A. | N. A. | N. A. | N. A. | N. A. | N. A. | N. A. | N. A. | N. A. | N. A. | 1 | SUB COMPONENTS | 0 | Initial issue | N | Special Plates |  | No | No | N. A. | N. A. | N. A. | N. A.
B0510 | B0505.051 | 'L' BUTTRESS PLATE, S`RUT, LEFT, 5 HOLES |  | B0510.000 | 06 | 2009-04-02 | N. A. | N. A. | N. A. | QPF/B0510 | 00 | 2007-11-20 | N. A. | N. A. | N. A. | PS/B0510 | 03 | 2018-01-13 | N. A. | N. A. | N. A. | B0510 | TMF-1 | IU/1 | Class C | FINISHED GOODS | SUSHRUT™ | 'L' BUTTRESS PLATE | LEFT, 5 HOLES | 16 | No | Yes |  | No | N. A. | No | N. A. | No | Yes | No | Yes | M. L.: MFG/MD/2021/000369 |  | 1 | SUSHRUT PRODUCTS\INTERNATIONAL IMPLANTS\SPECIAL PLATES\L BUTTRESS PLATES | 0.0256 | Initial issue | N | BONE PLATES |  | 1 | No | Yes | Yes | Yes | N. A.
B0510 | B0505.052 | 'L' BUTTRESS PLATE, S`RUT, RIGHT, 5 HOLES |  | B0510.000 | 06 | 2009-04-02 | N. A. | N. A. | N. A. | QPF/B0510 | 00 | 2007-11-20 | N. A. | N. A. | N. A. | PS/B0510 | 03 | 2018-01-13 | N. A. | N. A. | N. A. | B0510 | TMF-1 | IU/1 | Class C | FINISHED GOODS | SUSHRUT™ | 'L' BUTTRESS PLATE | RIGHT, 5 HOLES | 16 | No | Yes |  | No | N. A. | No | N. A. | No | Yes | No | Yes | M. L.: MFG/MD/2021/000369 |  | 1 | SUSHRUT PRODUCTS\INTERNATIONAL IMPLANTS\SPECIAL PLATES\L BUTTRESS PLATES | 0.0255 | Initial issue | N | BONE PLATES |  | 1 | No | Yes | Yes | Yes | N. A.
B0510 | B0505.061 | 'L' BUTTRESS PLATE, S`RUT, LEFT, 6 HOLES |  | B0510.000 | 06 | 2009-04-02 | N. A. | N. A. | N. A. | QPF/B0510 | 00 | 2007-11-20 | N. A. | N. A. | N. A. | PS/B0510 | 03 | 2018-01-13 | N. A. | N. A. | N. A. | B0510 | TMF-1 | IU/1 | Class C | FINISHED GOODS | SUSHRUT™ | 'L' BUTTRESS PLATE | LEFT, 6 HOLES | 16 | No | Yes |  | No | N. A. | No | N. A. | No | Yes | No | Yes | M. L.: MFG/MD/2021/000369 |  | 1 | SUSHRUT PRODUCTS\INTERNATIONAL IMPLANTS\SPECIAL PLATES\L BUTTRESS PLATES | 0.030667 | Initial issue | N | BONE PLATES |  | 1 | No | Yes | Yes | Yes | N. A.
B0510 | B0505.062 | 'L' BUTTRESS PLATE, S`RUT, RIGHT, 6 HOLES |  | B0510.000 | 06 | 2009-04-02 | N. A. | N. A. | N. A. | QPF/B0510 | 00 | 2007-11-20 | N. A. | N. A. | N. A. | PS/B0510 | 03 | 2018-01-13 | N. A. | N. A. | N. A. | B0510 | TMF-1 | IU/1 | Class C | FINISHED GOODS | SUSHRUT™ | 'L' BUTTRESS PLATE | RIGHT, 6 HOLES | 16 | No | Yes |  | No | N. A. | No | N. A. | No | Yes | No | Yes | M. L.: MFG/MD/2021/000369 |  | 1 | SUSHRUT PRODUCTS\INTERNATIONAL IMPLANTS\SPECIAL PLATES\L BUTTRESS PLATES | 0.0299 | Initial issue | N | BONE PLATES |  | 1 | No | Yes | Yes | Yes | N. A.
B0505 | B0505.062.01 | BLANK FOR `L` BUTTRESS PLATE, S`RUT, 6 HOLES |  | B0505.062.01 | #N/A | N. A. | N. A. | N. A. | N. A. | N. A. | 00 | 2007-11-20 | N. A. | N. A. | N. A. | PS/B0505.000.01 | 00 | 2018-03-24 | 2022-12-01 | 2019-12-01 | N. A. | B0505 | N. A. | N. A. | N. A. | SEMIFINISHED GOODS | N. A. | N. A. | N. A. | N. A. | N. A. | N. A. |  | N. A. | N. A. | N. A. | N. A. | N. A. | N. A. | N. A. | N. A. | N. A. | N. A. | 1 | SUB COMPONENTS | 0 | Initial issue | N | Special Plates |  | No | No | N. A. | N. A. | N. A. | N. A.
B0510 | B0505.071 | 'L' BUTTRESS PLATE, S`RUT, LEFT, 7 HOLES |  | B0510.000 | 06 | 2009-04-02 | N. A. | N. A. | N. A. | QPF/B0510 | 00 | 2007-11-20 | N. A. | N. A. | N. A. | PS/B0510 | 03 | 2018-01-13 | N. A. | N. A. | N. A. | B0510 | TMF-1 | IU/1 | Class C | FINISHED GOODS | SUSHRUT™ | 'L' BUTTRESS PLATE | LEFT, 7 HOLES | 16 | No | Yes |  | No | N. A. | No | N. A. | No | Yes | No | Yes | M. L.: MFG/MD/2021/000369 |  | 1 | SUSHRUT PRODUCTS\INTERNATIONAL IMPLANTS\SPECIAL PLATES\L BUTTRESS PLATES | 0.032 | Initial issue | N | BONE PLATES |  | 1 | No | Yes | Yes | Yes | N. A.
B0510 | B0505.072 | 'L' BUTTRESS PLATE, S`RUT, RIGHT, 7 HOLES |  | B0510.000 | 06 | 2009-04-02 | N. A. | N. A. | N. A. | QPF/B0510 | 00 | 2007-11-20 | N. A. | N. A. | N. A. | PS/B0510 | 03 | 2018-01-13 | N. A. | N. A. | N. A. | B0510 | TMF-1 | IU/1 | Class C | FINISHED GOODS | SUSHRUT™ | 'L' BUTTRESS PLATE | RIGHT, 7 HOLES | 16 | No | Yes |  | No | N. A. | No | N. A. | No | Yes | No | Yes | M. L.: MFG/MD/2021/000369 |  | 1 | SUSHRUT PRODUCTS\INTERNATIONAL IMPLANTS\SPECIAL PLATES\L BUTTRESS PLATES | 0.033267 | Initial issue | N | BONE PLATES |  | 1 | No | Yes | Yes | Yes | N. A.
B0510 | B0505.081 | 'L' BUTTRESS PLATE, S`RUT, LEFT, 8 HOLES |  | B0510.000 | 06 | 2009-04-02 | N. A. | N. A. | N. A. | QPF/B0510 | 00 | 2007-11-20 | N. A. | N. A. | N. A. | PS/B0510 | 03 | 2018-01-13 | N. A. | N. A. | N. A. | B0510 | TMF-1 | IU/1 | Class C | FINISHED GOODS | SUSHRUT™ | 'L' BUTTRESS PLATE | LEFT, 8 HOLES | 16 | No | Yes |  | No | N. A. | No | N. A. | No | Yes | No | Yes | M. L.: MFG/MD/2021/000369 |  | 1 | SUSHRUT PRODUCTS\INTERNATIONAL IMPLANTS\SPECIAL PLATES\L BUTTRESS PLATES | 0 | Initial issue | N | BONE PLATES |  | 1 | No | Yes | Yes | Yes | N. A.
B0510 | B0505.082 | 'L' BUTTRESS PLATE, S`RUT, RIGHT, 8 HOLES |  | B0510.000 | 06 | 2009-04-02 | N. A. | N. A. | N. A. | QPF/B0510 | 00 | 2007-11-20 | N. A. | N. A. | N. A. | PS/B0510 | 03 | 2018-01-13 | N. A. | N. A. | N. A. | B0510 | TMF-1 | IU/1 | Class C | FINISHED GOODS | SUSHRUT™ | 'L' BUTTRESS PLATE | RIGHT, 8 HOLES | 16 | No | Yes |  | No | N. A. | No | N. A. | No | Yes | No | Yes | M. L.: MFG/MD/2021/000369 |  | 1 | SUSHRUT PRODUCTS\INTERNATIONAL IMPLANTS\SPECIAL PLATES\L BUTTRESS PLATES | 0 | Initial issue | N | BONE PLATES |  | 1 | No | Yes | Yes | Yes | N. A.
B0510 | B0505.091 | 'L' BUTTRESS PLATE, S`RUT, LEFT, 9 HOLES |  | B0510.000 | 06 | 2009-04-02 | N. A. | N. A. | N. A. | QPF/B0510 | 00 | 2007-11-20 | N. A. | N. A. | N. A. | PS/B0510 | 03 | 2018-01-13 | N. A. | N. A. | N. A. | B0510 | TMF-1 | IU/1 | Class C | FINISHED GOODS | SUSHRUT™ | 'L' BUTTRESS PLATE | LEFT, 9 HOLES | 16 | No | Yes |  | No | N. A. | No | N. A. | No | Yes | No | Yes | M. L.: MFG/MD/2021/000369 |  | 1 | SUSHRUT PRODUCTS\INTERNATIONAL IMPLANTS\SPECIAL PLATES\L BUTTRESS PLATES | 0.040667 | Initial issue | N | BONE PLATES |  | 1 | No | Yes | Yes | Yes | N. A.
B0510 | B0505.092 | 'L' BUTTRESS PLATE, S`RUT, RIGHT, 9 HOLES |  | B0510.000 | 06 | 2009-04-02 | N. A. | N. A. | N. A. | QPF/B0510 | 00 | 2007-11-20 | N. A. | N. A. | N. A. | PS/B0510 | 03 | 2018-01-13 | N. A. | N. A. | N. A. | B0510 | TMF-1 | IU/1 | Class C | FINISHED GOODS | SUSHRUT™ | 'L' BUTTRESS PLATE | RIGHT, 9 HOLES | 16 | No | Yes |  | No | N. A. | No | N. A. | No | Yes | No | Yes | M. L.: MFG/MD/2021/000369 |  | 1 | SUSHRUT PRODUCTS\INTERNATIONAL IMPLANTS\SPECIAL PLATES\L BUTTRESS PLATES | 0.041333 | Initial issue | N | BONE PLATES |  | 1 | No | Yes | Yes | Yes | N. A.
B0505 | B0505.092.01 | BLANK FOR `L` BUTTRESS PLATE, S`RUT, 9 HOLES |  | B0505.092.01 | #N/A | N. A. | N. A. | N. A. | N. A. | N. A. | N. A. | N. A. | N. A. | N. A. | N. A. | PS/B0505.000.01 | 00 | 2018-03-24 | 2022-12-01 | 2019-12-01 | N. A. | B0505 | N. A. | N. A. | N. A. | SEMIFINISHED GOODS | N. A. | N. A. | N. A. | N. A. | N. A. | N. A. |  | N. A. | N. A. | N. A. | N. A. | N. A. | N. A. | N. A. | N. A. | N. A. | N. A. | 1 | SUB COMPONENTS | 0 | Initial issue | N | Special Plates |  | No | No | N. A. | N. A. | N. A. | N. A.
B0510 | B0505.101 | 'L' BUTTRESS PLATE, S`RUT, LEFT, 10 HOLES |  | B0510.000 | 06 | 2009-04-02 | N. A. | N. A. | N. A. | QPF/B0510 | 00 | 2007-11-20 | N. A. | N. A. | N. A. | PS/B0510 | 03 | 2018-01-13 | N. A. | N. A. | N. A. | B0510 | TMF-1 | IU/1 | Class C | FINISHED GOODS | SUSHRUT™ | 'L' BUTTRESS PLATE | LEFT, 10 HOLES | 16 | No | Yes |  | No | N. A. | No | N. A. | No | Yes | No | Yes | M. L.: MFG/MD/2021/000369 |  | 1 | SUSHRUT PRODUCTS\INTERNATIONAL IMPLANTS\SPECIAL PLATES\L BUTTRESS PLATES | 0.045 | Initial issue | N | BONE PLATES |  | 1 | No | Yes | Yes | Yes | N. A.
B0510 | B0505.102 | 'L' BUTTRESS PLATE, S`RUT, RIGHT, 10 HOLES |  | B0510.000 | 06 | 2009-04-02 | N. A. | N. A. | N. A. | QPF/B0510 | 00 | 2007-11-20 | N. A. | N. A. | N. A. | PS/B0510 | 03 | 2018-01-13 | N. A. | N. A. | N. A. | B0510 | TMF-1 | IU/1 | Class C | FINISHED GOODS | SUSHRUT™ | 'L' BUTTRESS PLATE | RIGHT, 10 HOLES | 16 | No | Yes |  | No | N. A. | No | N. A. | No | Yes | No | Yes | M. L.: MFG/MD/2021/000369 |  | 1 | SUSHRUT PRODUCTS\INTERNATIONAL IMPLANTS\SPECIAL PLATES\L BUTTRESS PLATES | 0.0446 | Initial issue | N | BONE PLATES |  | 1 | No | Yes | Yes | Yes | N. A.
B0510 | B0505.122 | 'L' BUTTRESS PLATE, S`RUT, RIGHT, 12 HOLES |  | B0510.000 | #N/A | #N/A | N. A. | N. A. | N. A. | QPF/B0510 | #N/A | #N/A | #N/A | #N/A | #N/A | PS/B0510 | #N/A | #N/A | #N/A | #N/A | #N/A | B0510 | TMF-1 | IU/1 | Class C | FINISHED GOODS | SUSHRUT™ | 'L' BUTTRESS PLATE | RIGHT, 12 HOLES | 16 | No | Yes |  | No | N. A. | No | N. A. | No | Yes | No | Yes | M. L.: MFG/MD/2021/000369 |  | 1 | SUSHRUT PRODUCTS\INTERNATIONAL IMPLANTS\SPECIAL PLATES\L BUTTRESS PLATES | 0 | Initial issue | Y | BONE PLATES |  | 1 | No | Yes | Yes | Yes | N. A.
B0505 | B0505.122.01 | BLANK FOR `L` BUTTRESS PLATE, S`RUT, 12 HOLES |  | B0505.122.01 | #N/A | N. A. | N. A. | N. A. | N. A. | N. A. | N. A. | N. A. | N. A. | N. A. | N. A. | PS/B0505.000.01 | 00 | 2018-03-24 | 2022-12-01 | 2019-12-01 | N. A. | B0505 | N. A. | N. A. | N. A. | SEMIFINISHED GOODS | N. A. | N. A. | N. A. | N. A. | N. A. | N. A. |  | N. A. | N. A. | N. A. | N. A. | N. A. | N. A. | N. A. | N. A. | N. A. | N. A. | 1 | SUB COMPONENTS | 0 | Initial issue | N | Special Plates |  | No | No | N. A. | N. A. | N. A. | N. A.
B0506 | B0506.05 | SPOON PLATE, ADLER, 100MM, 5 HOLES |  | B0506.00 | 01 | 2007-11-01 | N. A. | N. A. | N. A. | QPF/B0506 | 01 | 2008-03-19 | N. A. | N. A. | N. A. | PS/B0506 | 00 | 2007-11-17 | N. A. | N. A. | N. A. | B0506 | TMF-1 | IU/1 | Class C | FINISHED GOODS | ADLER™ | SPOON PLATE | 100MM, 5 HOLES | 16 | No | Yes |  | No | N. A. | No | N. A. | No | Yes | No | Yes | M. L.: MFG/MD/2021/000369 |  | 1 | ADLER PRODUCTS\SPECIAL PLATES, ADLER\SPOON PLATES, ADLER | 0 | Initial issue | N | BONE PLATES |  | 1 | No | Yes | Yes | Yes | N. A.
B0506 | B0506.06 | SPOON PLATE, ADLER, 120MM, 6 HOLES |  | B0506.00 | 01 | 2007-11-01 | N. A. | N. A. | N. A. | QPF/B0506 | 01 | 2008-03-19 | N. A. | N. A. | N. A. | PS/B0506 | 00 | 2007-11-17 | N. A. | N. A. | N. A. | B0506 | TMF-1 | IU/1 | Class C | FINISHED GOODS | ADLER™ | SPOON PLATE | 120MM, 6 HOLES | 16 | No | Yes |  | No | N. A. | No | N. A. | No | Yes | No | Yes | M. L.: MFG/MD/2021/000369 |  | 1 | ADLER PRODUCTS\SPECIAL PLATES, ADLER\SPOON PLATES, ADLER | 0.076 | Initial issue | Y | BONE PLATES |  | 1 | No | Yes | Yes | Yes | N. A.
B0507 | B0507.03 | 'T' PLATE, ADLER, 68MM, 3 HOLES |  | B0507.00 | 02 | 2007-10-23 | N. A. | N. A. | N. A. | QPF/B0507 | 02 | 2017-10-18 | N. A. | N. A. | N. A. | PS/B0507 | 04 | 2018-01-12 | N. A. | N. A. | N. A. | B0507 | TMF-1 | IU/1 | Class C | FINISHED GOODS | ADLER™ | 'T' PLATE | 68MM, 3 HOLES | 16 | No | Yes |  | No | N. A. | No | N. A. | No | Yes | No | Yes | M. L.: MFG/MD/2021/000369 |  | 1 | ADLER PRODUCTS\SPECIAL PLATES, ADLER\T PLATES, ADLER | 0.018 | Initial issue | Y | BONE PLATES |  | 1 | No | Yes | Yes | Yes | N. A.
B0507 | B0507.04 | 'T' PLATE, ADLER, 84MM, 4 HOLES |  | B0507.00 | 02 | 2007-10-23 | N. A. | N. A. | N. A. | QPF/B0507 | 02 | 2017-10-18 | N. A. | N. A. | N. A. | PS/B0507 | 04 | 2018-01-12 | N. A. | N. A. | N. A. | B0507 | TMF-1 | IU/1 | Class C | FINISHED GOODS | ADLER™ | 'T' PLATE | 84MM, 4 HOLES | 16 | No | Yes |  | No | N. A. | No | N. A. | No | Yes | No | Yes | M. L.: MFG/MD/2021/000369 |  | 1 | ADLER PRODUCTS\SPECIAL PLATES, ADLER\T PLATES, ADLER | 0 | Initial issue | Y | BONE PLATES |  | 1 | No | Yes | Yes | Yes | N. A.
B0507 | B0507.05 | 'T' PLATE, ADLER, 100MM, 5 HOLES |  | B0507.00 | 02 | 2007-10-23 | N. A. | N. A. | N. A. | QPF/B0507 | 02 | 2017-10-18 | N. A. | N. A. | N. A. | PS/B0507 | 04 | 2018-01-12 | N. A. | N. A. | N. A. | B0507 | TMF-1 | IU/1 | Class C | FINISHED GOODS | ADLER™ | 'T' PLATE | 100MM, 5 HOLES | 16 | No | Yes |  | No | N. A. | No | N. A. | No | Yes | No | Yes | M. L.: MFG/MD/2021/000369 |  | 1 | ADLER PRODUCTS\SPECIAL PLATES, ADLER\T PLATES, ADLER | 0.0252 | Initial issue | Y | BONE PLATES |  | 1 | No | Yes | Yes | Yes | N. A.
B0507 | B0507.06 | 'T' PLATE, ADLER, 116MM, 6 HOLES |  | B0507.00 | 02 | 2007-10-23 | N. A. | N. A. | N. A. | QPF/B0507 | 02 | 2017-10-18 | N. A. | N. A. | N. A. | PS/B0507 | 04 | 2018-01-12 | N. A. | N. A. | N. A. | B0507 | TMF-1 | IU/1 | Class C | FINISHED GOODS | ADLER™ | 'T' PLATE | 116MM, 6 HOLES | 16 | No | Yes |  | No | N. A. | No | N. A. | No | Yes | No | Yes | M. L.: MFG/MD/2021/000369 |  | 1 | ADLER PRODUCTS\SPECIAL PLATES, ADLER\T PLATES, ADLER | 0.0296 | Initial issue | Y | BONE PLATES |  | 1 | No | Yes | Yes | Yes | N. A.
B0507 | B0507.06.01 | BLANK FOR `T` PLATE, ADLER, 4, 5, 6 HOLES |  | B0507.06.01 | #N/A | N. A. | N. A. | N. A. | N. A. | N. A. | 02 | 2017-10-18 | N. A. | N. A. | N. A. | PS/B0507.00.01 | 00 | 2018-03-24 | 2022-12-01 | 2019-12-01 | N. A. | B0507 | N. A. | N. A. | N. A. | SEMIFINISHED GOODS | N. A. | N. A. |  | N. A. | N. A. | N. A. |  | N. A. | N. A. | N. A. | N. A. | N. A. | N. A. | N. A. | N. A. | N. A. | N. A. | 1 | SUB COMPONENTS | 0 | Initial issue | N | Special Plates |  | No | No | N. A. | N. A. | N. A. | N. A.
B0507 | B0507.07 | 'T' PLATE, ADLER, 134MM, 7 HOLES |  | B0507.00 | 02 | 2007-10-23 | N. A. | N. A. | N. A. | QPF/B0507 | 02 | 2017-10-18 | N. A. | N. A. | N. A. | PS/B0507 | 04 | 2018-01-12 | N. A. | N. A. | N. A. | B0507 | TMF-1 | IU/1 | Class C | FINISHED GOODS | ADLER™ | 'T' PLATE | 134MM, 7 HOLES | 16 | No | Yes |  | No | N. A. | No | N. A. | No | Yes | No | Yes | M. L.: MFG/MD/2021/000369 |  | 1 | ADLER PRODUCTS\SPECIAL PLATES, ADLER\T PLATES, ADLER | 0.0331 | Initial issue | Y | BONE PLATES |  | 1 | No | Yes | Yes | Yes | N. A.
B0507 | B0507.08 | 'T' PLATE, ADLER, 148MM, 8 HOLES |  | B0507.00 | 02 | 2007-10-23 | N. A. | N. A. | N. A. | QPF/B0507 | 02 | 2017-10-18 | N. A. | N. A. | N. A. | PS/B0507 | 04 | 2018-01-12 | N. A. | N. A. | N. A. | B0507 | TMF-1 | IU/1 | Class C | FINISHED GOODS | ADLER™ | 'T' PLATE | 148MM, 8 HOLES | 16 | No | Yes |  | No | N. A. | No | N. A. | No | Yes | No | Yes | M. L.: MFG/MD/2021/000369 |  | 1 | ADLER PRODUCTS\SPECIAL PLATES, ADLER\T PLATES, ADLER | 0.0357 | Initial issue | Y | BONE PLATES |  | 1 | No | Yes | Yes | Yes | N. A.
B0507 | B0507.09 | 'T' PLATE, ADLER, 164MM, 9 HOLES |  | B0507.00 | 02 | 2007-10-23 | N. A. | N. A. | N. A. | QPF/B0507 | 02 | 2017-10-18 | N. A. | N. A. | N. A. | PS/B0507 | 04 | 2018-01-12 | N. A. | N. A. | N. A. | B0507 | TMF-1 | IU/1 | Class C | FINISHED GOODS | ADLER™ | 'T' PLATE | 164MM, 9 HOLES | 16 | No | Yes |  | No | N. A. | No | N. A. | No | Yes | No | Yes | M. L.: MFG/MD/2021/000369 |  | 1 | ADLER PRODUCTS\SPECIAL PLATES, ADLER\T PLATES, ADLER | 0 | Initial issue | Y | BONE PLATES |  | 1 | No | Yes | Yes | Yes | N. A.
B0507 | B0507.09.01 | BLANK FOR `T` PLATE, ADLER, 7, 8, 9 HOLES |  | B0507.09.01 | #N/A | N. A. | N. A. | N. A. | N. A. | N. A. | 02 | 2017-10-18 | N. A. | N. A. | N. A. | PS/B0507.00.01 | 00 | 2018-03-24 | 2022-12-01 | 2019-12-01 | N. A. | B0507 | N. A. | N. A. | N. A. | SEMIFINISHED GOODS | N. A. | N. A. |  | N. A. | N. A. | N. A. |  | N. A. | N. A. | N. A. | N. A. | N. A. | N. A. | N. A. | N. A. | N. A. | N. A. | 1 | SUB COMPONENTS | 0 | Initial issue | N | Special Plates |  | No | No | N. A. | N. A. | N. A. | N. A.
B0507 | B0507.10 | 'T' PLATE, ADLER, 180MM, 10 HOLES |  | B0507.00 | 02 | 2007-10-23 | N. A. | N. A. | N. A. | QPF/B0507 | 02 | 2017-10-18 | N. A. | N. A. | N. A. | PS/B0507 | 04 | 2018-01-12 | N. A. | N. A. | N. A. | B0507 | TMF-1 | IU/1 | Class C | FINISHED GOODS | ADLER™ | 'T' PLATE | 180MM, 10 HOLES | 16 | No | Yes |  | No | N. A. | No | N. A. | No | Yes | No | Yes | M. L.: MFG/MD/2021/000369 |  | 1 | ADLER PRODUCTS\SPECIAL PLATES, ADLER\T PLATES, ADLER | 0.042 | Initial issue | Y | BONE PLATES |  | 1 | No | Yes | Yes | Yes | N. A.
B0507 | B0507.12 | 'T' PLATE, ADLER, 12 HOLES |  | B0507.00 | 02 | 2007-10-23 | N. A. | N. A. | N. A. | QPF/B0507 | 02 | 2017-10-18 | N. A. | N. A. | N. A. | PS/B0507 | 04 | 2018-01-12 | N. A. | N. A. | N. A. | B0507 | TMF-1 | IU/1 | Class C | FINISHED GOODS | ADLER™ | 'T' PLATE | 12 HOLES | 16 | No | Yes |  | No | N. A. | No | N. A. | No | Yes | No | Yes | M. L.: MFG/MD/2021/000369 |  | 1 | ADLER PRODUCTS\SPECIAL PLATES, ADLER\T PLATES, ADLER | 0 | Initial issue | Y | BONE PLATES |  | 1 | No | Yes | Yes | Yes | N. A.
B0507 | B0507.12.01 | BLANK FOR `T` PLATE, ADLER, 10, 11, 12 HOLES |  | B0507.12.01 | #N/A | N. A. | N. A. | N. A. | N. A. | N. A. | N. A. | N. A. | N. A. | N. A. | N. A. | PS/B0507.00.01 | 00 | 2018-03-24 | 2022-12-01 | 2019-12-01 | N. A. | B0507 | N. A. | N. A. | N. A. | SEMIFINISHED GOODS | N. A. | N. A. |  | N. A. | N. A. | N. A. |  | N. A. | N. A. | N. A. | N. A. | N. A. | N. A. | N. A. | N. A. | N. A. | N. A. | 1 | SUB COMPONENTS | 0 | Initial issue | N | Special Plates |  | No | No | N. A. | N. A. | N. A. | N. A.
B0507 | B0507.14 | 'T' PLATE, ADLER, 14 HOLES |  | B0507.00 | 02 | 2007-10-23 | N. A. | N. A. | N. A. | QPF/B0507 | 02 | 2017-10-18 | N. A. | N. A. | N. A. | PS/B0507 | 04 | 2018-01-12 | N. A. | N. A. | N. A. | B0507 | TMF-1 | IU/1 | Class C | FINISHED GOODS | ADLER™ | 'T' PLATE | 14 HOLES | 16 | No | Yes |  | No | N. A. | No | N. A. | No | Yes | No | Yes | M. L.: MFG/MD/2021/000369 |  | 1 | ADLER PRODUCTS\SPECIAL PLATES, ADLER\T PLATES, ADLER | 0 | Initial issue | Y | BONE PLATES |  | 1 | No | Yes | Yes | Yes | N. A.
B0508 | B0508.04 | 'T' BUTTRESS PLATE, ADLER, 84MM, 4 HOLES |  | B0508.00 | 06 | 2015-02-15 | N. A. | N. A. | N. A. | QPF/B0508 | 01 | 2017-11-24 | N. A. | N. A. | N. A. | PS/B0508 | 04 | 2018-03-11 | 2022-12-01 | 2019-12-01 | N. A. | B0508 | TMF-1 | IU/1 | Class C | FINISHED GOODS | ADLER™ | 'T' BUTTRESS PLATE | 84MM, 4 HOLES | 16 | No | Yes |  | No | N. A. | No | N. A. | No | Yes | No | Yes | M. L.: MFG/MD/2021/000369 |  | 1 | ADLER PRODUCTS\SPECIAL PLATES, ADLER\T BUTTRESS PLATES, ADLER | 0.0228 | Initial issue | Y | BONE PLATES |  | 1 | No | Yes | Yes | Yes | N. A.
B0508 | B0508.05 | 'T' BUTTRESS PLATE, ADLER, 100MM, 5 HOLES |  | B0508.00 | 06 | 2015-02-15 | N. A. | N. A. | N. A. | QPF/B0508 | 01 | 2017-11-24 | N. A. | N. A. | N. A. | PS/B0508 | 04 | 2018-03-11 | 2022-12-01 | 2019-12-01 | N. A. | B0508 | TMF-1 | IU/1 | Class C | FINISHED GOODS | ADLER™ | 'T' BUTTRESS PLATE | 100MM, 5 HOLES | 16 | No | Yes |  | No | N. A. | No | N. A. | No | Yes | No | Yes | M. L.: MFG/MD/2021/000369 |  | 1 | ADLER PRODUCTS\SPECIAL PLATES, ADLER\T BUTTRESS PLATES, ADLER | 0 | Initial issue | Y | BONE PLATES |  | 1 | No | Yes | Yes | Yes | N. A.
B0508 | B0508.06 | 'T' BUTTRESS PLATE, ADLER, 116MM, 6 HOLES |  | B0508.00 | 06 | 2015-02-15 | N. A. | N. A. | N. A. | QPF/B0508 | 01 | 2017-11-24 | N. A. | N. A. | N. A. | PS/B0508 | 04 | 2018-03-11 | 2022-12-01 | 2019-12-01 | N. A. | B0508 | TMF-1 | IU/1 | Class C | FINISHED GOODS | ADLER™ | 'T' BUTTRESS PLATE | 116MM, 6 HOLES | 16 | No | Yes |  | No | N. A. | No | N. A. | No | Yes | No | Yes | M. L.: MFG/MD/2021/000369 |  | 1 | ADLER PRODUCTS\SPECIAL PLATES, ADLER\T BUTTRESS PLATES, ADLER | 0.0279 | Initial issue | Y | BONE PLATES |  | 1 | No | Yes | Yes | Yes | N. A.
B0508 | B0508.07 | 'T' BUTTRESS PLATE, ADLER, 132MM, 7 HOLES |  | B0508.00 | 06 | 2015-02-15 | N. A. | N. A. | N. A. | QPF/B0508 | 01 | 2017-11-24 | N. A. | N. A. | N. A. | PS/B0508 | 04 | 2018-03-11 | 2022-12-01 | 2019-12-01 | N. A. | B0508 | TMF-1 | IU/1 | Class C | FINISHED GOODS | ADLER™ | 'T' BUTTRESS PLATE | 132MM, 7 HOLES | 16 | No | Yes |  | No | N. A. | No | N. A. | No | Yes | No | Yes | M. L.: MFG/MD/2021/000369 |  | 1 | ADLER PRODUCTS\SPECIAL PLATES, ADLER\T BUTTRESS PLATES, ADLER | 0.033 | Initial issue | Y | BONE PLATES |  | 1 | No | Yes | Yes | Yes | N. A.
B0508 | B0508.08 | 'T' BUTTRESS PLATE, ADLER, 148MM, 8 HOLES |  | B0508.00 | 06 | 2015-02-15 | N. A. | N. A. | N. A. | QPF/B0508 | 01 | 2017-11-24 | N. A. | N. A. | N. A. | PS/B0508 | 04 | 2018-03-11 | 2022-12-01 | 2019-12-01 | N. A. | B0508 | TMF-1 | IU/1 | Class C | FINISHED GOODS | ADLER™ | 'T' BUTTRESS PLATE | 148MM, 8 HOLES | 16 | No | Yes |  | No | N. A. | No | N. A. | No | Yes | No | Yes | M. L.: MFG/MD/2021/000369 |  | 1 | ADLER PRODUCTS\SPECIAL PLATES, ADLER\T BUTTRESS PLATES, ADLER | 0 | Initial issue | Y | BONE PLATES |  | 1 | No | Yes | Yes | Yes | N. A.
B0508 | B0508.09 | 'T' BUTTRESS PLATE, ADLER, 164MM, 9 HOLES |  | B0508.00 | 06 | 2015-02-15 | N. A. | N. A. | N. A. | QPF/B0508 | 01 | 2017-11-24 | N. A. | N. A. | N. A. | PS/B0508 | 04 | 2018-03-11 | 2022-12-01 | 2019-12-01 | N. A. | B0508 | TMF-1 | IU/1 | Class C | FINISHED GOODS | ADLER™ | 'T' BUTTRESS PLATE | 164MM, 9 HOLES | 16 | No | Yes |  | No | N. A. | No | N. A. | No | Yes | No | Yes | M. L.: MFG/MD/2021/000369 |  | 1 | ADLER PRODUCTS\SPECIAL PLATES, ADLER\T BUTTRESS PLATES, ADLER | 0.043 | Initial issue | Y | BONE PLATES |  | 1 | No | Yes | Yes | Yes | N. A.
B0508 | B0508.10 | 'T' BUTTRESS PLATE, ADLER, 180MM, 10 HOLES |  | B0508.00 | 06 | 2015-02-15 | N. A. | N. A. | N. A. | QPF/B0508 | 01 | 2017-11-24 | N. A. | N. A. | N. A. | PS/B0508 | 04 | 2018-03-11 | 2022-12-01 | 2019-12-01 | N. A. | B0508 | TMF-1 | IU/1 | Class C | FINISHED GOODS | ADLER™ | 'T' BUTTRESS PLATE | 180MM, 10 HOLES | 16 | No | Yes |  | No | N. A. | No | N. A. | No | Yes | No | Yes | M. L.: MFG/MD/2021/000369 |  | 1 | ADLER PRODUCTS\SPECIAL PLATES, ADLER\T BUTTRESS PLATES, ADLER | 0 | Initial issue | Y | BONE PLATES |  | 1 | No | Yes | Yes | Yes | N. A.
B0509 | B0509.03 | CLOVERLEAF PLATE, ADLER, 88MM, 3 HOLES, THINNER HEAD |  | B0509.00 | 03 | 2009-03-17 | N. A. | N. A. | N. A. | QPF/B0509 | 00 | 2007-03-30 | N. A. | N. A. | N. A. | PS/B0509 | 03 | 2017-03-03 | 2022-12-04 | 2019-12-04 | N. A. | B0509 | TMF-1 | IU/1 | Class C | FINISHED GOODS | ADLER™ | CLOVERLEAF PLATE | 88MM, 3 HOLES, THINNER HEAD | 16 | No | Yes |  | No | N. A. | No | N. A. | No | Yes | No | Yes | M. L.: MFG/MD/2021/000369 |  | 1 | ADLER PRODUCTS\PLATES FOR SMALL SCREWS, ADLER\COVERLEAF PLATES, ADLER | 0.0196 | Initial issue | Y | BONE PLATES |  | 1 | No | Yes | Yes | Yes | N. A.
B0509 | B0509.04 | CLOVERLEAF PLATE, ADLER, 104MM, 4 HOLES, THINNER HEAD |  | B0509.00 | 03 | 2009-03-17 | N. A. | N. A. | N. A. | QPF/B0509 | 00 | 2007-03-30 | N. A. | N. A. | N. A. | PS/B0509 | 03 | 2017-03-03 | 2022-12-04 | 2019-12-04 | N. A. | B0509 | TMF-1 | IU/1 | Class C | FINISHED GOODS | ADLER™ | CLOVERLEAF PLATE | 104MM, 4 HOLES, THINNER HEAD | 16 | No | Yes |  | No | N. A. | No | N. A. | No | Yes | No | Yes | M. L.: MFG/MD/2021/000369 |  | 1 | ADLER PRODUCTS\PLATES FOR SMALL SCREWS, ADLER\COVERLEAF PLATES, ADLER | 0.0234 | Initial issue | Y | BONE PLATES |  | 1 | No | Yes | Yes | Yes | N. A.
B0509 | B0509.05 | CLOVERLEAF PLATE, ADLER, 120MM, 5 HOLES, THINNER HEAD |  | B0509.00 | 03 | 2009-03-17 | N. A. | N. A. | N. A. | QPF/B0509 | 00 | 2007-03-30 | N. A. | N. A. | N. A. | PS/B0509 | 03 | 2017-03-03 | 2022-12-04 | 2019-12-04 | N. A. | B0509 | TMF-1 | IU/1 | Class C | FINISHED GOODS | ADLER™ | CLOVERLEAF PLATE | 120MM, 5 HOLES, THINNER HEAD | 16 | No | Yes |  | No | N. A. | No | N. A. | No | Yes | No | Yes | M. L.: MFG/MD/2021/000369 |  | 1 | ADLER PRODUCTS\PLATES FOR SMALL SCREWS, ADLER\COVERLEAF PLATES, ADLER | 0 | Initial issue | Y | BONE PLATES |  | 1 | No | Yes | Yes | Yes | N. A.
B0509 | B0509.06 | CLOVERLEAF PLATE, ADLER, 136MM, 6 HOLES, THINNER HEAD |  | B0509.00 | 03 | 2009-03-17 | N. A. | N. A. | N. A. | QPF/B0509 | 00 | 2007-03-30 | N. A. | N. A. | N. A. | PS/B0509 | 03 | 2017-03-03 | 2022-12-04 | 2019-12-04 | N. A. | B0509 | TMF-1 | IU/1 | Class C | FINISHED GOODS | ADLER™ | CLOVERLEAF PLATE | 136MM, 6 HOLES, THINNER HEAD | 16 | No | Yes |  | No | N. A. | No | N. A. | No | Yes | No | Yes | M. L.: MFG/MD/2021/000369 |  | 1 | ADLER PRODUCTS\PLATES FOR SMALL SCREWS, ADLER\COVERLEAF PLATES, ADLER | 0.026 | Initial issue | Y | BONE PLATES |  | 1 | No | Yes | Yes | Yes | N. A.
B0509 | B0509.08 | CLOVERLEAF PLATE, ADLER, 168MM, 8 HOLES, THINNER HEAD |  | B0509.00 | 03 | 2009-03-17 | N. A. | N. A. | N. A. | QPF/B0509 | 00 | 2007-03-30 | N. A. | N. A. | N. A. | PS/B0509 | 03 | 2017-03-03 | 2022-12-04 | 2019-12-04 | N. A. | B0509 | TMF-1 | IU/1 | Class C | FINISHED GOODS | ADLER™ | CLOVERLEAF PLATE | 168MM, 8 HOLES, THINNER HEAD | 16 | No | Yes |  | No | N. A. | No | N. A. | No | Yes | No | Yes | M. L.: MFG/MD/2021/000369 |  | 1 | ADLER PRODUCTS\PLATES FOR SMALL SCREWS, ADLER\COVERLEAF PLATES, ADLER | 0 | Initial issue | Y | BONE PLATES |  | 1 | No | Yes | Yes | Yes | N. A.
B0509 | B0509.10 | CLOVERLEAF PLATE, ADLER, 200MM, 10 HOLES, THINNER HEAD |  | B0509.00 | 03 | 2009-03-17 | N. A. | N. A. | N. A. | QPF/B0509 | 00 | 2007-03-30 | N. A. | N. A. | N. A. | PS/B0509 | 03 | 2017-03-03 | 2022-12-04 | 2019-12-04 | N. A. | B0509 | TMF-1 | IU/1 | Class C | FINISHED GOODS | ADLER™ | CLOVERLEAF PLATE | 200MM, 10 HOLES, THINNER HEAD | 16 | No | Yes |  | No | N. A. | No | N. A. | No | Yes | No | Yes | M. L.: MFG/MD/2021/000369 |  | 1 | ADLER PRODUCTS\PLATES FOR SMALL SCREWS, ADLER\COVERLEAF PLATES, ADLER | 0 | Initial issue | Y | BONE PLATES |  | 1 | No | Yes | Yes | Yes | N. A.
B0509 | B0509.12 | CLOVERLEAF PLATE, ADLER, 232MM, 12 HOLES, THINNER HEAD |  | B0509.00 | 03 | 2009-03-17 | N. A. | N. A. | N. A. | QPF/B0509 | 00 | 2007-03-30 | N. A. | N. A. | N. A. | PS/B0509 | 03 | 2017-03-03 | 2022-12-04 | 2019-12-04 | N. A. | B0509 | TMF-1 | IU/1 | Class C | FINISHED GOODS | ADLER™ | CLOVERLEAF PLATE | 232MM, 12 HOLES, THINNER HEAD | 16 | No | Yes |  | No | N. A. | No | N. A. | No | Yes | No | Yes | M. L.: MFG/MD/2021/000369 |  | 1 | ADLER PRODUCTS\PLATES FOR SMALL SCREWS, ADLER\COVERLEAF PLATES, ADLER | 0 | Initial issue | Y | BONE PLATES |  | 1 | No | Yes | Yes | Yes | N. A.
B0510 | B0510.031 | 'L' BUTTRESS PLATE, ADLER, LEFT, 3 HOLES |  | B0510.000 | 06 | 2009-04-02 | N. A. | N. A. | N. A. | QPF/B0510 | 00 | 2007-11-20 | N. A. | N. A. | N. A. | PS/B0510 | 03 | 2018-01-13 | N. A. | N. A. | N. A. | B0510 | TMF-1 | IU/1 | Class C | FINISHED GOODS | ADLER™ | 'L' BUTTRESS PLATE | LEFT, 3 HOLES | 16 | No | Yes |  | No | N. A. | No | N. A. | No | Yes | No | Yes | M. L.: MFG/MD/2021/000369 |  | 1 | ADLER PRODUCTS\SPECIAL PLATES, ADLER\L BUTTRESS PLATES, ADLER | 0.0984 | Initial issue | N | BONE PLATES |  | 1 | No | Yes | Yes | Yes | N. A.
B0510 | B0510.032 | 'L' BUTTRESS PLATE, ADLER, RIGHT, 3 HOLES |  | B0510.000 | 06 | 2009-04-02 | N. A. | N. A. | N. A. | QPF/B0510 | 00 | 2007-11-20 | N. A. | N. A. | N. A. | PS/B0510 | 03 | 2018-01-13 | N. A. | N. A. | N. A. | B0510 | TMF-1 | IU/1 | Class C | FINISHED GOODS | ADLER™ | 'L' BUTTRESS PLATE | RIGHT, 3 HOLES | 16 | No | Yes |  | No | N. A. | No | N. A. | No | Yes | No | Yes | M. L.: MFG/MD/2021/000369 |  | 1 | ADLER PRODUCTS\SPECIAL PLATES, ADLER\L BUTTRESS PLATES, ADLER | 0.0973 | Initial issue | N | BONE PLATES |  | 1 | No | Yes | Yes | Yes | N. A.
B0510 | B0510.041 | 'L' BUTTRESS PLATE, ADLER, LEFT, 4 HOLES |  | B0510.000 | 06 | 2009-04-02 | N. A. | N. A. | N. A. | QPF/B0510 | 00 | 2007-11-20 | N. A. | N. A. | N. A. | PS/B0510 | 03 | 2018-01-13 | N. A. | N. A. | N. A. | B0510 | TMF-1 | IU/1 | Class C | FINISHED GOODS | ADLER™ | 'L' BUTTRESS PLATE | LEFT, 4 HOLES | 16 | No | Yes |  | No | N. A. | No | N. A. | No | Yes | No | Yes | M. L.: MFG/MD/2021/000369 |  | 1 | ADLER PRODUCTS\SPECIAL PLATES, ADLER\L BUTTRESS PLATES, ADLER | 0.023 | Initial issue | N | BONE PLATES |  | 1 | No | Yes | Yes | Yes | N. A.
B0510 | B0510.042 | 'L' BUTTRESS PLATE, ADLER, RIGHT, 4 HOLES |  | B0510.000 | 06 | 2009-04-02 | N. A. | N. A. | N. A. | QPF/B0510 | 00 | 2007-11-20 | N. A. | N. A. | N. A. | PS/B0510 | 03 | 2018-01-13 | N. A. | N. A. | N. A. | B0510 | TMF-1 | IU/1 | Class C | FINISHED GOODS | ADLER™ | 'L' BUTTRESS PLATE | RIGHT, 4 HOLES | 16 | No | Yes |  | No | N. A. | No | N. A. | No | Yes | No | Yes | M. L.: MFG/MD/2021/000369 |  | 1 | ADLER PRODUCTS\SPECIAL PLATES, ADLER\L BUTTRESS PLATES, ADLER | 0.027 | Initial issue | N | BONE PLATES |  | 1 | No | Yes | Yes | Yes | N. A.
B0510 | B0510.042.01 | BLANK FOR `L` BUTTRESS PLATE, ADLER, 4 HOLES |  | B0510.042.01 | #N/A | N. A. | N. A. | N. A. | N. A. | N. A. | 00 | 2007-11-20 | N. A. | N. A. | N. A. | PS/B0510.000.01 | 00 | 2018-03-24 | 2022-12-01 | 2019-12-01 | N. A. | B0510 | N. A. | N. A. | N. A. | SEMIFINISHED GOODS | N. A. | N. A. | N. A. | N. A. | N. A. | N. A. |  | N. A. | N. A. | N. A. | N. A. | N. A. | N. A. | N. A. | N. A. | N. A. | N. A. | 1 | SUB COMPONENTS | 0 | Initial issue | N | Special Plates |  | No | No | N. A. | N. A. | N. A. | N. A.
B0510 | B0510.051 | L' BUTTRESS PLATE, ADLER, LEFT, 5 HOLES |  | B0510.000 | 06 | 2009-04-02 | N. A. | N. A. | N. A. | QPF/B0510 | 00 | 2007-11-20 | N. A. | N. A. | N. A. | PS/B0510 | 03 | 2018-01-13 | N. A. | N. A. | N. A. | B0510 | TMF-1 | IU/1 | Class C | FINISHED GOODS | ADLER™ | 'L' BUTTRESS PLATE | LEFT, 5 HOLES | 16 | No | Yes |  | No | N. A. | No | N. A. | No | Yes | No | Yes | M. L.: MFG/MD/2021/000369 |  | 1 | ADLER PRODUCTS\SPECIAL PLATES, ADLER\L BUTTRESS PLATES, ADLER | 0.0265 | Initial issue | N | BONE PLATES |  | 1 | No | Yes | Yes | Yes | N. A.
B0510 | B0510.052 | 'L' BUTTRESS PLATE, ADLER, RIGHT, 5 HOLES |  | B0510.000 | 06 | 2009-04-02 | N. A. | N. A. | N. A. | QPF/B0510 | 00 | 2007-11-20 | N. A. | N. A. | N. A. | PS/B0510 | 03 | 2018-01-13 | N. A. | N. A. | N. A. | B0510 | TMF-1 | IU/1 | Class C | FINISHED GOODS | ADLER™ | 'L' BUTTRESS PLATE | RIGHT, 5 HOLES | 16 | No | Yes |  | No | N. A. | No | N. A. | No | Yes | No | Yes | M. L.: MFG/MD/2021/000369 |  | 1 | ADLER PRODUCTS\SPECIAL PLATES, ADLER\L BUTTRESS PLATES, ADLER | 0.0262 | Initial issue | N | BONE PLATES |  | 1 | No | Yes | Yes | Yes | N. A.
B0510 | B0510.061 | 'L' BUTTRESS PLATE, ADLER, LEFT, 6 HOLES |  | B0510.000 | 06 | 2009-04-02 | N. A. | N. A. | N. A. | QPF/B0510 | 00 | 2007-11-20 | N. A. | N. A. | N. A. | PS/B0510 | 03 | 2018-01-13 | N. A. | N. A. | N. A. | B0510 | TMF-1 | IU/1 | Class C | FINISHED GOODS | ADLER™ | 'L' BUTTRESS PLATE | LEFT, 6 HOLES | 16 | No | Yes |  | No | N. A. | No | N. A. | No | Yes | No | Yes | M. L.: MFG/MD/2021/000369 |  | 1 | ADLER PRODUCTS\SPECIAL PLATES, ADLER\L BUTTRESS PLATES, ADLER | 0.02992 | Initial issue | N | BONE PLATES |  | 1 | No | Yes | Yes | Yes | N. A.
B0510 | B0510.062 | 'L' BUTTRESS PLATE, ADLER, RIGHT, 6 HOLES |  | B0510.000 | 06 | 2009-04-02 | N. A. | N. A. | N. A. | QPF/B0510 | 00 | 2007-11-20 | N. A. | N. A. | N. A. | PS/B0510 | 03 | 2018-01-13 | N. A. | N. A. | N. A. | B0510 | TMF-1 | IU/1 | Class C | FINISHED GOODS | ADLER™ | 'L' BUTTRESS PLATE | RIGHT, 6 HOLES | 16 | No | Yes |  | No | N. A. | No | N. A. | No | Yes | No | Yes | M. L.: MFG/MD/2021/000369 |  | 1 | ADLER PRODUCTS\SPECIAL PLATES, ADLER\L BUTTRESS PLATES, ADLER | 0.029993 | Initial issue | N | BONE PLATES |  | 1 | No | Yes | Yes | Yes | N. A.
B0510 | B0510.062.01 | BLANK FOR `L` BUTTRESS PLATE, ADLER, 6 HOLES |  | B0510.062.01 | #N/A | N. A. | N. A. | N. A. | N. A. | N. A. | 00 | 2007-11-20 | N. A. | N. A. | N. A. | PS/B0510.000.01 | 00 | 2018-03-24 | 2022-12-01 | 2019-12-01 | N. A. | B0510 | N. A. | N. A. | N. A. | SEMIFINISHED GOODS | N. A. | N. A. | N. A. | N. A. | N. A. | N. A. |  | N. A. | N. A. | N. A. | N. A. | N. A. | N. A. | N. A. | N. A. | N. A. | N. A. | 1 | SUB COMPONENTS | 0 | Initial issue | N | Special Plates |  | No | No | N. A. | N. A. | N. A. | N. A.
B0510 | B0510.071 | 'L' BUTTRESS PLATE, ADLER, LEFT, 7 HOLES |  | B0510.000 | 06 | 2009-04-02 | N. A. | N. A. | N. A. | QPF/B0510 | 00 | 2007-11-20 | N. A. | N. A. | N. A. | PS/B0510 | 03 | 2018-01-13 | N. A. | N. A. | N. A. | B0510 | TMF-1 | IU/1 | Class C | FINISHED GOODS | ADLER™ | 'L' BUTTRESS PLATE | LEFT, 7 HOLES | 16 | No | Yes |  | No | N. A. | No | N. A. | No | Yes | No | Yes | M. L.: MFG/MD/2021/000369 |  | 1 | ADLER PRODUCTS\SPECIAL PLATES, ADLER\L BUTTRESS PLATES, ADLER | 0.034 | Initial issue | N | BONE PLATES |  | 1 | No | Yes | Yes | Yes | N. A.
B0510 | B0510.072 | 'L' BUTTRESS PLATE, ADLER, RIGHT, 7 HOLES |  | B0510.000 | 06 | 2009-04-02 | N. A. | N. A. | N. A. | QPF/B0510 | 00 | 2007-11-20 | N. A. | N. A. | N. A. | PS/B0510 | 03 | 2018-01-13 | N. A. | N. A. | N. A. | B0510 | TMF-1 | IU/1 | Class C | FINISHED GOODS | ADLER™ | 'L' BUTTRESS PLATE | RIGHT, 7 HOLES | 16 | No | Yes |  | No | N. A. | No | N. A. | No | Yes | No | Yes | M. L.: MFG/MD/2021/000369 |  | 1 | ADLER PRODUCTS\SPECIAL PLATES, ADLER\L BUTTRESS PLATES, ADLER | 0.034 | Initial issue | N | BONE PLATES |  | 1 | No | Yes | Yes | Yes | N. A.
B0510 | B0510.081 | 'L' BUTTRESS PLATE, ADLER, LEFT, 8 HOLES |  | B0510.000 | 06 | 2009-04-02 | N. A. | N. A. | N. A. | QPF/B0510 | 00 | 2007-11-20 | N. A. | N. A. | N. A. | PS/B0510 | 03 | 2018-01-13 | N. A. | N. A. | N. A. | B0510 | TMF-1 | IU/1 | Class C | FINISHED GOODS | ADLER™ | 'L' BUTTRESS PLATE | LEFT, 8 HOLES | 16 | No | Yes |  | No | N. A. | No | N. A. | No | Yes | No | Yes | M. L.: MFG/MD/2021/000369 |  | 1 | ADLER PRODUCTS\SPECIAL PLATES, ADLER\L BUTTRESS PLATES, ADLER | 0.038 | Initial issue | N | BONE PLATES |  | 1 | No | Yes | Yes | Yes | N. A.
B0510 | B0510.082 | 'L' BUTTRESS PLATE, ADLER, RIGHT, 8 HOLES |  | B0510.000 | 06 | 2009-04-02 | N. A. | N. A. | N. A. | QPF/B0510 | 00 | 2007-11-20 | N. A. | N. A. | N. A. | PS/B0510 | 03 | 2018-01-13 | N. A. | N. A. | N. A. | B0510 | TMF-1 | IU/1 | Class C | FINISHED GOODS | ADLER™ | 'L' BUTTRESS PLATE | RIGHT, 8 HOLES | 16 | No | Yes |  | No | N. A. | No | N. A. | No | Yes | No | Yes | M. L.: MFG/MD/2021/000369 |  | 1 | ADLER PRODUCTS\SPECIAL PLATES, ADLER\L BUTTRESS PLATES, ADLER | 0 | Initial issue | N | BONE PLATES |  | 1 | No | Yes | Yes | Yes | N. A.
B0510 | B0510.091 | 'L' BUTTRESS PLATE, ADLER, LEFT, 9 HOLES |  | B0510.000 | 06 | 2009-04-02 | N. A. | N. A. | N. A. | QPF/B0510 | 00 | 2007-11-20 | N. A. | N. A. | N. A. | PS/B0510 | 03 | 2018-01-13 | N. A. | N. A. | N. A. | B0510 | TMF-1 | IU/1 | Class C | FINISHED GOODS | ADLER™ | 'L' BUTTRESS PLATE | LEFT, 9 HOLES | 16 | No | Yes |  | No | N. A. | No | N. A. | No | Yes | No | Yes | M. L.: MFG/MD/2021/000369 |  | 1 | ADLER PRODUCTS\SPECIAL PLATES, ADLER\L BUTTRESS PLATES, ADLER | 0.042 | Initial issue | N | BONE PLATES |  | 1 | No | Yes | Yes | Yes | N. A.
B0510 | B0510.092 | 'L' BUTTRESS PLATE, ADLER, RIGHT, 9 HOLES |  | B0510.000 | 06 | 2009-04-02 | N. A. | N. A. | N. A. | QPF/B0510 | 00 | 2007-11-20 | N. A. | N. A. | N. A. | PS/B0510 | 03 | 2018-01-13 | N. A. | N. A. | N. A. | B0510 | TMF-1 | IU/1 | Class C | FINISHED GOODS | ADLER™ | 'L' BUTTRESS PLATE | RIGHT, 9 HOLES | 16 | No | Yes |  | No | N. A. | No | N. A. | No | Yes | No | Yes | M. L.: MFG/MD/2021/000369 |  | 1 | ADLER PRODUCTS\SPECIAL PLATES, ADLER\L BUTTRESS PLATES, ADLER | 0.042 | Initial issue | N | BONE PLATES |  | 1 | No | Yes | Yes | Yes | N. A.
B0510 | B0510.092.01 | BLANK FOR `L` BUTTRESS PLATE, ADLER, 9 HOLES |  | B0510.092.01 | #N/A | N. A. | N. A. | N. A. | N. A. | N. A. | N. A. | N. A. | N. A. | N. A. | N. A. | PS/B0510.000.01 | 00 | 2018-03-24 | 2022-12-01 | 2019-12-01 | N. A. | B0510 | N. A. | N. A. | N. A. | SEMIFINISHED GOODS | N. A. | N. A. | N. A. | N. A. | N. A. | N. A. |  | N. A. | N. A. | N. A. | N. A. | N. A. | N. A. | N. A. | N. A. | N. A. | N. A. | 1 | SUB COMPONENTS | 0 | Initial issue | N | Special Plates |  | No | No | N. A. | N. A. | N. A. | N. A.
B0510 | B0510.101 | 'L' BUTTRESS PLATE, ADLER, LEFT, 10 HOLES |  | B0510.000 | 06 | 2009-04-02 | N. A. | N. A. | N. A. | QPF/B0510 | 00 | 2007-11-20 | N. A. | N. A. | N. A. | PS/B0510 | 03 | 2018-01-13 | N. A. | N. A. | N. A. | B0510 | TMF-1 | IU/1 | Class C | FINISHED GOODS | ADLER™ | 'L' BUTTRESS PLATE | LEFT, 10 HOLES | 16 | No | Yes |  | No | N. A. | No | N. A. | No | Yes | No | Yes | M. L.: MFG/MD/2021/000369 |  | 1 | ADLER PRODUCTS\SPECIAL PLATES, ADLER\L BUTTRESS PLATES, ADLER | 0.046 | Initial issue | N | BONE PLATES |  | 1 | No | Yes | Yes | Yes | N. A.
B0510 | B0510.102 | 'L' BUTTRESS PLATE, ADLER, RIGHT, 10 HOLES |  | B0510.000 | 06 | 2009-04-02 | N. A. | N. A. | N. A. | QPF/B0510 | 00 | 2007-11-20 | N. A. | N. A. | N. A. | PS/B0510 | 03 | 2018-01-13 | N. A. | N. A. | N. A. | B0510 | TMF-1 | IU/1 | Class C | FINISHED GOODS | ADLER™ | 'L' BUTTRESS PLATE | RIGHT, 10 HOLES | 16 | No | Yes |  | No | N. A. | No | N. A. | No | Yes | No | Yes | M. L.: MFG/MD/2021/000369 |  | 1 | ADLER PRODUCTS\SPECIAL PLATES, ADLER\L BUTTRESS PLATES, ADLER | 0.046 | Initial issue | N | BONE PLATES |  | 1 | No | Yes | Yes | Yes | N. A.
B0510 | B0510.122.01 | BLANK FOR `L` BUTTRESS PLATE, ADLER, 12 HOLES |  | B0510.122.01 | #N/A | N. A. | N. A. | N. A. | N. A. | N. A. | N. A. | N. A. | N. A. | N. A. | N. A. | PS/B0510.000.01 | 00 | 2018-03-24 | 2022-12-01 | 2019-12-01 | N. A. | B0510 | N. A. | N. A. | N. A. | SEMIFINISHED GOODS | N. A. | N. A. | N. A. | N. A. | N. A. | N. A. |  | N. A. | N. A. | N. A. | N. A. | N. A. | N. A. | N. A. | N. A. | N. A. | N. A. | 1 | SUB COMPONENTS | 0 | Initial issue | N | Special Plates |  | No | No | N. A. | N. A. | N. A. | N. A.
B0519 | B0511.051 | LATERAL TIBIAL HEAD BUTTRESS PLATE, S`RUT, 4.5MM, 117MM, 5 SHAFT HOLES, LEFT - FOR RIGHT LEG |  | B0511.000 | 02 | 2010-12-08 | N. A. | N. A. | N. A. | QPF/B0519 | 02 | 2014-12-12 | N. A. | N. A. | N. A. | PS/B0511 | 02 | 2018-04-03 | 2022-12-01 | 2019-12-01 | N. A. | B0519 | TMF-1 | IU/1 | Class C | FINISHED GOODS | SUSHRUT™ | LATERAL TIBIAL HEAD BUTTRESS PLATE | 117MM, 5 SHAFT HOLES, LEFT - FOR RIGHT LEG | 16 | No | Yes |  | No | N. A. | No | N. A. | No | Yes | No | Yes | M. L.: MFG/MD/2021/000369 |  | 1 | SUSHRUT PRODUCTS\INTERNATIONAL IMPLANTS\SPECIAL PLATES\LATERAL TIBIAL HEAD BUTTRESS PLATES | 0.0415 | Initial issue | N | BONE PLATES |  | 1 | No | Yes | Yes | Yes | N. A.
B0519 | B0511.052 | LATERAL TIBIAL HEAD BUTTRESS PLATE, S`RUT, 4.5MM, 117MM, 5 SHAFT HOLES, RIGHT - FOR LEFT LEG |  | B0511.000 | 02 | 2010-12-08 | N. A. | N. A. | N. A. | QPF/B0519 | 02 | 2014-12-12 | N. A. | N. A. | N. A. | PS/B0511 | 02 | 2018-04-03 | 2022-12-01 | 2019-12-01 | N. A. | B0519 | TMF-1 | IU/1 | Class C | FINISHED GOODS | SUSHRUT™ | LATERAL TIBIAL HEAD BUTTRESS PLATE | 117MM, 5 SHAFT HOLES, RIGHT - FOR LEFT LEG | 16 | No | Yes |  | No | N. A. | No | N. A. | No | Yes | No | Yes | M. L.: MFG/MD/2021/000369 |  | 1 | SUSHRUT PRODUCTS\INTERNATIONAL IMPLANTS\SPECIAL PLATES\LATERAL TIBIAL HEAD BUTTRESS PLATES | 0.0406 | Initial issue | N | BONE PLATES |  | 1 | No | Yes | Yes | Yes | N. A.
B0511 | B0511.062.01 | BLANK FOR LATERAL TIBIAL HEAD BUTTRESS PLATE, S`RUT, 5, 6 HOLES |  | B0511.062.01 | #N/A | N. A. | N. A. | N. A. | N. A. | N. A. | N. A. | N. A. | N. A. | N. A. | N. A. | PS/B0511.000.01 | 00 | 2018-03-24 | 2022-12-01 | 2019-12-01 | N. A. | B0511 | N. A. | N. A. | N. A. | SEMIFINISHED GOODS | N. A. | N. A. | N. A. | N. A. | N. A. | N. A. |  | N. A. | N. A. | N. A. | N. A. | N. A. | N. A. | N. A. | N. A. | N. A. | N. A. | 1 | SUB COMPONENTS | 0 | Initial issue | N | Special Plates |  | No | No | N. A. | N. A. | N. A. | N. A.
B0519 | B0511.071 | LATERAL TIBIAL HEAD BUTTRESS PLATE, S`RUT, 4.5MM, 149MM, 7 SHAFT HOLES, LEFT - FOR RIGHT LEG |  | B0511.000 | 02 | 2010-12-08 | N. A. | N. A. | N. A. | QPF/B0519 | 02 | 2014-12-12 | N. A. | N. A. | N. A. | PS/B0511 | 02 | 2018-04-03 | 2022-12-01 | 2019-12-01 | N. A. | B0519 | TMF-1 | IU/1 | Class C | FINISHED GOODS | SUSHRUT™ | LATERAL TIBIAL HEAD BUTTRESS PLATE | 149MM, 7 SHAFT HOLES, LEFT - FOR RIGHT LEG | 16 | No | Yes |  | No | N. A. | No | N. A. | No | Yes | No | Yes | M. L.: MFG/MD/2021/000369 |  | 1 | SUSHRUT PRODUCTS\INTERNATIONAL IMPLANTS\SPECIAL PLATES\LATERAL TIBIAL HEAD BUTTRESS PLATES | 0.051 | Initial issue | N | BONE PLATES |  | 1 | No | Yes | Yes | Yes | N. A.
B0519 | B0511.072 | LATERAL TIBIAL HEAD BUTTRESS PLATE, S`RUT, 4.5MM, 149MM, 7 SHAFT HOLES, RIGHT - FOR LEFT LEG |  | B0511.000 | 02 | 2010-12-08 | N. A. | N. A. | N. A. | QPF/B0519 | 02 | 2014-12-12 | N. A. | N. A. | N. A. | PS/B0511 | 02 | 2018-04-03 | 2022-12-01 | 2019-12-01 | N. A. | B0519 | TMF-1 | IU/1 | Class C | FINISHED GOODS | SUSHRUT™ | LATERAL TIBIAL HEAD BUTTRESS PLATE | 149MM, 7 SHAFT HOLES, RIGHT - FOR LEFT LEG | 16 | No | Yes |  | No | N. A. | No | N. A. | No | Yes | No | Yes | M. L.: MFG/MD/2021/000369 |  | 1 | SUSHRUT PRODUCTS\INTERNATIONAL IMPLANTS\SPECIAL PLATES\LATERAL TIBIAL HEAD BUTTRESS PLATES | 0 | Initial issue | N | BONE PLATES |  | 1 | No | Yes | Yes | Yes | N. A.
B0519 | B0511.091 | LATERAL TIBIAL HEAD BUTTRESS PLATE, S`RUT, 4.5MM, 181MM, 9 SHAFT HOLES, LEFT - FOR RIGHT LEG |  | B0511.000 | 02 | 2010-12-08 | N. A. | N. A. | N. A. | QPF/B0519 | 02 | 2014-12-12 | N. A. | N. A. | N. A. | PS/B0511 | 02 | 2018-04-03 | 2022-12-01 | 2019-12-01 | N. A. | B0519 | TMF-1 | IU/1 | Class C | FINISHED GOODS | SUSHRUT™ | LATERAL TIBIAL HEAD BUTTRESS PLATE | 181MM, 9 SHAFT HOLES, LEFT - FOR RIGHT LEG | 16 | No | Yes |  | No | N. A. | No | N. A. | No | Yes | No | Yes | M. L.: MFG/MD/2021/000369 |  | 1 | SUSHRUT PRODUCTS\INTERNATIONAL IMPLANTS\SPECIAL PLATES\LATERAL TIBIAL HEAD BUTTRESS PLATES | 0.06225 | Initial issue | N | BONE PLATES |  | 1 | No | Yes | Yes | Yes | N. A.
B0519 | B0511.092 | LATERAL TIBIAL HEAD BUTTRESS PLATE, S`RUT, 4.5MM, 181MM, 9 SHAFT HOLES, RIGHT - FOR LEFT LEG |  | B0511.000 | 02 | 2010-12-08 | N. A. | N. A. | N. A. | QPF/B0519 | 02 | 2014-12-12 | N. A. | N. A. | N. A. | PS/B0511 | 02 | 2018-04-03 | 2022-12-01 | 2019-12-01 | N. A. | B0519 | TMF-1 | IU/1 | Class C | FINISHED GOODS | SUSHRUT™ | LATERAL TIBIAL HEAD BUTTRESS PLATE | 181MM, 9 SHAFT HOLES, RIGHT - FOR LEFT LEG | 16 | No | Yes |  | No | N. A. | No | N. A. | No | Yes | No | Yes | M. L.: MFG/MD/2021/000369 |  | 1 | SUSHRUT PRODUCTS\INTERNATIONAL IMPLANTS\SPECIAL PLATES\LATERAL TIBIAL HEAD BUTTRESS PLATES | 0.060857 | Initial issue | N | BONE PLATES |  | 1 | No | Yes | Yes | Yes | N. A.
B0511 | B0511.092.01 | BLANK FOR LATERAL TIBIAL HEAD BUTTRESS PLATE, S`RUT, 7, 8, 9 HOLES |  | B0511.092.01 | #N/A | N. A. | N. A. | N. A. | N. A. | N. A. | N. A. | N. A. | N. A. | N. A. | N. A. | PS/B0511.000.01 | 00 | 2018-03-24 | 2022-12-01 | 2019-12-01 | N. A. | B0511 | N. A. | N. A. | N. A. | SEMIFINISHED GOODS | N. A. | N. A. | N. A. | N. A. | N. A. | N. A. |  | N. A. | N. A. | N. A. | N. A. | N. A. | N. A. | N. A. | N. A. | N. A. | N. A. | 1 | SUB COMPONENTS | 0 | Initial issue | N | Special Plates |  | No | No | N. A. | N. A. | N. A. | N. A.
B0519 | B0511.111 | LATERAL TIBIAL HEAD BUTTRESS PLATE, S`RUT, 4.5MM, 213MM, 11 SHAFT HOLES, LEFT - FOR RIGHT LEG |  | B0511.000 | 02 | 2010-12-08 | N. A. | N. A. | N. A. | QPF/B0519 | 02 | 2014-12-12 | N. A. | N. A. | N. A. | PS/B0511 | 02 | 2018-04-03 | 2022-12-01 | 2019-12-01 | N. A. | B0519 | TMF-1 | IU/1 | Class C | FINISHED GOODS | SUSHRUT™ | LATERAL TIBIAL HEAD BUTTRESS PLATE | 213MM, 11 SHAFT HOLES, LEFT - FOR RIGHT LEG | 16 | No | Yes |  | No | N. A. | No | N. A. | No | Yes | No | Yes | M. L.: MFG/MD/2021/000369 |  | 1 | SUSHRUT PRODUCTS\INTERNATIONAL IMPLANTS\SPECIAL PLATES\LATERAL TIBIAL HEAD BUTTRESS PLATES | 0 | Initial issue | N | BONE PLATES |  | 1 | No | Yes | Yes | Yes | N. A.
B0519 | B0511.112 | LATERAL TIBIAL HEAD BUTTRESS PLATE, S`RUT, 4.5MM, 213MM, 11 SHAFT HOLES, RIGHT - FOR LEFT LEG |  | B0511.000 | 02 | 2010-12-08 | N. A. | N. A. | N. A. | QPF/B0519 | 02 | 2014-12-12 | N. A. | N. A. | N. A. | PS/B0511 | 02 | 2018-04-03 | 2022-12-01 | 2019-12-01 | N. A. | B0519 | TMF-1 | IU/1 | Class C | FINISHED GOODS | SUSHRUT™ | LATERAL TIBIAL HEAD BUTTRESS PLATE | 213MM, 11 SHAFT HOLES, RIGHT - FOR LEFT LEG | 16 | No | Yes |  | No | N. A. | No | N. A. | No | Yes | No | Yes | M. L.: MFG/MD/2021/000369 |  | 1 | SUSHRUT PRODUCTS\INTERNATIONAL IMPLANTS\SPECIAL PLATES\LATERAL TIBIAL HEAD BUTTRESS PLATES | 0 | Initial issue | N | BONE PLATES |  | 1 | No | Yes | Yes | Yes | N. A.
B0519 | B0511.112.01 | LATERAL TIBIAL HEAD BUTTRESS PLATE, S`RUT, 4.5MM, 213MM, 11 SHAFT HOLES, RIGHT - FOR LEFT LEG, Blank |  | B0511.000 | #N/A | N. A. | N. A. | N. A. | N. A. | N. A. | N. A. | N. A. | N. A. | N. A. | N. A. | PS/B0511.01 | N. A. | N. A. | N. A. | N. A. | N. A. | B0519 | N. A. | N. A. | N. A. | SEMIFINISHED GOODS | SUSHRUT™ | N. A. |  | N. A. | N. A. | N. A. |  | N. A. | N. A. | N. A. | N. A. | N. A. | N. A. | N. A. | N. A. | N. A. |  | 1 | SUB COMPONENTS | 0 | Added new Product Code as per Mail from Amit Navare Dtd. 28AUG2018 | N | BONE PLATES |  | No | No | N. A. | N. A. | N. A. | N. A.
B0519 | B0511.131 | LATERAL TIBIAL HEAD BUTTRESS PLATE, S`RUT, 4.5MM, 245MM, 13 SHAFT HOLES, LEFT - FOR RIGHT LEG |  | B0511.000 | 02 | 2010-12-08 | N. A. | N. A. | N. A. | QPF/B0519 | 02 | 2014-12-12 | N. A. | N. A. | N. A. | PS/B0511 | 02 | 2018-04-03 | 2022-12-01 | 2019-12-01 | N. A. | B0519 | TMF-1 | IU/1 | Class C | FINISHED GOODS | SUSHRUT™ | LATERAL TIBIAL HEAD BUTTRESS PLATE | 245MM, 13 SHAFT HOLES, LEFT - FOR RIGHT LEG | 16 | No | Yes |  | No | N. A. | No | N. A. | No | Yes | No | Yes | M. L.: MFG/MD/2021/000369 |  | 1 | SUSHRUT PRODUCTS\INTERNATIONAL IMPLANTS\SPECIAL PLATES\LATERAL TIBIAL HEAD BUTTRESS PLATES | 0 | Initial issue | N | BONE PLATES |  | 1 | No | Yes | Yes | Yes | N. A.
B0519 | B0511.132 | LATERAL TIBIAL HEAD BUTTRESS PLATE, S`RUT, 4.5MM, 245MM, 13 SHAFT HOLES, RIGHT - FOR LEFT LEG |  | B0511.000 | 02 | 2010-12-08 | N. A. | N. A. | N. A. | QPF/B0519 | 02 | 2014-12-12 | N. A. | N. A. | N. A. | PS/B0511 | 02 | 2018-04-03 | 2022-12-01 | 2019-12-01 | N. A. | B0519 | TMF-1 | IU/1 | Class C | FINISHED GOODS | SUSHRUT™ | LATERAL TIBIAL HEAD BUTTRESS PLATE | 245MM, 13 SHAFT HOLES, RIGHT - FOR LEFT LEG | 16 | No | Yes |  | No | N. A. | No | N. A. | No | Yes | No | Yes | M. L.: MFG/MD/2021/000369 |  | 1 | SUSHRUT PRODUCTS\INTERNATIONAL IMPLANTS\SPECIAL PLATES\LATERAL TIBIAL HEAD BUTTRESS PLATES | 0.082 | Initial issue | N | BONE PLATES |  | 1 | No | Yes | Yes | Yes | N. A.
B0519 | B0511.151 | LATERAL TIBIAL HEAD BUTTRESS PLATE, S`RUT, 4.5MM, 277MM, 15 SHAFT HOLES, LEFT - FOR RIGHT LEG |  | B0511.000 | 02 | 2010-12-08 | N. A. | N. A. | N. A. | QPF/B0519 | 02 | 2014-12-12 | N. A. | N. A. | N. A. | PS/B0511 | 02 | 2018-04-03 | 2022-12-01 | 2019-12-01 | N. A. | B0519 | TMF-1 | IU/1 | Class C | FINISHED GOODS | SUSHRUT™ | LATERAL TIBIAL HEAD BUTTRESS PLATE | 277MM, 15 SHAFT HOLES, LEFT - FOR RIGHT LEG | 16 | No | Yes |  | No | N. A. | No | N. A. | No | Yes | No | Yes | M. L.: MFG/MD/2021/000369 |  | 1 | SUSHRUT PRODUCTS\INTERNATIONAL IMPLANTS\SPECIAL PLATES\LATERAL TIBIAL HEAD BUTTRESS PLATES | 0.0939 | Initial issue | N | BONE PLATES |  | 1 | No | Yes | Yes | Yes | N. A.
B0519 | B0511.152 | LATERAL TIBIAL HEAD BUTTRESS PLATE, S`RUT, 4.5MM, 277MM, 15 SHAFT HOLES, RIGHT - FOR LEFT LEG |  | B0511.000 | 02 | 2010-12-08 | N. A. | N. A. | N. A. | QPF/B0519 | 02 | 2014-12-12 | N. A. | N. A. | N. A. | PS/B0511 | 02 | 2018-04-03 | 2022-12-01 | 2019-12-01 | N. A. | B0519 | TMF-1 | IU/1 | Class C | FINISHED GOODS | SUSHRUT™ | LATERAL TIBIAL HEAD BUTTRESS PLATE | 277MM, 15 SHAFT HOLES, RIGHT - FOR LEFT LEG | 16 | No | Yes |  | No | N. A. | No | N. A. | No | Yes | No | Yes | M. L.: MFG/MD/2021/000369 |  | 1 | SUSHRUT PRODUCTS\INTERNATIONAL IMPLANTS\SPECIAL PLATES\LATERAL TIBIAL HEAD BUTTRESS PLATES | 0.094 | Initial issue | N | BONE PLATES |  | 1 | No | Yes | Yes | Yes | N. A.
B0511 | B0511.152.01 | BLANK FOR LATERAL TIBIAL HEAD BUTTRESS PLATE, S`RUT, 10 TO 15 HOLES |  | B0511.092.01 | #N/A | N. A. | N. A. | N. A. | N. A. | N. A. | N. A. | N. A. | N. A. | N. A. | N. A. | PS/B0511.000.01 | 00 | 2018-03-24 | 2022-12-01 | 2019-12-01 | N. A. | B0511 | N. A. | N. A. | N. A. | SEMIFINISHED GOODS | N. A. | N. A. | N. A. | N. A. | N. A. | N. A. |  | N. A. | N. A. | N. A. | N. A. | N. A. | N. A. | N. A. | N. A. | N. A. | N. A. | 1 | SUB COMPONENTS |  | Initial issue | N | BONE PLATES |  | No | No | N. A. | N. A. | N. A. | N. A.
B0519 | B0511.171 | LATERAL TIBIAL HEAD BUTTRESS PLATE, S`RUT, 4.5MM, 309MM, 17 SHAFT HOLES, LEFT - FOR RIGHT LEG |  | B0511.000 | #N/A | #N/A | N. A. | N. A. | N. A. | QPF/B0519 | #N/A | #N/A | #N/A | #N/A | #N/A | PS/B0511 | #N/A | #N/A | #N/A | #N/A | #N/A | B0519 | TMF-1 | IU/1 | Class C | FINISHED GOODS | SUSHRUT™ | LATERAL TIBIAL HEAD BUTTRESS PLATE | 309MM, 17 SHAFT HOLES, LEFT - FOR RIGHT LEG | 16 | No | Yes |  | No | N. A. | No | N. A. | No | Yes | No | Yes | M. L.: MFG/MD/2021/000369 |  | 1 | SUSHRUT PRODUCTS\INTERNATIONAL IMPLANTS\SPECIAL PLATES\LATERAL TIBIAL HEAD BUTTRESS PLATES | 0 | Initial issue | Y | BONE PLATES |  | 1 | No | Yes | Yes | Yes | N. A.
B0519 | B0511.172 | LATERAL TIBIAL HEAD BUTTRESS PLATE, S`RUT, 4.5MM, 309MM, 17 SHAFT HOLES, RIGHT - FOR LEFT LEG |  | B0511.000 | #N/A | #N/A | N. A. | N. A. | N. A. | QPF/B0519 | #N/A | #N/A | #N/A | #N/A | #N/A | PS/B0511 | #N/A | #N/A | #N/A | #N/A | #N/A | B0519 | TMF-1 | IU/1 | Class C | FINISHED GOODS | SUSHRUT™ | LATERAL TIBIAL HEAD BUTTRESS PLATE | 309MM, 17 SHAFT HOLES, RIGHT - FOR LEFT LEG | 16 | No | Yes |  | No | N. A. | No | N. A. | No | Yes | No | Yes | M. L.: MFG/MD/2021/000369 |  | 1 | SUSHRUT PRODUCTS\INTERNATIONAL IMPLANTS\SPECIAL PLATES\LATERAL TIBIAL HEAD BUTTRESS PLATES | 0 | Initial issue | Y | BONE PLATES |  | 1 | No | Yes | Yes | Yes | N. A.
B0519 | B0511.191 | LATERAL TIBIAL HEAD BUTTRESS PLATE, S`RUT, 4.5MM, 341MM, 19 SHAFT HOLES, LEFT - FOR RIGHT LEG |  | B0511.000 | #N/A | #N/A | N. A. | N. A. | N. A. | QPF/B0519 | #N/A | #N/A | #N/A | #N/A | #N/A | PS/B0511 | #N/A | #N/A | #N/A | #N/A | #N/A | B0519 | TMF-1 | IU/1 | Class C | FINISHED GOODS | SUSHRUT™ | LATERAL TIBIAL HEAD BUTTRESS PLATE | 341MM, 19 SHAFT HOLES, LEFT - FOR RIGHT LEG | 16 | No | Yes |  | No | N. A. | No | N. A. | No | Yes | No | Yes | M. L.: MFG/MD/2021/000369 |  | 1 | SUSHRUT PRODUCTS\INTERNATIONAL IMPLANTS\SPECIAL PLATES\LATERAL TIBIAL HEAD BUTTRESS PLATES | 0 | Initial issue | Y | BONE PLATES |  | 1 | No | Yes | Yes | Yes | N. A.
B0519 | B0511.192 | LATERAL TIBIAL HEAD BUTTRESS PLATE, S`RUT, 4.5MM, 341MM, 19 SHAFT HOLES, RIGHT - FOR LEFT LEG |  | B0511.000 | #N/A | #N/A | N. A. | N. A. | N. A. | QPF/B0519 | #N/A | #N/A | #N/A | #N/A | #N/A | PS/B0511 | #N/A | #N/A | #N/A | #N/A | #N/A | B0519 | TMF-1 | IU/1 | Class C | FINISHED GOODS | SUSHRUT™ | LATERAL TIBIAL HEAD BUTTRESS PLATE | 341MM, 19 SHAFT HOLES, RIGHT - FOR LEFT LEG | 16 | No | Yes |  | No | N. A. | No | N. A. | No | Yes | No | Yes | M. L.: MFG/MD/2021/000369 |  | 1 | SUSHRUT PRODUCTS\INTERNATIONAL IMPLANTS\SPECIAL PLATES\LATERAL TIBIAL HEAD BUTTRESS PLATES | 0 | Initial issue | Y | BONE PLATES |  | 1 | No | Yes | Yes | Yes | N. A.
B0517 | B0512.051 | CONDYLAR BUTTRESS PLATE, S`RUT, 4.5MM, 5 HOLES, LEFT |  | B0517.000 | 07 | 2018-01-04 | N. A. | N. A. | N. A. | QPF/B0517 | 01 | 2007-11-27 | N. A. | N. A. | N. A. | PS/B0517 | 00 | 2007-11-21 | 2022-12-04 | 2019-12-04 | N. A. | B0517 | TMF-1 | IU/1 | Class C | FINISHED GOODS | SUSHRUT™ | CONDYLAR BUTTRESS PLATE | 4.5MM, 5 HOLES, LEFT | 16 | No | Yes |  | No | N. A. | No | N. A. | No | Yes | No | Yes | M. L.: MFG/MD/2021/000369 |  | 1 | SUSHRUT PRODUCTS\INTERNATIONAL IMPLANTS\SPECIAL PLATES\CONDYLAR BUTTRESS PLATES | 0.077 | Initial issue | N | BONE PLATES |  | 1 | No | Yes | Yes | Yes | N. A.
B0517 | B0512.052 | CONDYLAR BUTTRESS PLATE, S`RUT, 4.5MM, 5 HOLES, RIGHT |  | B0517.000 | 07 | 2018-01-04 | N. A. | N. A. | N. A. | QPF/B0517 | 01 | 2007-11-27 | N. A. | N. A. | N. A. | PS/B0517 | 00 | 2007-11-21 | 2022-12-04 | 2019-12-04 | N. A. | B0517 | TMF-1 | IU/1 | Class C | FINISHED GOODS | SUSHRUT™ | CONDYLAR BUTTRESS PLATE | 4.5MM, 5 HOLES, RIGHT | 16 | No | Yes |  | No | N. A. | No | N. A. | No | Yes | No | Yes | M. L.: MFG/MD/2021/000369 |  | 1 | SUSHRUT PRODUCTS\INTERNATIONAL IMPLANTS\SPECIAL PLATES\CONDYLAR BUTTRESS PLATES | 0.077 | Initial issue | N | BONE PLATES |  | 1 | No | Yes | Yes | Yes | N. A.
B0517 | B0512.071 | CONDYLAR BUTTRESS PLATE, S`RUT, 4.5MM, 7 HOLES, LEFT |  | B0517.000 | 07 | 2018-01-04 | N. A. | N. A. | N. A. | QPF/B0517 | 01 | 2007-11-27 | N. A. | N. A. | N. A. | PS/B0517 | 00 | 2007-11-21 | 2022-12-04 | 2019-12-04 | N. A. | B0517 | TMF-1 | IU/1 | Class C | FINISHED GOODS | SUSHRUT™ | CONDYLAR BUTTRESS PLATE | 4.5MM, 7 HOLES, LEFT | 16 | No | Yes |  | No | N. A. | No | N. A. | No | Yes | No | Yes | M. L.: MFG/MD/2021/000369 |  | 1 | SUSHRUT PRODUCTS\INTERNATIONAL IMPLANTS\SPECIAL PLATES\CONDYLAR BUTTRESS PLATES | 0 | Initial issue | N | BONE PLATES |  | 1 | No | Yes | Yes | Yes | N. A.
B0517 | B0512.072 | CONDYLAR BUTTRESS PLATE, S`RUT, 4.5MM, 7 HOLES, RIGHT |  | B0517.000 | 07 | 2018-01-04 | N. A. | N. A. | N. A. | QPF/B0517 | 01 | 2007-11-27 | N. A. | N. A. | N. A. | PS/B0517 | 00 | 2007-11-21 | 2022-12-04 | 2019-12-04 | N. A. | B0517 | TMF-1 | IU/1 | Class C | FINISHED GOODS | SUSHRUT™ | CONDYLAR BUTTRESS PLATE | 4.5MM, 7 HOLES, RIGHT | 16 | No | Yes |  | No | N. A. | No | N. A. | No | Yes | No | Yes | M. L.: MFG/MD/2021/000369 |  | 1 | SUSHRUT PRODUCTS\INTERNATIONAL IMPLANTS\SPECIAL PLATES\CONDYLAR BUTTRESS PLATES | 0 | Initial issue | N | BONE PLATES |  | 1 | No | Yes | Yes | Yes | N. A.
B0517 | B0512.091 | CONDYLAR BUTTRESS PLATE, S`RUT, 4.5MM, 9 HOLES, LEFT |  | B0517.000 | 07 | 2018-01-04 | N. A. | N. A. | N. A. | QPF/B0517 | 01 | 2007-11-27 | N. A. | N. A. | N. A. | PS/B0517 | 00 | 2007-11-21 | 2022-12-04 | 2019-12-04 | N. A. | B0517 | TMF-1 | IU/1 | Class C | FINISHED GOODS | SUSHRUT™ | CONDYLAR BUTTRESS PLATE | 4.5MM, 9 HOLES, LEFT | 16 | No | Yes |  | No | N. A. | No | N. A. | No | Yes | No | Yes | M. L.: MFG/MD/2021/000369 |  | 1 | SUSHRUT PRODUCTS\INTERNATIONAL IMPLANTS\SPECIAL PLATES\CONDYLAR BUTTRESS PLATES | 0 | Initial issue | N | BONE PLATES |  | 1 | No | Yes | Yes | Yes | N. A.
B0517 | B0512.092 | CONDYLAR BUTTRESS PLATE, S`RUT, 4.5MM, 9 HOLES, RIGHT |  | B0517.000 | 07 | 2018-01-04 | N. A. | N. A. | N. A. | QPF/B0517 | 01 | 2007-11-27 | N. A. | N. A. | N. A. | PS/B0517 | 00 | 2007-11-21 | 2022-12-04 | 2019-12-04 | N. A. | B0517 | TMF-1 | IU/1 | Class C | FINISHED GOODS | SUSHRUT™ | CONDYLAR BUTTRESS PLATE | 4.5MM, 9 HOLES, RIGHT | 16 | No | Yes |  | No | N. A. | No | N. A. | No | Yes | No | Yes | M. L.: MFG/MD/2021/000369 |  | 1 | SUSHRUT PRODUCTS\INTERNATIONAL IMPLANTS\SPECIAL PLATES\CONDYLAR BUTTRESS PLATES | 0.0988 | Initial issue | N | BONE PLATES |  | 1 | No | Yes | Yes | Yes | N. A.
B0517 | B0512.111 | CONDYLAR BUTTRESS PLATE, S`RUT, 4.5MM, 11 HOLES, LEFT |  | B0517.000 | 07 | 2018-01-04 | N. A. | N. A. | N. A. | QPF/B0517 | 01 | 2007-11-27 | N. A. | N. A. | N. A. | PS/B0517 | 00 | 2007-11-21 | 2022-12-04 | 2019-12-04 | N. A. | B0517 | TMF-1 | IU/1 | Class C | FINISHED GOODS | SUSHRUT™ | CONDYLAR BUTTRESS PLATE | 4.5MM, 11 HOLES, LEFT | 16 | No | Yes |  | No | N. A. | No | N. A. | No | Yes | No | Yes | M. L.: MFG/MD/2021/000369 |  | 1 | SUSHRUT PRODUCTS\INTERNATIONAL IMPLANTS\SPECIAL PLATES\CONDYLAR BUTTRESS PLATES | 0.1224 | Initial issue | N | BONE PLATES |  | 1 | No | Yes | Yes | Yes | N. A.
B0517 | B0512.112 | CONDYLAR BUTTRESS PLATE, S`RUT, 4.5MM, 11 HOLES, RIGHT |  | B0517.000 | 07 | 2018-01-04 | N. A. | N. A. | N. A. | QPF/B0517 | 01 | 2007-11-27 | N. A. | N. A. | N. A. | PS/B0517 | 00 | 2007-11-21 | 2022-12-04 | 2019-12-04 | N. A. | B0517 | TMF-1 | IU/1 | Class C | FINISHED GOODS | SUSHRUT™ | CONDYLAR BUTTRESS PLATE | 4.5MM, 11 HOLES, RIGHT | 16 | No | Yes |  | No | N. A. | No | N. A. | No | Yes | No | Yes | M. L.: MFG/MD/2021/000369 |  | 1 | SUSHRUT PRODUCTS\INTERNATIONAL IMPLANTS\SPECIAL PLATES\CONDYLAR BUTTRESS PLATES | 0.1119 | Initial issue | N | BONE PLATES |  | 1 | No | Yes | Yes | Yes | N. A.
B0517 | B0512.131 | CONDYLAR BUTTRESS PLATE, S`RUT, 4.5MM, 13 HOLES, LEFT |  | B0517.000 | 07 | 2018-01-04 | N. A. | N. A. | N. A. | QPF/B0517 | 01 | 2007-11-27 | N. A. | N. A. | N. A. | PS/B0517 | 00 | 2007-11-21 | 2022-12-04 | 2019-12-04 | N. A. | B0517 | TMF-1 | IU/1 | Class C | FINISHED GOODS | SUSHRUT™ | CONDYLAR BUTTRESS PLATE | 4.5MM, 13 HOLES, LEFT | 16 | No | Yes |  | No | N. A. | No | N. A. | No | Yes | No | Yes | M. L.: MFG/MD/2021/000369 |  | 1 | SUSHRUT PRODUCTS\INTERNATIONAL IMPLANTS\SPECIAL PLATES\CONDYLAR BUTTRESS PLATES | 0 | Initial issue | N | BONE PLATES |  | 1 | No | Yes | Yes | Yes | N. A.
B0517 | B0512.132 | CONDYLAR BUTTRESS PLATE, S`RUT, 4.5MM, 13 HOLES, RIGHT |  | B0517.000 | 07 | 2018-01-04 | N. A. | N. A. | N. A. | QPF/B0517 | 01 | 2007-11-27 | N. A. | N. A. | N. A. | PS/B0517 | 00 | 2007-11-21 | 2022-12-04 | 2019-12-04 | N. A. | B0517 | TMF-1 | IU/1 | Class C | FINISHED GOODS | SUSHRUT™ | CONDYLAR BUTTRESS PLATE | 4.5MM, 13 HOLES, RIGHT | 16 | No | Yes |  | No | N. A. | No | N. A. | No | Yes | No | Yes | M. L.: MFG/MD/2021/000369 |  | 1 | SUSHRUT PRODUCTS\INTERNATIONAL IMPLANTS\SPECIAL PLATES\CONDYLAR BUTTRESS PLATES | 0 | Initial issue | N | BONE PLATES |  | 1 | No | Yes | Yes | Yes | N. A.
B0517 | B0512.151 | CONDYLAR BUTTRESS PLATE, S`RUT, 4.5MM, 15 HOLES, LEFT |  | B0517.000 | 07 | 2018-01-04 | N. A. | N. A. | N. A. | QPF/B0517 | 01 | 2007-11-27 | N. A. | N. A. | N. A. | PS/B0517 | 00 | 2007-11-21 | 2022-12-04 | 2019-12-04 | N. A. | B0517 | TMF-1 | IU/1 | Class C | FINISHED GOODS | SUSHRUT™ | CONDYLAR BUTTRESS PLATE | 4.5MM, 15 HOLES, LEFT | 16 | No | Yes |  | No | N. A. | No | N. A. | No | Yes | No | Yes | M. L.: MFG/MD/2021/000369 |  | 1 | SUSHRUT PRODUCTS\INTERNATIONAL IMPLANTS\SPECIAL PLATES\CONDYLAR BUTTRESS PLATES | 0 | Initial issue | N | BONE PLATES |  | 1 | No | Yes | Yes | Yes | N. A.
B0517 | B0512.152 | CONDYLAR BUTTRESS PLATE, S`RUT, 4.5MM, 15 HOLES, RIGHT |  | B0517.000 | 07 | 2018-01-04 | N. A. | N. A. | N. A. | QPF/B0517 | 01 | 2007-11-27 | N. A. | N. A. | N. A. | PS/B0517 | 00 | 2007-11-21 | 2022-12-04 | 2019-12-04 | N. A. | B0517 | TMF-1 | IU/1 | Class C | FINISHED GOODS | SUSHRUT™ | CONDYLAR BUTTRESS PLATE | 4.5MM, 15 HOLES, RIGHT | 16 | No | Yes |  | No | N. A. | No | N. A. | No | Yes | No | Yes | M. L.: MFG/MD/2021/000369 |  | 1 | SUSHRUT PRODUCTS\INTERNATIONAL IMPLANTS\SPECIAL PLATES\CONDYLAR BUTTRESS PLATES | 0 | Initial issue | N | BONE PLATES |  | 1 | No | Yes | Yes | Yes | N. A.
B0513 | B0513.071 | TIBIAL PLATE, S`RUT, DISTAL-MEDIAL, 122MM, LEFT, 7 HOLES |  | B0513.000 | 00 | 2017-01-20 | N. A. | N. A. | N. A. | QPF/B0513 | 03 | 2019-06-07 | N. A. | N. A. | N. A. | PS/B0513 | 02 | 2018-02-15 | 2022-11-05 | 2019-11-06 | N. A. | B0513 | TMF-1 | IU/1 | Class C | FINISHED GOODS | SUSHRUT™ | TIBIAL PLATE, DISTAL-MEDIAL | 122MM, LEFT, 7 HOLES | 16 | No | Yes |  | No | N. A. | No | N. A. | No | Yes | No | Yes | M. L.: MFG/MD/2021/000369 |  | 1 | SUSHRUT PRODUCTS\INTERNATIONAL IMPLANTS\SPECIAL PLATES\FEMORAL AND TIBIAL SPECIAL PLATES | 0.0416 | Initial issue | N | BONE PLATES |  | 1 | No | Yes | Yes | Yes | N. A.
B0513 | B0513.072 | TIBIAL PLATE, DISTAL-MEDIAL, S`RUT, 122MM, RIGHT, 7 HOLES |  | B0513.000 | 00 | 2017-01-20 | N. A. | N. A. | N. A. | QPF/B0513 | 03 | 2019-06-07 | N. A. | N. A. | N. A. | PS/B0513 | 02 | 2018-02-15 | 2022-11-05 | 2019-11-06 | N. A. | B0513 | TMF-1 | IU/1 | Class C | FINISHED GOODS | SUSHRUT™ | TIBIAL PLATE, DISTAL-MEDIAL | 122MM, RIGHT, 7 HOLES | 16 | No | Yes |  | No | N. A. | No | N. A. | No | Yes | No | Yes | M. L.: MFG/MD/2021/000369 |  | 1 | SUSHRUT PRODUCTS\INTERNATIONAL IMPLANTS\SPECIAL PLATES\FEMORAL AND TIBIAL SPECIAL PLATES | 0.041925 | Initial issue | N | BONE PLATES |  | 1 | No | Yes | Yes | Yes | N. A.
B0513 | B0513.072.01 | BLANK FOR TIBIAL PLATE, DISTAL-MEDIAL, S`RUT, 7 HOLES |  | B0513.072.01 | #N/A | N. A. | N. A. | N. A. | N. A. | N. A. | N. A. | N. A. | N. A. | N. A. | N. A. | PS/B0513.000.01 | 00 | 2018-03-24 | 2022-11-09 | 2019-11-09 | N. A. | B0513 | N. A. | N. A. | N. A. | SEMIFINISHED GOODS | N. A. | N. A. | N. A. | N. A. | N. A. | N. A. |  | N. A. | N. A. | N. A. | N. A. | N. A. | N. A. | N. A. | N. A. | N. A. | N. A. | 1 | SUB COMPONENTS | 0 | Initial issue | N | Special Plates |  | No | No | N. A. | N. A. | N. A. | N. A.
B0513 | B0513.091 | TIBIAL PLATE, DISTAL-MEDIAL, S`RUT, 158MM, LEFT, 9 HOLES |  | B0513.000 | 00 | 2017-01-20 | N. A. | N. A. | N. A. | QPF/B0513 | 03 | 2019-06-07 | N. A. | N. A. | N. A. | PS/B0513 | 02 | 2018-02-15 | 2022-11-05 | 2019-11-06 | N. A. | B0513 | TMF-1 | IU/1 | Class C | FINISHED GOODS | SUSHRUT™ | TIBIAL PLATE, DISTAL-MEDIAL | 158MM, LEFT, 9 HOLES | 16 | No | Yes |  | No | N. A. | No | N. A. | No | Yes | No | Yes | M. L.: MFG/MD/2021/000369 |  | 1 | SUSHRUT PRODUCTS\INTERNATIONAL IMPLANTS\SPECIAL PLATES\FEMORAL AND TIBIAL SPECIAL PLATES | 0.053114 | Initial issue | N | BONE PLATES |  | 1 | No | Yes | Yes | Yes | N. A.
B0513 | B0513.092 | TIBIAL PLATE, DISTAL-MEDIAL, S`RUT, 158MM, RIGHT, 9 HOLES |  | B0513.000 | 00 | 2017-01-20 | N. A. | N. A. | N. A. | QPF/B0513 | 03 | 2019-06-07 | N. A. | N. A. | N. A. | PS/B0513 | 02 | 2018-02-15 | 2022-11-05 | 2019-11-06 | N. A. | B0513 | TMF-1 | IU/1 | Class C | FINISHED GOODS | SUSHRUT™ | TIBIAL PLATE, DISTAL-MEDIAL | 158MM, RIGHT, 9 HOLES | 16 | No | Yes |  | No | N. A. | No | N. A. | No | Yes | No | Yes | M. L.: MFG/MD/2021/000369 |  | 1 | SUSHRUT PRODUCTS\INTERNATIONAL IMPLANTS\SPECIAL PLATES\FEMORAL AND TIBIAL SPECIAL PLATES | 0.053571 | Initial issue | N | BONE PLATES |  | 1 | No | Yes | Yes | Yes | N. A.
B0513 | B0513.092.01 | BLANK FOR TIBIAL PLATE, DISTAL-MEDIAL, S`RUT, 9 HOLES |  | B0513.092.01 | #N/A | N. A. | N. A. | N. A. | N. A. | N. A. | N. A. | N. A. | N. A. | N. A. | N. A. | PS/B0513.000.01 | 00 | 2018-03-24 | 2022-11-09 | 2019-11-09 | N. A. | B0513 | N. A. | N. A. | N. A. | SEMIFINISHED GOODS | N. A. | N. A. | N. A. | N. A. | N. A. | N. A. |  | N. A. | N. A. | N. A. | N. A. | N. A. | N. A. | N. A. | N. A. | N. A. | N. A. | 1 | SUB COMPONENTS | 0 | Initial issue | N | Special Plates |  | No | No | N. A. | N. A. | N. A. | N. A.
B0513 | B0513.111 | TIBIAL PLATE, DISTAL-MEDIAL, S`RUT, 194MM, LEFT, 11 HOLES |  | B0513.000 | 00 | 2017-01-20 | N. A. | N. A. | N. A. | QPF/B0513 | 03 | 2019-06-07 | N. A. | N. A. | N. A. | PS/B0513 | 02 | 2018-02-15 | 2022-11-05 | 2019-11-06 | N. A. | B0513 | TMF-1 | IU/1 | Class C | FINISHED GOODS | SUSHRUT™ | TIBIAL PLATE, DISTAL-MEDIAL | 194MM, LEFT, 11 HOLES | 16 | No | Yes |  | No | N. A. | No | N. A. | No | Yes | No | Yes | M. L.: MFG/MD/2021/000369 |  | 1 | SUSHRUT PRODUCTS\INTERNATIONAL IMPLANTS\SPECIAL PLATES\FEMORAL AND TIBIAL SPECIAL PLATES | 0.063 | Initial issue | N | BONE PLATES |  | 1 | No | Yes | Yes | Yes | N. A.
B0513 | B0513.112 | TIBIAL PLATE, DISTAL-MEDIAL, S`RUT, 194MM, RIGHT, 11 HOLES |  | B0513.000 | 00 | 2017-01-20 | N. A. | N. A. | N. A. | QPF/B0513 | 03 | 2019-06-07 | N. A. | N. A. | N. A. | PS/B0513 | 02 | 2018-02-15 | 2022-11-05 | 2019-11-06 | N. A. | B0513 | TMF-1 | IU/1 | Class C | FINISHED GOODS | SUSHRUT™ | TIBIAL PLATE, DISTAL-MEDIAL | 194MM, RIGHT, 11 HOLES | 16 | No | Yes |  | No | N. A. | No | N. A. | No | Yes | No | Yes | M. L.: MFG/MD/2021/000369 |  | 1 | SUSHRUT PRODUCTS\INTERNATIONAL IMPLANTS\SPECIAL PLATES\FEMORAL AND TIBIAL SPECIAL PLATES | 0.063 | Initial issue | N | BONE PLATES |  | 1 | No | Yes | Yes | Yes | N. A.
B0513 | B0513.131 | TIBIAL PLATE, DISTAL-MEDIAL, S`RUT, 230MM, LEFT, 13 HOLES |  | B0513.000 | 00 | 2017-01-20 | N. A. | N. A. | N. A. | QPF/B0513 | 03 | 2019-06-07 | N. A. | N. A. | N. A. | PS/B0513 | 02 | 2018-02-15 | 2022-11-05 | 2019-11-06 | N. A. | B0513 | TMF-1 | IU/1 | Class C | FINISHED GOODS | SUSHRUT™ | TIBIAL PLATE, DISTAL-MEDIAL | 230MM, LEFT, 13 HOLES | 16 | No | Yes |  | No | N. A. | No | N. A. | No | Yes | No | Yes | M. L.: MFG/MD/2021/000369 |  | 1 | SUSHRUT PRODUCTS\INTERNATIONAL IMPLANTS\SPECIAL PLATES\FEMORAL AND TIBIAL SPECIAL PLATES | 0.072 | Initial issue | N | BONE PLATES |  | 1 | No | Yes | Yes | Yes | N. A.
B0513 | B0513.132 | TIBIAL PLATE, DISTAL-MEDIAL, S`RUT, 230MM, RIGHT, 13 HOLES |  | B0513.000 | 00 | 2017-01-20 | N. A. | N. A. | N. A. | QPF/B0513 | 03 | 2019-06-07 | N. A. | N. A. | N. A. | PS/B0513 | 02 | 2018-02-15 | 2022-11-05 | 2019-11-06 | N. A. | B0513 | TMF-1 | IU/1 | Class C | FINISHED GOODS | SUSHRUT™ | TIBIAL PLATE, DISTAL-MEDIAL | 230MM, RIGHT, 13 HOLES | 16 | No | Yes |  | No | N. A. | No | N. A. | No | Yes | No | Yes | M. L.: MFG/MD/2021/000369 |  | 1 | SUSHRUT PRODUCTS\INTERNATIONAL IMPLANTS\SPECIAL PLATES\FEMORAL AND TIBIAL SPECIAL PLATES | 0.072 | Initial issue | N | BONE PLATES |  | 1 | No | Yes | Yes | Yes | N. A.
B0513 | B0513.132.01 | BLANK FOR TIBIAL PLATE, DISTAL-MEDIAL, S`RUT, 13 HOLES |  | B0513.132.01 | #N/A | N. A. | N. A. | N. A. | N. A. | N. A. | N. A. | N. A. | N. A. | N. A. | N. A. | PS/B0513.000.01 | 00 | 2018-03-24 | 2022-11-09 | 2019-11-09 | N. A. | B0513 | N. A. | N. A. | N. A. | SEMIFINISHED GOODS | N. A. | N. A. | N. A. | N. A. | N. A. | N. A. |  | N. A. | N. A. | N. A. | N. A. | N. A. | N. A. | N. A. | N. A. | N. A. | N. A. | 1 | SUB COMPONENTS | 0 | Initial issue | N | Special Plates |  | No | No | N. A. | N. A. | N. A. | N. A.
B0514 | B0514.071 | TIBIAL PLATE, PROXIMAL-LATERAL, S`RUT, 122MM, LEFT, 7 HOLES |  | B0514.000 | 03 | 2018-04-03 | N. A. | N. A. | N. A. | QPF/B0514 | 02 | 2019-06-07 | N. A. | N. A. | N. A. | PS/B0514 | 02 | 2018-02-15 | N. A. | N. A. | N. A. | B0514 | TMF-1 | IU/1 | Class C | FINISHED GOODS | SUSHRUT™ | TIBIAL PLATE, PROXIMAL-LATERAL | 122MM, LEFT, 7 HOLES | 16 | No | Yes |  | No | N. A. | No | N. A. | No | Yes | No | Yes | M. L.: MFG/MD/2021/000369 |  | 1 | SUSHRUT PRODUCTS\INTERNATIONAL IMPLANTS\SPECIAL PLATES\FEMORAL AND TIBIAL SPECIAL PLATES | 0 | Initial issue | N | BONE PLATES |  | 1 | No | Yes | Yes | Yes | N. A.
B0514 | B0514.072 | TIBIAL PLATE, PROXIMAL-LATERAL, S`RUT, 122MM, RIGHT, 7 HOLES |  | B0514.000 | 03 | 2018-04-03 | N. A. | N. A. | N. A. | QPF/B0514 | 02 | 2019-06-07 | N. A. | N. A. | N. A. | PS/B0514 | 02 | 2018-02-15 | N. A. | N. A. | N. A. | B0514 | TMF-1 | IU/1 | Class C | FINISHED GOODS | SUSHRUT™ | TIBIAL PLATE, PROXIMAL-LATERAL | 122MM, RIGHT, 7 HOLES | 16 | No | Yes |  | No | N. A. | No | N. A. | No | Yes | No | Yes | M. L.: MFG/MD/2021/000369 |  | 1 | SUSHRUT PRODUCTS\INTERNATIONAL IMPLANTS\SPECIAL PLATES\FEMORAL AND TIBIAL SPECIAL PLATES | 0 | Initial issue | N | BONE PLATES |  | 1 | No | Yes | Yes | Yes | N. A.
B0514 | B0514.091 | TIBIAL PLATE, PROXIMAL-LATERAL, S`RUT, 158MM, LEFT, 9 HOLES |  | B0514.000 | 03 | 2018-04-03 | N. A. | N. A. | N. A. | QPF/B0514 | 02 | 2019-06-07 | N. A. | N. A. | N. A. | PS/B0514 | 02 | 2018-02-15 | N. A. | N. A. | N. A. | B0514 | TMF-1 | IU/1 | Class C | FINISHED GOODS | SUSHRUT™ | TIBIAL PLATE, PROXIMAL-LATERAL | 158MM, LEFT, 9 HOLES | 16 | No | Yes |  | No | N. A. | No | N. A. | No | Yes | No | Yes | M. L.: MFG/MD/2021/000369 |  | 1 | SUSHRUT PRODUCTS\INTERNATIONAL IMPLANTS\SPECIAL PLATES\FEMORAL AND TIBIAL SPECIAL PLATES | 0 | Initial issue | N | BONE PLATES |  | 1 | No | Yes | Yes | Yes | N. A.
B0514 | B0514.092 | TIBIAL PLATE, PROXIMAL-LATERAL, S`RUT, 158MM, RIGHT, 9 HOLES |  | B0514.000 | 03 | 2018-04-03 | N. A. | N. A. | N. A. | QPF/B0514 | 02 | 2019-06-07 | N. A. | N. A. | N. A. | PS/B0514 | 02 | 2018-02-15 | N. A. | N. A. | N. A. | B0514 | TMF-1 | IU/1 | Class C | FINISHED GOODS | SUSHRUT™ | TIBIAL PLATE, PROXIMAL-LATERAL | 158MM, RIGHT, 9 HOLES | 16 | No | Yes |  | No | N. A. | No | N. A. | No | Yes | No | Yes | M. L.: MFG/MD/2021/000369 |  | 1 | SUSHRUT PRODUCTS\INTERNATIONAL IMPLANTS\SPECIAL PLATES\FEMORAL AND TIBIAL SPECIAL PLATES | 0.05348 | Initial issue | N | BONE PLATES |  | 1 | No | Yes | Yes | Yes | N. A.
B0514 | B0514.111 | TIBIAL PLATE, PROXIMAL-LATERAL, S`RUT, 194MM, LEFT, 11 HOLES |  | B0514.000 | 03 | 2018-04-03 | N. A. | N. A. | N. A. | QPF/B0514 | 02 | 2019-06-07 | N. A. | N. A. | N. A. | PS/B0514 | 02 | 2018-02-15 | N. A. | N. A. | N. A. | B0514 | TMF-1 | IU/1 | Class C | FINISHED GOODS | SUSHRUT™ | TIBIAL PLATE, PROXIMAL-LATERAL | 194MM, LEFT, 11 HOLES | 16 | No | Yes |  | No | N. A. | No | N. A. | No | Yes | No | Yes | M. L.: MFG/MD/2021/000369 |  | 1 | SUSHRUT PRODUCTS\INTERNATIONAL IMPLANTS\SPECIAL PLATES\FEMORAL AND TIBIAL SPECIAL PLATES | 0 | Initial issue | N | BONE PLATES |  | 1 | No | Yes | Yes | Yes | N. A.
B0514 | B0514.112 | TIBIAL PLATE, PROXIMAL-LATERAL, S`RUT, 194MM, RIGHT, 11 HOLES |  | B0514.000 | 03 | 2018-04-03 | N. A. | N. A. | N. A. | QPF/B0514 | 02 | 2019-06-07 | N. A. | N. A. | N. A. | PS/B0514 | 02 | 2018-02-15 | N. A. | N. A. | N. A. | B0514 | TMF-1 | IU/1 | Class C | FINISHED GOODS | SUSHRUT™ | TIBIAL PLATE, PROXIMAL-LATERAL | 194MM, RIGHT, 11 HOLES | 16 | No | Yes |  | No | N. A. | No | N. A. | No | Yes | No | Yes | M. L.: MFG/MD/2021/000369 |  | 1 | SUSHRUT PRODUCTS\INTERNATIONAL IMPLANTS\SPECIAL PLATES\FEMORAL AND TIBIAL SPECIAL PLATES | 0.065 | Initial issue | N | BONE PLATES |  | 1 | No | Yes | Yes | Yes | N. A.
B0514 | B0514.131 | TIBIAL PLATE, PROXIMAL-LATERAL, S`RUT, 230MM, LEFT, 13 HOLES |  | B0514.000 | 03 | 2018-04-03 | N. A. | N. A. | N. A. | QPF/B0514 | 02 | 2019-06-07 | N. A. | N. A. | N. A. | PS/B0514 | 02 | 2018-02-15 | N. A. | N. A. | N. A. | B0514 | TMF-1 | IU/1 | Class C | FINISHED GOODS | SUSHRUT™ | TIBIAL PLATE, PROXIMAL-LATERAL | 230MM, LEFT, 13 HOLES | 16 | No | Yes |  | No | N. A. | No | N. A. | No | Yes | No | Yes | M. L.: MFG/MD/2021/000369 |  | 1 | SUSHRUT PRODUCTS\INTERNATIONAL IMPLANTS\SPECIAL PLATES\FEMORAL AND TIBIAL SPECIAL PLATES | 0.078667 | Initial issue | N | BONE PLATES |  | 1 | No | Yes | Yes | Yes | N. A.
B0514 | B0514.132 | TIBIAL PLATE, PROXIMAL-LATERAL, S`RUT, 230MM, RIGHT, 13 HOLES |  | B0514.000 | 03 | 2018-04-03 | N. A. | N. A. | N. A. | QPF/B0514 | 02 | 2019-06-07 | N. A. | N. A. | N. A. | PS/B0514 | 02 | 2018-02-15 | N. A. | N. A. | N. A. | B0514 | TMF-1 | IU/1 | Class C | FINISHED GOODS | SUSHRUT™ | TIBIAL PLATE, PROXIMAL-LATERAL | 230MM, RIGHT, 13 HOLES | 16 | No | Yes |  | No | N. A. | No | N. A. | No | Yes | No | Yes | M. L.: MFG/MD/2021/000369 |  | 1 | SUSHRUT PRODUCTS\INTERNATIONAL IMPLANTS\SPECIAL PLATES\FEMORAL AND TIBIAL SPECIAL PLATES | 0.076333 | Initial issue | N | BONE PLATES |  | 1 | No | Yes | Yes | Yes | N. A.
B0514 | B0514.132.01 | BLANK FOR TIBIAL PLATE, PROXIMAL-LATERAL, S`RUT, 13 HOLES |  | B0514.132.01 | #N/A | N. A. | N. A. | N. A. | N. A. | N. A. | N. A. | N. A. | N. A. | N. A. | N. A. | PS/B0514.000.01 | 00 | 2018-03-24 | 2023-01-09 | 2020-01-09 | N. A. | B0514 | N. A. | N. A. | N. A. | SEMIFINISHED GOODS | N. A. | N. A. | N. A. | N. A. | N. A. | N. A. |  | N. A. | N. A. | N. A. | N. A. | N. A. | N. A. | N. A. | N. A. | N. A. | N. A. | 1 | SUB COMPONENTS | 0 | Initial issue | N | Special Plates |  | No | No | N. A. | N. A. | N. A. | N. A.
B0515 | B0515.071 | TIBIAL PLATE, FOR FIBULAE, DISTAL-LATERAL, S`RUT, 122MM, LEFT, 7 HOLES |  | B0515.000 | #N/A | N. A. | N. A. | N. A. | N. A. | QPF/B0515 | 02 | 2019-06-07 | N. A. | N. A. | N. A. | PS/B0515 | 02 | 2018-02-15 | 2022-11-09 | 2019-11-09 | N. A. | B0515 | TMF-1 | IU/1 | Class C | FINISHED GOODS | SUSHRUT™ | TIBIAL PLATE, FOR FIBULAE, DISTAL-LATERAL | 122MM, LEFT, 7 HOLES | 16 | No | Yes |  | No | N. A. | No | N. A. | No | Yes | No | Yes | M. L.: MFG/MD/2021/000369 |  | 1 | SUSHRUT PRODUCTS\INTERNATIONAL IMPLANTS\SPECIAL PLATES\FEMORAL AND TIBIAL SPECIAL PLATES | 0.043048 | Initial issue | N | BONE PLATES |  | 1 | No | Yes | Yes | Yes | N. A.
B0515 | B0515.072 | TIBIAL PLATE, FOR FIBULAE, DISTAL-LATERAL, S`RUT, 122MM, RIGHT, 7 HOLES |  | B0515.000 | #N/A | N. A. | N. A. | N. A. | N. A. | QPF/B0515 | 02 | 2019-06-07 | N. A. | N. A. | N. A. | PS/B0515 | 02 | 2018-02-15 | 2022-11-09 | 2019-11-09 | N. A. | B0515 | TMF-1 | IU/1 | Class C | FINISHED GOODS | SUSHRUT™ | TIBIAL PLATE, FOR FIBULAE, DISTAL-LATERAL | 122MM, RIGHT, 7 HOLES | 16 | No | Yes |  | No | N. A. | No | N. A. | No | Yes | No | Yes | M. L.: MFG/MD/2021/000369 |  | 1 | SUSHRUT PRODUCTS\INTERNATIONAL IMPLANTS\SPECIAL PLATES\FEMORAL AND TIBIAL SPECIAL PLATES | 0.041567 | Initial issue | N | BONE PLATES |  | 1 | No | Yes | Yes | Yes | N. A.
B0515 | B0515.091 | TIBIAL PLATE, FOR FIBULAE, DISTAL-LATERAL, S`RUT, 158MM, LEFT, 9 HOLES |  | B0515.000 | #N/A | N. A. | N. A. | N. A. | N. A. | QPF/B0515 | 02 | 2019-06-07 | N. A. | N. A. | N. A. | PS/B0515 | 02 | 2018-02-15 | 2022-11-09 | 2019-11-09 | N. A. | B0515 | TMF-1 | IU/1 | Class C | FINISHED GOODS | SUSHRUT™ | TIBIAL PLATE, FOR FIBULAE | DISTAL-LATERAL 158MM, LEFT, 9 HOLES | 16 | No | Yes |  | No | N. A. | No | N. A. | No | Yes | No | Yes | M. L.: MFG/MD/2021/000369 |  | 1 | SUSHRUT PRODUCTS\INTERNATIONAL IMPLANTS\SPECIAL PLATES\FEMORAL AND TIBIAL SPECIAL PLATES | 0.0539 | Initial issue | N | BONE PLATES |  | 1 | No | Yes | Yes | Yes | N. A.
B0515 | B0515.092 | TIBIAL PLATE, FOR FIBULAE, DISTAL-LATERAL, S`RUT, 158MM, RIGHT, 9 HOLES |  | B0515.000 | #N/A | N. A. | N. A. | N. A. | N. A. | QPF/B0515 | 02 | 2019-06-07 | N. A. | N. A. | N. A. | PS/B0515 | 02 | 2018-02-15 | 2022-11-09 | 2019-11-09 | N. A. | B0515 | TMF-1 | IU/1 | Class C | FINISHED GOODS | SUSHRUT™ | TIBIAL PLATE, FOR FIBULAE, DISTAL-LATERAL | 158MM, RIGHT, 9 HOLES | 16 | No | Yes |  | No | N. A. | No | N. A. | No | Yes | No | Yes | M. L.: MFG/MD/2021/000369 |  | 1 | SUSHRUT PRODUCTS\INTERNATIONAL IMPLANTS\SPECIAL PLATES\FEMORAL AND TIBIAL SPECIAL PLATES | 0.054867 | Initial issue | N | BONE PLATES |  | 1 | No | Yes | Yes | Yes | N. A.
B0515 | B0515.111 | TIBIAL PLATE, FOR FIBULAE, DISTAL-LATERAL, S`RUT, 194MM, LEFT, 11 HOLES |  | B0515.000 | #N/A | N. A. | N. A. | N. A. | N. A. | QPF/B0515 | 02 | 2019-06-07 | N. A. | N. A. | N. A. | PS/B0515 | 02 | 2018-02-15 | 2022-11-09 | 2019-11-09 | N. A. | B0515 | TMF-1 | IU/1 | Class C | FINISHED GOODS | SUSHRUT™ | TIBIAL PLATE, FOR FIBULAE, DISTAL-LATERAL | 194MM, LEFT, 11 HOLES | 16 | No | Yes |  | No | N. A. | No | N. A. | No | Yes | No | Yes | M. L.: MFG/MD/2021/000369 |  | 1 | SUSHRUT PRODUCTS\INTERNATIONAL IMPLANTS\SPECIAL PLATES\FEMORAL AND TIBIAL SPECIAL PLATES | 0 | Initial issue | N | BONE PLATES |  | 1 | No | Yes | Yes | Yes | N. A.
B0515 | B0515.112 | TIBIAL PLATE, FOR FIBULAE, DISTAL-LATERAL, S`RUT, 194MM, RIGHT, 11 HOLES |  | B0515.000 | #N/A | N. A. | N. A. | N. A. | N. A. | QPF/B0515 | 02 | 2019-06-07 | N. A. | N. A. | N. A. | PS/B0515 | 02 | 2018-02-15 | 2022-11-09 | 2019-11-09 | N. A. | B0515 | TMF-1 | IU/1 | Class C | FINISHED GOODS | SUSHRUT™ | TIBIAL PLATE, FOR FIBULAE, DISTAL-LATERAL | 194MM, RIGHT, 11 HOLES | 16 | No | Yes |  | No | N. A. | No | N. A. | No | Yes | No | Yes | M. L.: MFG/MD/2021/000369 |  | 1 | SUSHRUT PRODUCTS\INTERNATIONAL IMPLANTS\SPECIAL PLATES\FEMORAL AND TIBIAL SPECIAL PLATES | 0.06525 | Initial issue | N | BONE PLATES |  | 1 | No | Yes | Yes | Yes | N. A.
B0515 | B0515.131 | TIBIAL PLATE, FOR FIBULAE, DISTAL-LATERAL, S`RUT, 230MM, LEFT, 13 HOLES |  | B0515.000 | #N/A | N. A. | N. A. | N. A. | N. A. | QPF/B0515 | 02 | 2019-06-07 | N. A. | N. A. | N. A. | PS/B0515 | 02 | 2018-02-15 | 2022-11-09 | 2019-11-09 | N. A. | B0515 | TMF-1 | IU/1 | Class C | FINISHED GOODS | SUSHRUT™ | TIBIAL PLATE, FOR FIBULAE, DISTAL-LATERAL | 230MM, LEFT, 13 HOLES | 16 | No | Yes |  | No | N. A. | No | N. A. | No | Yes | No | Yes | M. L.: MFG/MD/2021/000369 |  | 1 | SUSHRUT PRODUCTS\INTERNATIONAL IMPLANTS\SPECIAL PLATES\FEMORAL AND TIBIAL SPECIAL PLATES | 0.077 | Initial issue | Y | BONE PLATES |  | 1 | No | Yes | Yes | Yes | N. A.
B0515 | B0515.132 | TIBIAL PLATE, FOR FIBULAE, DISTAL-LATERAL, S`RUT, 230MM, RIGHT, 13 HOLES |  | B0515.000 | #N/A | N. A. | N. A. | N. A. | N. A. | QPF/B0515 | 02 | 2019-06-07 | N. A. | N. A. | N. A. | PS/B0515 | 02 | 2018-02-15 | 2022-11-09 | 2019-11-09 | N. A. | B0515 | TMF-1 | IU/1 | Class C | FINISHED GOODS | SUSHRUT™ | TIBIAL PLATE, FOR FIBULAE, DISTAL-LATERAL | 230MM, RIGHT, 13 HOLES | 16 | No | Yes |  | No | N. A. | No | N. A. | No | Yes | No | Yes | M. L.: MFG/MD/2021/000369 |  | 1 | SUSHRUT PRODUCTS\INTERNATIONAL IMPLANTS\SPECIAL PLATES\FEMORAL AND TIBIAL SPECIAL PLATES | 0.077 | Initial issue | Y | BONE PLATES |  | 1 | No | Yes | Yes | Yes | N. A.
B0516 | B0516.071 | FEMORAL PLATE, DISTAL-LATERAL, S`RUT, 122MM, LEFT, 7 HOLES |  | B0516.000 | 03 | 2016-10-14 | N. A. | N. A. | N. A. | QPF/B0516 | 00 | 2008-03-03 | N. A. | N. A. | N. A. | PS/B0516 | 03 | 2018-04-11 | 2022-11-09 | 2019-11-09 | N. A. | B0516 | TMF-1 | IU/1 | Class C | FINISHED GOODS | SUSHRUT™ | FEMORAL PLATE, DISTAL-LATERAL | 122MM, LEFT, 7 HOLES | 16 | No | Yes |  | No | N. A. | No | N. A. | No | Yes | No | Yes | M. L.: MFG/MD/2021/000369 |  | 1 | SUSHRUT PRODUCTS\INTERNATIONAL IMPLANTS\SPECIAL PLATES\FEMORAL AND TIBIAL SPECIAL PLATES | 0.055 | Initial issue | N | BONE PLATES |  | 1 | No | Yes | Yes | Yes | N. A.
B0516 | B0516.072 | FEMORAL PLATE, DISTAL-LATERAL, S`RUT, 122MM, RIGHT, 7 HOLES |  | B0516.000 | 03 | 2016-10-14 | N. A. | N. A. | N. A. | QPF/B0516 | 00 | 2008-03-03 | N. A. | N. A. | N. A. | PS/B0516 | 03 | 2018-04-11 | 2022-11-09 | 2019-11-09 | N. A. | B0516 | TMF-1 | IU/1 | Class C | FINISHED GOODS | SUSHRUT™ | FEMORAL PLATE, DISTAL-LATERAL | 122MM, RIGHT, 7 HOLES | 16 | No | Yes |  | No | N. A. | No | N. A. | No | Yes | No | Yes | M. L.: MFG/MD/2021/000369 |  | 1 | SUSHRUT PRODUCTS\INTERNATIONAL IMPLANTS\SPECIAL PLATES\FEMORAL AND TIBIAL SPECIAL PLATES | 0.0564 | Initial issue | N | BONE PLATES |  | 1 | No | Yes | Yes | Yes | N. A.
B0516 | B0516.072.01 | BLANK FOR FEMORAL PLATE, DISTAL-LATERAL, S`RUT, 7 HOLES |  | B0516.072.01 | #N/A | N. A. | N. A. | N. A. | N. A. | N. A. | 00 | 2008-03-03 | N. A. | N. A. | N. A. | PS/B0516.000.01 | 00 | 2018-03-24 | 2022-11-09 | 2019-11-09 | N. A. | B0516 | N. A. | N. A. | N. A. | SEMIFINISHED GOODS | N. A. | N. A. | N. A. | N. A. | N. A. | N. A. |  | N. A. | N. A. | N. A. | N. A. | N. A. | N. A. | N. A. | N. A. | N. A. | N. A. | 1 | SUB COMPONENTS | 0 | Initial issue | N | Special Plates |  | No | No | N. A. | N. A. | N. A. | N. A.
B0516 | B0516.091 | FEMORAL PLATE, DISTAL-LATERAL, S`RUT, 158MM, LEFT, 9 HOLES |  | B0516.000 | 03 | 2016-10-14 | N. A. | N. A. | N. A. | QPF/B0516 | 00 | 2008-03-03 | N. A. | N. A. | N. A. | PS/B0516 | 03 | 2018-04-11 | 2022-11-09 | 2019-11-09 | N. A. | B0516 | TMF-1 | IU/1 | Class C | FINISHED GOODS | SUSHRUT™ | FEMORAL PLATE, DISTAL-LATERAL | 158MM, LEFT, 9 HOLES | 16 | No | Yes |  | No | N. A. | No | N. A. | No | Yes | No | Yes | M. L.: MFG/MD/2021/000369 |  | 1 | SUSHRUT PRODUCTS\INTERNATIONAL IMPLANTS\SPECIAL PLATES\FEMORAL AND TIBIAL SPECIAL PLATES | 0.070333 | Initial issue | N | BONE PLATES |  | 1 | No | Yes | Yes | Yes | N. A.
B0516 | B0516.092 | FEMORAL PLATE, DISTAL-LATERAL, S`RUT, 158MM, RIGHT, 9 HOLES |  | B0516.000 | 03 | 2016-10-14 | N. A. | N. A. | N. A. | QPF/B0516 | 00 | 2008-03-03 | N. A. | N. A. | N. A. | PS/B0516 | 03 | 2018-04-11 | 2022-11-09 | 2019-11-09 | N. A. | B0516 | TMF-1 | IU/1 | Class C | FINISHED GOODS | SUSHRUT™ | FEMORAL PLATE, DISTAL-LATERAL | 158MM, RIGHT, 9 HOLES | 16 | No | Yes |  | No | N. A. | No | N. A. | No | Yes | No | Yes | M. L.: MFG/MD/2021/000369 |  | 1 | SUSHRUT PRODUCTS\INTERNATIONAL IMPLANTS\SPECIAL PLATES\FEMORAL AND TIBIAL SPECIAL PLATES | 0.070025 | Initial issue | N | BONE PLATES |  | 1 | No | Yes | Yes | Yes | N. A.
B0516 | B0516.092.01 | BLANK FOR FEMORAL PLATE, DISTAL-LATERAL, S`RUT, 9 HOLES |  | B0516.092.01 | #N/A | N. A. | N. A. | N. A. | N. A. | N. A. | 00 | 2008-03-03 | N. A. | N. A. | N. A. | PS/B0516.000.01 | 00 | 2018-03-24 | 2022-11-09 | 2019-11-09 | N. A. | B0516 | N. A. | N. A. | N. A. | SEMIFINISHED GOODS | N. A. | N. A. | N. A. | N. A. | N. A. | N. A. |  | N. A. | N. A. | N. A. | N. A. | N. A. | N. A. | N. A. | N. A. | N. A. | N. A. | 1 | SUB COMPONENTS | 0 | Initial issue | N | Special Plates |  | No | No | N. A. | N. A. | N. A. | N. A.
B0516 | B0516.111 | FEMORAL PLATE, DISTAL-LATERAL, S`RUT, 194MM, LEFT, 11 HOLES |  | B0516.000 | 03 | 2016-10-14 | N. A. | N. A. | N. A. | QPF/B0516 | 00 | 2008-03-03 | N. A. | N. A. | N. A. | PS/B0516 | 03 | 2018-04-11 | 2022-11-09 | 2019-11-09 | N. A. | B0516 | TMF-1 | IU/1 | Class C | FINISHED GOODS | SUSHRUT™ | FEMORAL PLATE, DISTAL-LATERAL | 194MM, LEFT, 11 HOLES | 16 | No | Yes |  | No | N. A. | No | N. A. | No | Yes | No | Yes | M. L.: MFG/MD/2021/000369 |  | 1 | SUSHRUT PRODUCTS\INTERNATIONAL IMPLANTS\SPECIAL PLATES\FEMORAL AND TIBIAL SPECIAL PLATES | 0 | Initial issue | N | BONE PLATES |  | 1 | No | Yes | Yes | Yes | N. A.
B0516 | B0516.112 | FEMORAL PLATE, DISTAL-LATERAL, S`RUT, 194MM, RIGHT, 11 HOLES |  | B0516.000 | 03 | 2016-10-14 | N. A. | N. A. | N. A. | QPF/B0516 | 00 | 2008-03-03 | N. A. | N. A. | N. A. | PS/B0516 | 03 | 2018-04-11 | 2022-11-09 | 2019-11-09 | N. A. | B0516 | TMF-1 | IU/1 | Class C | FINISHED GOODS | SUSHRUT™ | FEMORAL PLATE, DISTAL-LATERAL | 194MM, RIGHT, 11 HOLES | 16 | No | Yes |  | No | N. A. | No | N. A. | No | Yes | No | Yes | M. L.: MFG/MD/2021/000369 |  | 1 | SUSHRUT PRODUCTS\INTERNATIONAL IMPLANTS\SPECIAL PLATES\FEMORAL AND TIBIAL SPECIAL PLATES | 0.086833 | Initial issue | N | BONE PLATES |  | 1 | No | Yes | Yes | Yes | N. A.
B0516 | B0516.131 | FEMORAL PLATE, DISTAL-LATERAL, S`RUT, 230MM, LEFT, 13 HOLES |  | B0516.000 | 03 | 2016-10-14 | N. A. | N. A. | N. A. | QPF/B0516 | 00 | 2008-03-03 | N. A. | N. A. | N. A. | PS/B0516 | 03 | 2018-04-11 | 2022-11-09 | 2019-11-09 | N. A. | B0516 | TMF-1 | IU/1 | Class C | FINISHED GOODS | SUSHRUT™ | FEMORAL PLATE, DISTAL-LATERAL | 230MM, LEFT, 13 HOLES | 16 | No | Yes |  | No | N. A. | No | N. A. | No | Yes | No | Yes | M. L.: MFG/MD/2021/000369 |  | 1 | SUSHRUT PRODUCTS\INTERNATIONAL IMPLANTS\SPECIAL PLATES\FEMORAL AND TIBIAL SPECIAL PLATES | 0.08225 | Initial issue | N | BONE PLATES |  | 1 | No | Yes | Yes | Yes | N. A.
B0516 | B0516.132 | FEMORAL PLATE, DISTAL-LATERAL, S`RUT, 230MM, RIGHT, 13 HOLES |  | B0516.000 | 03 | 2016-10-14 | N. A. | N. A. | N. A. | QPF/B0516 | 00 | 2008-03-03 | N. A. | N. A. | N. A. | PS/B0516 | 03 | 2018-04-11 | 2022-11-09 | 2019-11-09 | N. A. | B0516 | TMF-1 | IU/1 | Class C | FINISHED GOODS | SUSHRUT™ | FEMORAL PLATE, DISTAL-LATERAL | 230MM, RIGHT, 13 HOLES | 16 | No | Yes |  | No | N. A. | No | N. A. | No | Yes | No | Yes | M. L.: MFG/MD/2021/000369 |  | 1 | SUSHRUT PRODUCTS\INTERNATIONAL IMPLANTS\SPECIAL PLATES\FEMORAL AND TIBIAL SPECIAL PLATES | 0 | Initial issue | N | BONE PLATES |  | 1 | No | Yes | Yes | Yes | N. A.
B0516 | B0516.132.01 | BLANK FOR FEMORAL PLATE, DISTAL-LATERAL, S`RUT, 13 HOLES |  | B0516.132.01 | #N/A | N. A. | N. A. | N. A. | N. A. | N. A. | N. A. | N. A. | N. A. | N. A. | N. A. | PS/B0516.000.01 | 00 | 2018-03-24 | 2022-11-09 | 2019-11-09 | N. A. | B0516 | N. A. | N. A. | N. A. | SEMIFINISHED GOODS | N. A. | N. A. | N. A. | N. A. | N. A. | N. A. |  | N. A. | N. A. | N. A. | N. A. | N. A. | N. A. | N. A. | N. A. | N. A. | N. A. | 1 | SUB COMPONENTS | 0 | Initial issue | N | Special Plates |  | No | No | N. A. | N. A. | N. A. | N. A.
B0525 | B0525.1301 | LOCKING DISTAL LATERAL FEMORAL PLATE, ADLER, 13 H - LEFT - TI |  | B0525.0000 | #N/A | #N/A | N. A. | N. A. | N. A. | QPR/B0525 QPF/B0525 | #N/A | #N/A | #N/A | #N/A | #N/A | PS/B0525 | #N/A | #N/A | #N/A | #N/A | #N/A | B0525 | TMF-01 | IU/7 | Class C | FINISHED GOODS | ADLER™ | LOCKING DISTAL LATERAL FEMORAL PLATE | 13 H - LEFT - TI | 16 | No | Yes |  | No | N. A. | No | N. A. | No | Yes | No | Yes | M. L.: MFG/MD/2021/000369 |  | 1 | ADLER PRODUCTS\LOCKED PLATE IMPLANTS\LOCKED HEAD PLATES | 0 | Initial issue | Y | BONE PLATES |  | 1 | No | Yes | Yes | Yes | N. A.
B0525 | B0525.1302 | LOCKING DISTAL LATERAL FEMORAL PLATE, ADLER, 13 H - RIGHT - TI |  | B0525.0000 | #N/A | #N/A | N. A. | N. A. | N. A. | QPR/B0525 QPF/B0525 | #N/A | #N/A | #N/A | #N/A | #N/A | PS/B0525 | #N/A | #N/A | #N/A | #N/A | #N/A | B0525 | TMF-01 | IU/7 | Class C | FINISHED GOODS | ADLER™ | LOCKING DISTAL LATERAL FEMORAL PLATE | 13 H - RIGHT - TI | 16 | No | Yes |  | No | N. A. | No | N. A. | No | Yes | No | Yes | M. L.: MFG/MD/2021/000369 |  | 1 | ADLER PRODUCTS\LOCKED PLATE IMPLANTS\LOCKED HEAD PLATES | 0 | Initial issue | Y | BONE PLATES |  | 1 | No | Yes | Yes | Yes | N. A.
B0525 | B0525.1501 | LOCKING DISTAL LATERAL FEMORAL PLATE, ADLER, 15 H - LEFT - TI |  | B0525.0000 | #N/A | #N/A | N. A. | N. A. | N. A. | QPR/B0525 QPF/B0525 | #N/A | #N/A | #N/A | #N/A | #N/A | PS/B0525 | #N/A | #N/A | #N/A | #N/A | #N/A | B0525 | TMF-01 | IU/7 | Class C | FINISHED GOODS | ADLER™ | LOCKING DISTAL LATERAL FEMORAL PLATE | 15 H - LEFT - TI | 16 | No | Yes |  | No | N. A. | No | N. A. | No | Yes | No | Yes | M. L.: MFG/MD/2021/000369 |  | 1 | ADLER PRODUCTS\LOCKED PLATE IMPLANTS\LOCKED HEAD PLATES | 0 | Initial issue | Y | BONE PLATES |  | 1 | No | Yes | Yes | Yes | N. A.
B0525 | B0525.1502 | LOCKING DISTAL LATERAL FEMORAL PLATE, ADLER, 15 H - RIGHT - TI |  | B0525.0000 | #N/A | #N/A | N. A. | N. A. | N. A. | QPR/B0525 QPF/B0525 | #N/A | #N/A | #N/A | #N/A | #N/A | PS/B0525 | #N/A | #N/A | #N/A | #N/A | #N/A | B0525 | TMF-01 | IU/7 | Class C | FINISHED GOODS | ADLER™ | LOCKING DISTAL LATERAL FEMORAL PLATE | 15 H - RIGHT - TI | 16 | No | Yes |  | No | N. A. | No | N. A. | No | Yes | No | Yes | M. L.: MFG/MD/2021/000369 |  | 1 | ADLER PRODUCTS\LOCKED PLATE IMPLANTS\LOCKED HEAD PLATES | 0 | Initial issue | Y | BONE PLATES |  | 1 | No | Yes | Yes | Yes | N. A.
B0525 | B0525.1701 | LOCKING DISTAL LATERAL FEMORAL PLATE, ADLER, 17 H - LEFT - TI |  | B0525.0000 | #N/A | #N/A | N. A. | N. A. | N. A. | QPR/B0525 QPF/B0525 | #N/A | #N/A | #N/A | #N/A | #N/A | PS/B0525 | #N/A | #N/A | #N/A | #N/A | #N/A | B0525 | TMF-01 | IU/7 | Class C | FINISHED GOODS | ADLER™ | LOCKING DISTAL LATERAL FEMORAL PLATE | 17 H - LEFT - TI | 16 | No | Yes |  | No | N. A. | No | N. A. | No | Yes | No | Yes | M. L.: MFG/MD/2021/000369 |  | 1 | ADLER PRODUCTS\LOCKED PLATE IMPLANTS\LOCKED HEAD PLATES | 0 | Initial issue | Y | BONE PLATES |  | 1 | No | Yes | Yes | Yes | N. A.
B0525 | B0525.1702 | LOCKING DISTAL LATERAL FEMORAL PLATE, ADLER, 17 H - RIGHT - TI |  | B0525.0000 | #N/A | #N/A | N. A. | N. A. | N. A. | QPR/B0525 QPF/B0525 | #N/A | #N/A | #N/A | #N/A | #N/A | PS/B0525 | #N/A | #N/A | #N/A | #N/A | #N/A | B0525 | TMF-01 | IU/7 | Class C | FINISHED GOODS | ADLER™ | LOCKING DISTAL LATERAL FEMORAL PLATE | 17 H - RIGHT - TI | 16 | No | Yes |  | No | N. A. | No | N. A. | No | Yes | No | Yes | M. L.: MFG/MD/2021/000369 |  | 1 | ADLER PRODUCTS\LOCKED PLATE IMPLANTS\LOCKED HEAD PLATES | 0 | Initial issue | Y | BONE PLATES |  | 1 | No | Yes | Yes | Yes | N. A.
B0525 | B0525.1901 | LOCKING DISTAL LATERAL FEMORAL PLATE, ADLER, 19 H - LEFT - TI |  | B0525.0000 | #N/A | #N/A | N. A. | N. A. | N. A. | QPR/B0525 QPF/B0525 | #N/A | #N/A | #N/A | #N/A | #N/A | PS/B0525 | #N/A | #N/A | #N/A | #N/A | #N/A | B0525 | TMF-01 | IU/7 | Class C | FINISHED GOODS | ADLER™ | LOCKING DISTAL LATERAL FEMORAL PLATE | 19 H - LEFT - TI | 16 | No | Yes |  | No | N. A. | No | N. A. | No | Yes | No | Yes | M. L.: MFG/MD/2021/000369 |  | 1 | ADLER PRODUCTS\LOCKED PLATE IMPLANTS\LOCKED HEAD PLATES | 0 | Initial issue | Y | BONE PLATES |  | 1 | No | Yes | Yes | Yes | N. A.
B0525 | B0525.1902 | LOCKING DISTAL LATERAL FEMORAL PLATE, ADLER, 19 H - RIGHT - TI |  | B0525.0000 | #N/A | #N/A | N. A. | N. A. | N. A. | QPR/B0525 QPF/B0525 | #N/A | #N/A | #N/A | #N/A | #N/A | PS/B0525 | #N/A | #N/A | #N/A | #N/A | #N/A | B0525 | TMF-01 | IU/7 | Class C | FINISHED GOODS | ADLER™ | LOCKING DISTAL LATERAL FEMORAL PLATE | 19 H - RIGHT - TI | 16 | No | Yes |  | No | N. A. | No | N. A. | No | Yes | No | Yes | M. L.: MFG/MD/2021/000369 |  | 1 | ADLER PRODUCTS\LOCKED PLATE IMPLANTS\LOCKED HEAD PLATES | 0 | Initial issue | Y | BONE PLATES |  | 1 | No | Yes | Yes | Yes | N. A.
B0525 | B0525.2101 | LOCKING DISTAL LATERAL FEMORAL PLATE, ADLER, 21 H - LEFT - TI |  | B0525.0000 | #N/A | #N/A | N. A. | N. A. | N. A. | QPR/B0525 QPF/B0525 | #N/A | #N/A | #N/A | #N/A | #N/A | PS/B0525 | #N/A | #N/A | #N/A | #N/A | #N/A | B0525 | TMF-01 | IU/7 | Class C | FINISHED GOODS | ADLER™ | LOCKING DISTAL LATERAL FEMORAL PLATE | 21 H - LEFT - TI | 16 | No | Yes |  | No | N. A. | No | N. A. | No | Yes | No | Yes | M. L.: MFG/MD/2021/000369 |  | 1 | ADLER PRODUCTS\LOCKED PLATE IMPLANTS\LOCKED HEAD PLATES | 0 | Initial issue | Y | BONE PLATES |  | 1 | No | Yes | Yes | Yes | N. A.
B0525 | B0525.2102 | LOCKING DISTAL LATERAL FEMORAL PLATE, ADLER, 21 H - RIGHT - TI |  | B0525.0000 | #N/A | #N/A | N. A. | N. A. | N. A. | QPR/B0525 QPF/B0525 | #N/A | #N/A | #N/A | #N/A | #N/A | PS/B0525 | #N/A | #N/A | #N/A | #N/A | #N/A | B0525 | TMF-01 | IU/7 | Class C | FINISHED GOODS | ADLER™ | LOCKING DISTAL LATERAL FEMORAL PLATE | 21 H - RIGHT - TI | 16 | No | Yes |  | No | N. A. | No | N. A. | No | Yes | No | Yes | M. L.: MFG/MD/2021/000369 |  | 1 | ADLER PRODUCTS\LOCKED PLATE IMPLANTS\LOCKED HEAD PLATES | 0 | Initial issue | Y | BONE PLATES |  | 1 | No | Yes | Yes | Yes | N. A.
B0526 | B0526.0901 | LOCKING PROXIMAL LATERAL FEMUR PLATE, ADLER, 9 H- LEFT- TI |  | B0526.0000 | #N/A | #N/A | N. A. | N. A. | N. A. | QPR/B0526 QPF/B0526 | #N/A | #N/A | #N/A | #N/A | #N/A | PS/B0526 | #N/A | #N/A | #N/A | #N/A | #N/A | B0526 | TMF-01 | IU/7 | Class C | FINISHED GOODS | ADLER™ | LOCKING PROXIMAL LATERAL FEMUR PLATE | 9 H- LEFT- TI | 16 | No | Yes |  | No | N. A. | No | N. A. | No | Yes | No | Yes | M. L.: MFG/MD/2021/000369 |  | 1 | ADLER PRODUCTS\LOCKED PLATE IMPLANTS\LOCKED HEAD PLATES | 0 | Initial issue | Y | BONE PLATES |  | 1 | No | Yes | Yes | Yes | N. A.
B0526 | B0526.0902 | LOCKING PROXIMAL LATERAL FEMUR PLATE, ADLER, 9 H- RIGHT- TI |  | B0526.0000 | #N/A | #N/A | N. A. | N. A. | N. A. | QPR/B0526 QPF/B0526 | #N/A | #N/A | #N/A | #N/A | #N/A | PS/B0526 | #N/A | #N/A | #N/A | #N/A | #N/A | B0526 | TMF-01 | IU/7 | Class C | FINISHED GOODS | ADLER™ | LOCKING PROXIMAL LATERAL FEMUR PLATE | 9 H- RIGHT- TI | 16 | No | Yes |  | No | N. A. | No | N. A. | No | Yes | No | Yes | M. L.: MFG/MD/2021/000369 |  | 1 | ADLER PRODUCTS\LOCKED PLATE IMPLANTS\LOCKED HEAD PLATES | 0 | Initial issue | Y | BONE PLATES |  | 1 | No | Yes | Yes | Yes | N. A.
B0526 | B0526.1101 | LOCKING PROXIMAL LATERAL FEMUR PLATE, ADLER, 11 H- LEFT-TI |  | B0526.0000 | #N/A | #N/A | N. A. | N. A. | N. A. | QPR/B0526 QPF/B0526 | #N/A | #N/A | #N/A | #N/A | #N/A | PS/B0526 | #N/A | #N/A | #N/A | #N/A | #N/A | B0526 | TMF-01 | IU/7 | Class C | FINISHED GOODS | ADLER™ | LOCKING PROXIMAL LATERAL FEMUR PLATE | 11 H- LEFT-TI | 16 | No | Yes |  | No | N. A. | No | N. A. | No | Yes | No | Yes | M. L.: MFG/MD/2021/000369 |  | 1 | ADLER PRODUCTS\LOCKED PLATE IMPLANTS\LOCKED HEAD PLATES | 0 | Initial issue | Y | BONE PLATES |  | 1 | No | Yes | Yes | Yes | N. A.
B0526 | B0526.1102 | LOCKING PROXIMAL LATERAL FEMUR PLATE, ADLER, 11 H- RIGHT- TI |  | B0526.0000 | #N/A | #N/A | N. A. | N. A. | N. A. | QPR/B0526 QPF/B0526 | #N/A | #N/A | #N/A | #N/A | #N/A | PS/B0526 | #N/A | #N/A | #N/A | #N/A | #N/A | B0526 | TMF-01 | IU/7 | Class C | FINISHED GOODS | ADLER™ | LOCKING PROXIMAL LATERAL FEMUR PLATE | 11 H- RIGHT- TI | 16 | No | Yes |  | No | N. A. | No | N. A. | No | Yes | No | Yes | M. L.: MFG/MD/2021/000369 |  | 1 | ADLER PRODUCTS\LOCKED PLATE IMPLANTS\LOCKED HEAD PLATES | 0 | Initial issue | Y | BONE PLATES |  | 1 | No | Yes | Yes | Yes | N. A.
B0526 | B0526.1301 | LOCKING PROXIMAL LATERAL FEMUR PLATE, ADLER, 13 H- LEFT- TI |  | B0526.0000 | #N/A | #N/A | N. A. | N. A. | N. A. | QPR/B0526 QPF/B0526 | #N/A | #N/A | #N/A | #N/A | #N/A | PS/B0526 | #N/A | #N/A | #N/A | #N/A | #N/A | B0526 | TMF-01 | IU/7 | Class C | FINISHED GOODS | ADLER™ | LOCKING PROXIMAL LATERAL FEMUR PLATE | 13 H- LEFT- TI | 16 | No | Yes |  | No | N. A. | No | N. A. | No | Yes | No | Yes | M. L.: MFG/MD/2021/000369 |  | 1 | ADLER PRODUCTS\LOCKED PLATE IMPLANTS\LOCKED HEAD PLATES | 0 | Initial issue | Y | BONE PLATES |  | 1 | No | Yes | Yes | Yes | N. A.
B0526 | B0526.1302 | LOCKING PROXIMAL LATERAL FEMUR PLATE, ADLER, 13 H- RIGHT- TI |  | B0526.0000 | #N/A | #N/A | N. A. | N. A. | N. A. | QPR/B0526 QPF/B0526 | #N/A | #N/A | #N/A | #N/A | #N/A | PS/B0526 | #N/A | #N/A | #N/A | #N/A | #N/A | B0526 | TMF-01 | IU/7 | Class C | FINISHED GOODS | ADLER™ | LOCKING PROXIMAL LATERAL FEMUR PLATE | 13 H- RIGHT- TI | 16 | No | Yes |  | No | N. A. | No | N. A. | No | Yes | No | Yes | M. L.: MFG/MD/2021/000369 |  | 1 | ADLER PRODUCTS\LOCKED PLATE IMPLANTS\LOCKED HEAD PLATES | 0 | Initial issue | Y | BONE PLATES |  | 1 | No | Yes | Yes | Yes | N. A.
B0526 | B0526.1501 | LOCKING PROXIMAL LATERAL FEMUR PLATE, ADLER, 15 H- LEFT- TI |  | B0526.0000 | #N/A | #N/A | N. A. | N. A. | N. A. | QPR/B0526 QPF/B0526 | #N/A | #N/A | #N/A | #N/A | #N/A | PS/B0526 | #N/A | #N/A | #N/A | #N/A | #N/A | B0526 | TMF-01 | IU/7 | Class C | FINISHED GOODS | ADLER™ | LOCKING PROXIMAL LATERAL FEMUR PLATE | 15 H- LEFT- TI | 16 | No | Yes |  | No | N. A. | No | N. A. | No | Yes | No | Yes | M. L.: MFG/MD/2021/000369 |  | 1 | ADLER PRODUCTS\LOCKED PLATE IMPLANTS\LOCKED HEAD PLATES | 0 | Initial issue | Y | BONE PLATES |  | 1 | No | Yes | Yes | Yes | N. A.
B0526 | B0526.1502 | LOCKING PROXIMAL LATERAL FEMUR PLATE, ADLER, 15 H- RIGHT- TI |  | B0526.0000 | #N/A | #N/A | N. A. | N. A. | N. A. | QPR/B0526 QPF/B0526 | #N/A | #N/A | #N/A | #N/A | #N/A | PS/B0526 | #N/A | #N/A | #N/A | #N/A | #N/A | B0526 | TMF-01 | IU/7 | Class C | FINISHED GOODS | ADLER™ | LOCKING PROXIMAL LATERAL FEMUR PLATE | 15 H- RIGHT- TI | 16 | No | Yes |  | No | N. A. | No | N. A. | No | Yes | No | Yes | M. L.: MFG/MD/2021/000369 |  | 1 | ADLER PRODUCTS\LOCKED PLATE IMPLANTS\LOCKED HEAD PLATES | 0 | Initial issue | Y | BONE PLATES |  | 1 | No | Yes | Yes | Yes | N. A.
B0526 | B0526.1701 | LOCKING PROXIMAL LATERAL FEMUR PLATE, ADLER, 17 H- LEFT- TI |  | B0526.0000 | #N/A | #N/A | N. A. | N. A. | N. A. | QPR/B0526 QPF/B0526 | #N/A | #N/A | #N/A | #N/A | #N/A | PS/B0526 | #N/A | #N/A | #N/A | #N/A | #N/A | B0526 | TMF-01 | IU/7 | Class C | FINISHED GOODS | ADLER™ | LOCKING PROXIMAL LATERAL FEMUR PLATE | 17 H- LEFT- TI | 16 | No | Yes |  | No | N. A. | No | N. A. | No | Yes | No | Yes | M. L.: MFG/MD/2021/000369 |  | 1 | ADLER PRODUCTS\LOCKED PLATE IMPLANTS\LOCKED HEAD PLATES | 0 | Initial issue | Y | BONE PLATES |  | 1 | No | Yes | Yes | Yes | N. A.
B0526 | B0526.1702 | LOCKING PROXIMAL LATERAL FEMUR PLATE, ADLER, 17 H- RIGHT- TI |  | B0526.0000 | #N/A | #N/A | N. A. | N. A. | N. A. | QPR/B0526 QPF/B0526 | #N/A | #N/A | #N/A | #N/A | #N/A | PS/B0526 | #N/A | #N/A | #N/A | #N/A | #N/A | B0526 | TMF-01 | IU/7 | Class C | FINISHED GOODS | ADLER™ | LOCKING PROXIMAL LATERAL FEMUR PLATE | 17 H- RIGHT- TI | 16 | No | Yes |  | No | N. A. | No | N. A. | No | Yes | No | Yes | M. L.: MFG/MD/2021/000369 |  | 1 | ADLER PRODUCTS\LOCKED PLATE IMPLANTS\LOCKED HEAD PLATES | 0 | Initial issue | Y | BONE PLATES |  | 1 | No | Yes | Yes | Yes | N. A.
B0527 | B0527.0801 | LOCKING PROXIMAL MEDIAL TIBIAL PLATE, ADLER, 8 H - LEFT - TI |  | B0527.0000 | #N/A | #N/A | N. A. | N. A. | N. A. | QPR/B0527 QPF/B0527 | #N/A | #N/A | #N/A | #N/A | #N/A | PS/B0527 | #N/A | #N/A | #N/A | #N/A | #N/A | B0527 | TMF-01 | IU/7 | Class C | FINISHED GOODS | ADLER™ | LOCKING PROXIMAL MEDIAL TIBIAL PLATE | 8 H - LEFT - TI | 16 | No | Yes |  | No | N. A. | No | N. A. | No | Yes | No | Yes | M. L.: MFG/MD/2021/000369 |  | 1 | ADLER PRODUCTS\LOCKED PLATE IMPLANTS\LOCKED HEAD PLATES | 0 | Initial issue | Y | BONE PLATES |  | 1 | No | Yes | Yes | Yes | N. A.
B0527 | B0527.0802 | LOCKING PROXIMAL MEDIAL TIBIAL PLATE, ADLER, 8 H - RIGHT - TI |  | B0527.0000 | #N/A | #N/A | N. A. | N. A. | N. A. | QPR/B0527 QPF/B0527 | #N/A | #N/A | #N/A | #N/A | #N/A | PS/B0527 | #N/A | #N/A | #N/A | #N/A | #N/A | B0527 | TMF-01 | IU/7 | Class C | FINISHED GOODS | ADLER™ | LOCKING PROXIMAL MEDIAL TIBIAL PLATE | 8 H - RIGHT - TI | 16 | No | Yes |  | No | N. A. | No | N. A. | No | Yes | No | Yes | M. L.: MFG/MD/2021/000369 |  | 1 | ADLER PRODUCTS\LOCKED PLATE IMPLANTS\LOCKED HEAD PLATES | 0 | Initial issue | Y | BONE PLATES |  | 1 | No | Yes | Yes | Yes | N. A.
B0527 | B0527.1001 | LOCKING PROXIMAL MEDIAL TIBIAL PLATE, ADLER, 10 H - LEFT - TI |  | B0527.0000 | #N/A | #N/A | N. A. | N. A. | N. A. | QPR/B0527 QPF/B0527 | #N/A | #N/A | #N/A | #N/A | #N/A | PS/B0527 | #N/A | #N/A | #N/A | #N/A | #N/A | B0527 | TMF-01 | IU/7 | Class C | FINISHED GOODS | ADLER™ | LOCKING PROXIMAL MEDIAL TIBIAL PLATE | 10 H - LEFT - TI | 16 | No | Yes |  | No | N. A. | No | N. A. | No | Yes | No | Yes | M. L.: MFG/MD/2021/000369 |  | 1 | ADLER PRODUCTS\LOCKED PLATE IMPLANTS\LOCKED HEAD PLATES | 0 | Initial issue | Y | BONE PLATES |  | 1 | No | Yes | Yes | Yes | N. A.
B0527 | B0527.1002 | LOCKING PROXIMAL MEDIAL TIBIAL PLATE, ADLER, 10 H - RIGHT - TI |  | B0527.0000 | #N/A | #N/A | N. A. | N. A. | N. A. | QPR/B0527 QPF/B0527 | #N/A | #N/A | #N/A | #N/A | #N/A | PS/B0527 | #N/A | #N/A | #N/A | #N/A | #N/A | B0527 | TMF-01 | IU/7 | Class C | FINISHED GOODS | ADLER™ | LOCKING PROXIMAL MEDIAL TIBIAL PLATE | 10 H - RIGHT - TI | 16 | No | Yes |  | No | N. A. | No | N. A. | No | Yes | No | Yes | M. L.: MFG/MD/2021/000369 |  | 1 | ADLER PRODUCTS\LOCKED PLATE IMPLANTS\LOCKED HEAD PLATES | 0 | Initial issue | Y | BONE PLATES |  | 1 | No | Yes | Yes | Yes | N. A.
B0527 | B0527.1201 | LOCKING PROXIMAL MEDIAL TIBIAL PLATE, ADLER, 12 H - LEFT - TI |  | B0527.0000 | #N/A | #N/A | N. A. | N. A. | N. A. | QPR/B0527 QPF/B0527 | #N/A | #N/A | #N/A | #N/A | #N/A | PS/B0527 | #N/A | #N/A | #N/A | #N/A | #N/A | B0527 | TMF-01 | IU/7 | Class C | FINISHED GOODS | ADLER™ | LOCKING PROXIMAL MEDIAL TIBIAL PLATE | 12 H - LEFT - TI | 16 | No | Yes |  | No | N. A. | No | N. A. | No | Yes | No | Yes | M. L.: MFG/MD/2021/000369 |  | 1 | ADLER PRODUCTS\LOCKED PLATE IMPLANTS\LOCKED HEAD PLATES | 0 | Initial issue | Y | BONE PLATES |  | 1 | No | Yes | Yes | Yes | N. A.
B0527 | B0527.1202 | LOCKING PROXIMAL MEDIAL TIBIAL PLATE, ADLER, 12 H - RIGHT - TI |  | B0527.0000 | #N/A | #N/A | N. A. | N. A. | N. A. | QPR/B0527 QPF/B0527 | #N/A | #N/A | #N/A | #N/A | #N/A | PS/B0527 | #N/A | #N/A | #N/A | #N/A | #N/A | B0527 | TMF-01 | IU/7 | Class C | FINISHED GOODS | ADLER™ | LOCKING PROXIMAL MEDIAL TIBIAL PLATE | 12 H - RIGHT - TI | 16 | No | Yes |  | No | N. A. | No | N. A. | No | Yes | No | Yes | M. L.: MFG/MD/2021/000369 |  | 1 | ADLER PRODUCTS\LOCKED PLATE IMPLANTS\LOCKED HEAD PLATES | 0 | Initial issue | Y | BONE PLATES |  | 1 | No | Yes | Yes | Yes | N. A.
B0527 | B0527.1401 | LOCKING PROXIMAL MEDIAL TIBIAL PLATE, ADLER, 14 H - LEFT - TI |  | B0527.0000 | #N/A | #N/A | N. A. | N. A. | N. A. | QPR/B0527 QPF/B0527 | #N/A | #N/A | #N/A | #N/A | #N/A | PS/B0527 | #N/A | #N/A | #N/A | #N/A | #N/A | B0527 | TMF-01 | IU/7 | Class C | FINISHED GOODS | ADLER™ | LOCKING PROXIMAL MEDIAL TIBIAL PLATE | 14 H - LEFT - TI | 16 | No | Yes |  | No | N. A. | No | N. A. | No | Yes | No | Yes | M. L.: MFG/MD/2021/000369 |  | 1 | ADLER PRODUCTS\LOCKED PLATE IMPLANTS\LOCKED HEAD PLATES | 0 | Initial issue | Y | BONE PLATES |  | 1 | No | Yes | Yes | Yes | N. A.
B0527 | B0527.1402 | LOCKING PROXIMAL MEDIAL TIBIAL PLATE, ADLER, 14 H - RIGHT - TI |  | B0527.0000 | #N/A | #N/A | N. A. | N. A. | N. A. | QPR/B0527 QPF/B0527 | #N/A | #N/A | #N/A | #N/A | #N/A | PS/B0527 | #N/A | #N/A | #N/A | #N/A | #N/A | B0527 | TMF-01 | IU/7 | Class C | FINISHED GOODS | ADLER™ | LOCKING PROXIMAL MEDIAL TIBIAL PLATE | 14 H - RIGHT - TI | 16 | No | Yes |  | No | N. A. | No | N. A. | No | Yes | No | Yes | M. L.: MFG/MD/2021/000369 |  | 1 | ADLER PRODUCTS\LOCKED PLATE IMPLANTS\LOCKED HEAD PLATES | 0 | Initial issue | Y | BONE PLATES |  | 1 | No | Yes | Yes | Yes | N. A.
B0528 | B0528.0801 | LOCKING PROXIMAL LATERAL TIBIAL PLATE, ADLER, 8 H - LEFT - TI |  | B0528.0000 | #N/A | #N/A | N. A. | N. A. | N. A. | QPR/B0528 QPF/B0528 | #N/A | #N/A | #N/A | #N/A | #N/A | PS/B0528 | #N/A | #N/A | #N/A | #N/A | #N/A | B0528 | TMF-01 | IU/7 | Class C | FINISHED GOODS | ADLER™ | LOCKING PROXIMAL LATERAL TIBIAL PLATE | 8 H - LEFT - TI | 16 | No | Yes |  | No | N. A. | No | N. A. | No | Yes | No | Yes | M. L.: MFG/MD/2021/000369 |  | 1 | ADLER PRODUCTS\LOCKED PLATE IMPLANTS\LOCKED HEAD PLATES | 0 | Initial issue | Y | BONE PLATES |  | 1 | No | Yes | Yes | Yes | N. A.
B0528 | B0528.0802 | LOCKING PROXIMAL LATERAL TIBIAL PLATE, ADLER, 8 H - RIGHT - TI |  | B0528.0000 | #N/A | #N/A | N. A. | N. A. | N. A. | QPR/B0528 QPF/B0528 | #N/A | #N/A | #N/A | #N/A | #N/A | PS/B0528 | #N/A | #N/A | #N/A | #N/A | #N/A | B0528 | TMF-01 | IU/7 | Class C | FINISHED GOODS | ADLER™ | LOCKING PROXIMAL LATERAL TIBIAL PLATE | 8 H - RIGHT - TI | 16 | No | Yes |  | No | N. A. | No | N. A. | No | Yes | No | Yes | M. L.: MFG/MD/2021/000369 |  | 1 | ADLER PRODUCTS\LOCKED PLATE IMPLANTS\LOCKED HEAD PLATES | 0 | Initial issue | Y | BONE PLATES |  | 1 | No | Yes | Yes | Yes | N. A.
B0528 | B0528.1001 | LOCKING PROXIMAL LATERAL TIBIAL PLATE, ADLER, 10 H - LEFT - TI |  | B0528.0000 | #N/A | #N/A | N. A. | N. A. | N. A. | QPR/B0528 QPF/B0528 | #N/A | #N/A | #N/A | #N/A | #N/A | PS/B0528 | #N/A | #N/A | #N/A | #N/A | #N/A | B0528 | TMF-01 | IU/7 | Class C | FINISHED GOODS | ADLER™ | LOCKING PROXIMAL LATERAL TIBIAL PLATE | 10 H - LEFT - TI | 16 | No | Yes |  | No | N. A. | No | N. A. | No | Yes | No | Yes | M. L.: MFG/MD/2021/000369 |  | 1 | ADLER PRODUCTS\LOCKED PLATE IMPLANTS\LOCKED HEAD PLATES | 0 | Initial issue | Y | BONE PLATES |  | 1 | No | Yes | Yes | Yes | N. A.
B0528 | B0528.1002 | LOCKING PROXIMAL LATERAL TIBIAL PLATE, ADLER, 10 H - RIGHT - TI |  | B0528.0000 | #N/A | #N/A | N. A. | N. A. | N. A. | QPR/B0528 QPF/B0528 | #N/A | #N/A | #N/A | #N/A | #N/A | PS/B0528 | #N/A | #N/A | #N/A | #N/A | #N/A | B0528 | TMF-01 | IU/7 | Class C | FINISHED GOODS | ADLER™ | LOCKING PROXIMAL LATERAL TIBIAL PLATE | 10 H - RIGHT - TI | 16 | No | Yes |  | No | N. A. | No | N. A. | No | Yes | No | Yes | M. L.: MFG/MD/2021/000369 |  | 1 | ADLER PRODUCTS\LOCKED PLATE IMPLANTS\LOCKED HEAD PLATES | 0 | Initial issue | Y | BONE PLATES |  | 1 | No | Yes | Yes | Yes | N. A.
B0528 | B0528.1201 | LOCKING PROXIMAL LATERAL TIBIAL PLATE, ADLER, 12 H - LEFT - TI |  | B0528.0000 | #N/A | #N/A | N. A. | N. A. | N. A. | QPR/B0528 QPF/B0528 | #N/A | #N/A | #N/A | #N/A | #N/A | PS/B0528 | #N/A | #N/A | #N/A | #N/A | #N/A | B0528 | TMF-01 | IU/7 | Class C | FINISHED GOODS | ADLER™ | LOCKING PROXIMAL LATERAL TIBIAL PLATE | 12 H - LEFT - TI | 16 | No | Yes |  | No | N. A. | No | N. A. | No | Yes | No | Yes | M. L.: MFG/MD/2021/000369 |  | 1 | ADLER PRODUCTS\LOCKED PLATE IMPLANTS\LOCKED HEAD PLATES | 0 | Initial issue | Y | BONE PLATES |  | 1 | No | Yes | Yes | Yes | N. A.
B0528 | B0528.1202 | LOCKING PROXIMAL LATERAL TIBIAL PLATE, ADLER, 12 H - RIGHT - TI |  | B0528.0000 | #N/A | #N/A | N. A. | N. A. | N. A. | QPR/B0528 QPF/B0528 | #N/A | #N/A | #N/A | #N/A | #N/A | PS/B0528 | #N/A | #N/A | #N/A | #N/A | #N/A | B0528 | TMF-01 | IU/7 | Class C | FINISHED GOODS | ADLER™ | LOCKING PROXIMAL LATERAL TIBIAL PLATE | 12 H - RIGHT - TI | 16 | No | Yes |  | No | N. A. | No | N. A. | No | Yes | No | Yes | M. L.: MFG/MD/2021/000369 |  | 1 | ADLER PRODUCTS\LOCKED PLATE IMPLANTS\LOCKED HEAD PLATES | 0 | Initial issue | Y | BONE PLATES |  | 1 | No | Yes | Yes | Yes | N. A.
B0528 | B0528.1401 | LOCKING PROXIMAL LATERAL TIBIAL PLATE, ADLER, 14 H - LEFT - TI |  | B0528.0000 | #N/A | #N/A | N. A. | N. A. | N. A. | QPR/B0528 QPF/B0528 | #N/A | #N/A | #N/A | #N/A | #N/A | PS/B0528 | #N/A | #N/A | #N/A | #N/A | #N/A | B0528 | TMF-01 | IU/7 | Class C | FINISHED GOODS | ADLER™ | LOCKING PROXIMAL LATERAL TIBIAL PLATE | 14 H - LEFT - TI | 16 | No | Yes |  | No | N. A. | No | N. A. | No | Yes | No | Yes | M. L.: MFG/MD/2021/000369 |  | 1 | ADLER PRODUCTS\LOCKED PLATE IMPLANTS\LOCKED HEAD PLATES | 0 | Initial issue | Y | BONE PLATES |  | 1 | No | Yes | Yes | Yes | N. A.
B0528 | B0528.1402 | LOCKING PROXIMAL LATERAL TIBIAL PLATE, ADLER, 14 H - RIGHT - TI |  | B0528.0000 | #N/A | #N/A | N. A. | N. A. | N. A. | QPR/B0528 QPF/B0528 | #N/A | #N/A | #N/A | #N/A | #N/A | PS/B0528 | #N/A | #N/A | #N/A | #N/A | #N/A | B0528 | TMF-01 | IU/7 | Class C | FINISHED GOODS | ADLER™ | LOCKING PROXIMAL LATERAL TIBIAL PLATE | 14 H - RIGHT - TI | 16 | No | Yes |  | No | N. A. | No | N. A. | No | Yes | No | Yes | M. L.: MFG/MD/2021/000369 |  | 1 | ADLER PRODUCTS\LOCKED PLATE IMPLANTS\LOCKED HEAD PLATES | 0 | Initial issue | Y | BONE PLATES |  | 1 | No | Yes | Yes | Yes | N. A.
B0528 | B0528.1601 | LOCKING PROXIMAL LATERAL TIBIAL PLATE, ADLER, 16 H - LEFT - TI |  | B0528.0000 | #N/A | #N/A | N. A. | N. A. | N. A. | QPR/B0528 QPF/B0528 | #N/A | #N/A | #N/A | #N/A | #N/A | PS/B0528 | #N/A | #N/A | #N/A | #N/A | #N/A | B0528 | TMF-01 | IU/7 | Class C | FINISHED GOODS | ADLER™ | LOCKING PROXIMAL LATERAL TIBIAL PLATE | 16 H - LEFT - TI | 16 | No | Yes |  | No | N. A. | No | N. A. | No | Yes | No | Yes | M. L.: MFG/MD/2021/000369 |  | 1 | ADLER PRODUCTS\LOCKED PLATE IMPLANTS\LOCKED HEAD PLATES | 0 | Initial issue | Y | BONE PLATES |  | 1 | No | Yes | Yes | Yes | N. A.
B0528 | B0528.1602 | LOCKING PROXIMAL LATERAL TIBIAL PLATE, ADLER, 16 H - RIGHT - TI |  | B0528.0000 | #N/A | #N/A | N. A. | N. A. | N. A. | QPR/B0528 QPF/B0528 | #N/A | #N/A | #N/A | #N/A | #N/A | PS/B0528 | #N/A | #N/A | #N/A | #N/A | #N/A | B0528 | TMF-01 | IU/7 | Class C | FINISHED GOODS | ADLER™ | LOCKING PROXIMAL LATERAL TIBIAL PLATE | 16 H - RIGHT - TI | 16 | No | Yes |  | No | N. A. | No | N. A. | No | Yes | No | Yes | M. L.: MFG/MD/2021/000369 |  | 1 | ADLER PRODUCTS\LOCKED PLATE IMPLANTS\LOCKED HEAD PLATES | 0 | Initial issue | Y | BONE PLATES |  | 1 | No | Yes | Yes | Yes | N. A.
B0529 | B0529.1201 | ADLER LOCKING PROXIMAL LATERAL HUMERAL PLATE, 3.5MM, LEFT, 3 SHAFT HOLES, TI (TOTAL 12HOLES), LEGNTH 102MM |  | B0529.0000 | #N/A | #N/A | N. A. | N. A. | N. A. | QPR/B0529 QPF/B0529 | #N/A | #N/A | #N/A | #N/A | #N/A | PS/B0529 | #N/A | #N/A | #N/A | #N/A | #N/A | B0529 | TMF-01 | IU/7 | Class C | FINISHED GOODS | ADLER™ | ADLER LOCKING PROXIMAL LATERAL HUMERAL PLATE, 3.5MM | LEFT, 3 SHAFT HOLES, TI (TOTAL 12HOLES), LEGNTH 102MM | 16 | No | Yes |  | No | N. A. | No | N. A. | No | Yes | No | Yes | M. L.: MFG/MD/2021/000369 |  | 1 | ADLER PRODUCTS\LOCKED PLATE IMPLANTS\LOCKED HEAD PLATES | 0 | Initial issue | Y | BONE PLATES |  | 1 | No | Yes | Yes | Yes | N. A.
B0529 | B0529.1202 | ADLER LOCKING PROXIMAL LATERAL HUMERAL PLATE, 3.5MM, RIGHT, 3 SHAFT HOLES, TI (TOTAL 12HOLES), LEGNTH 102MM |  | B0529.0000 | #N/A | #N/A | N. A. | N. A. | N. A. | QPR/B0529 QPF/B0529 | #N/A | #N/A | #N/A | #N/A | #N/A | PS/B0529 | #N/A | #N/A | #N/A | #N/A | #N/A | B0529 | TMF-01 | IU/7 | Class C | FINISHED GOODS | ADLER™ | ADLER LOCKING PROXIMAL LATERAL HUMERAL PLATE, 3.5MM | RIGHT, 3 SHAFT HOLES, TI (TOTAL 12HOLES), LEGNTH 102MM | 16 | No | Yes |  | No | N. A. | No | N. A. | No | Yes | No | Yes | M. L.: MFG/MD/2021/000369 |  | 1 | ADLER PRODUCTS\LOCKED PLATE IMPLANTS\LOCKED HEAD PLATES | 0 | Initial issue | Y | BONE PLATES |  | 1 | No | Yes | Yes | Yes | N. A.
B0529 | B0529.1401 | ADLER LOCKING PROXIMAL LATERAL HUMERAL PLATE, 3.5MM, LEFT, 5 SHAFT HOLES, TI (TOTAL 14HOLES), LENGTH 132MM |  | B0529.0000 | #N/A | #N/A | N. A. | N. A. | N. A. | QPR/B0529 QPF/B0529 | #N/A | #N/A | #N/A | #N/A | #N/A | PS/B0529 | #N/A | #N/A | #N/A | #N/A | #N/A | B0529 | TMF-01 | IU/7 | Class C | FINISHED GOODS | ADLER™ | ADLER LOCKING PROXIMAL LATERAL HUMERAL PLATE, 3.5MM | LEFT, 5 SHAFT HOLES, TI (TOTAL 14HOLES), LENGTH 132MM | 16 | No | Yes |  | No | N. A. | No | N. A. | No | Yes | No | Yes | M. L.: MFG/MD/2021/000369 |  | 1 | ADLER PRODUCTS\LOCKED PLATE IMPLANTS\LOCKED HEAD PLATES | 0 | Initial issue | Y | BONE PLATES |  | 1 | No | Yes | Yes | Yes | N. A.
B0529 | B0529.1402 | ADLER LOCKING PROXIMAL LATERAL HUMERAL PLATE, 3.5MM, RIGHT, 5 SHAFT HOLES, TI (TOTAL 14HOLES), LENGTH 132MM |  | B0529.0000 | #N/A | #N/A | N. A. | N. A. | N. A. | QPR/B0529 QPF/B0529 | #N/A | #N/A | #N/A | #N/A | #N/A | PS/B0529 | #N/A | #N/A | #N/A | #N/A | #N/A | B0529 | TMF-01 | IU/7 | Class C | FINISHED GOODS | ADLER™ | ADLER LOCKING PROXIMAL LATERAL HUMERAL PLATE, 3.5MM | RIGHT, 5 SHAFT HOLES, TI (TOTAL 14HOLES), LENGTH 132MM | 16 | No | Yes |  | No | N. A. | No | N. A. | No | Yes | No | Yes | M. L.: MFG/MD/2021/000369 |  | 1 | ADLER PRODUCTS\LOCKED PLATE IMPLANTS\LOCKED HEAD PLATES | 0 | Initial issue | Y | BONE PLATES |  | 1 | No | Yes | Yes | Yes | N. A.
B0529 | B0529.1601 | LOCKING PROXIMAL LATERAL HUMERAL PLATE, ADLER, 16 H - LEFT - TI |  | B0529.0000 | #N/A | #N/A | N. A. | N. A. | N. A. | QPR/B0529 QPF/B0529 | #N/A | #N/A | #N/A | #N/A | #N/A | PS/B0529 | #N/A | #N/A | #N/A | #N/A | #N/A | B0529 | TMF-01 | IU/7 | Class C | FINISHED GOODS | ADLER™ | LOCKING PROXIMAL LATERAL HUMERAL PLATE | 16 H - LEFT - TI | 16 | No | Yes |  | No | N. A. | No | N. A. | No | Yes | No | Yes | M. L.: MFG/MD/2021/000369 |  | 1 | ADLER PRODUCTS\LOCKED PLATE IMPLANTS\LOCKED HEAD PLATES | 0 | Initial issue | Y | BONE PLATES |  | 1 | No | Yes | Yes | Yes | N. A.
B0529 | B0529.1602 | ADLER LOCKING PROXIMAL LATERAL HUMERAL PLATE, 3.5MM, RIGHT, 7 SHAFT HOLES, TI (TOTAL 16HOLES), LENGTH 162MM |  | B0529.0000 | #N/A | #N/A | N. A. | N. A. | N. A. | QPR/B0529 QPF/B0529 | #N/A | #N/A | #N/A | #N/A | #N/A | PS/B0529 | #N/A | #N/A | #N/A | #N/A | #N/A | B0529 | TMF-01 | IU/7 | Class C | FINISHED GOODS | ADLER™ | ADLER LOCKING PROXIMAL LATERAL HUMERAL PLATE, 3.5MM | RIGHT, 7 SHAFT HOLES, TI (TOTAL 16HOLES), LENGTH 162MM | 16 | No | Yes |  | No | N. A. | No | N. A. | No | Yes | No | Yes | M. L.: MFG/MD/2021/000369 |  | 1 | ADLER PRODUCTS\LOCKED PLATE IMPLANTS\LOCKED HEAD PLATES | 0 | Initial issue | Y | BONE PLATES |  | 1 | No | Yes | Yes | Yes | N. A.
B0529 | B0529.1801 | LOCKING PROXIMAL LATERAL HUMERAL PLATE, ADLER, 18 H - LEFT - TI |  | B0529.0000 | #N/A | #N/A | N. A. | N. A. | N. A. | QPR/B0529 QPF/B0529 | #N/A | #N/A | #N/A | #N/A | #N/A | PS/B0529 | #N/A | #N/A | #N/A | #N/A | #N/A | B0529 | TMF-01 | IU/7 | Class C | FINISHED GOODS | ADLER™ | LOCKING PROXIMAL LATERAL HUMERAL PLATE | 18 H - LEFT - TI | 16 | No | Yes |  | No | N. A. | No | N. A. | No | Yes | No | Yes | M. L.: MFG/MD/2021/000369 |  | 1 | ADLER PRODUCTS\LOCKED PLATE IMPLANTS\LOCKED HEAD PLATES | 0 | Initial issue | Y | BONE PLATES |  | 1 | No | Yes | Yes | Yes | N. A.
B0529 | B0529.1802 | LOCKING PROXIMAL LATERAL HUMERAL PLATE, ADLER, 18 H - RIGHT - TI |  | B0529.0000 | #N/A | #N/A | N. A. | N. A. | N. A. | QPR/B0529 QPF/B0529 | #N/A | #N/A | #N/A | #N/A | #N/A | PS/B0529 | #N/A | #N/A | #N/A | #N/A | #N/A | B0529 | TMF-01 | IU/7 | Class C | FINISHED GOODS | ADLER™ | LOCKING PROXIMAL LATERAL HUMERAL PLATE | 18 H - RIGHT - TI | 16 | No | Yes |  | No | N. A. | No | N. A. | No | Yes | No | Yes | M. L.: MFG/MD/2021/000369 |  | 1 | ADLER PRODUCTS\LOCKED PLATE IMPLANTS\LOCKED HEAD PLATES | 0 | Initial issue | Y | BONE PLATES |  | 1 | No | Yes | Yes | Yes | N. A.
B0529 | B0529.2001 | LOCKING PROXIMAL LATERAL HUMERAL PLATE, ADLER, 20 H - LEFT - TI |  | B0529.0000 | #N/A | #N/A | N. A. | N. A. | N. A. | QPR/B0529 QPF/B0529 | #N/A | #N/A | #N/A | #N/A | #N/A | PS/B0529 | #N/A | #N/A | #N/A | #N/A | #N/A | B0529 | TMF-01 | IU/7 | Class C | FINISHED GOODS | ADLER™ | LOCKING PROXIMAL LATERAL HUMERAL PLATE | 20 H - LEFT - TI | 16 | No | Yes |  | No | N. A. | No | N. A. | No | Yes | No | Yes | M. L.: MFG/MD/2021/000369 |  | 1 | ADLER PRODUCTS\LOCKED PLATE IMPLANTS\LOCKED HEAD PLATES | 0 | Initial issue | Y | BONE PLATES |  | 1 | No | Yes | Yes | Yes | N. A.
B0529 | B0529.2002 | LOCKING PROXIMAL LATERAL HUMERAL PLATE, ADLER, 20 H - RIGHT - TI |  | B0529.0000 | #N/A | #N/A | N. A. | N. A. | N. A. | QPR/B0529 QPF/B0529 | #N/A | #N/A | #N/A | #N/A | #N/A | PS/B0529 | #N/A | #N/A | #N/A | #N/A | #N/A | B0529 | TMF-01 | IU/7 | Class C | FINISHED GOODS | ADLER™ | LOCKING PROXIMAL LATERAL HUMERAL PLATE | 20 H - RIGHT - TI | 16 | No | Yes |  | No | N. A. | No | N. A. | No | Yes | No | Yes | M. L.: MFG/MD/2021/000369 |  | 1 | ADLER PRODUCTS\LOCKED PLATE IMPLANTS\LOCKED HEAD PLATES | 0 | Initial issue | Y | BONE PLATES |  | 1 | No | Yes | Yes | Yes | N. A.
B0530 | B0530.1001 | LOCKING DISTAL LATERAL HUMERAL PLATE, ADLER, 10 H - LEFT - TI |  | B0530.0000 | #N/A | #N/A | N. A. | N. A. | N. A. | QPR/B0530 QPF/B0530 | #N/A | #N/A | #N/A | #N/A | #N/A | PS/B0530 | #N/A | #N/A | #N/A | #N/A | #N/A | B0530 | TMF-01 | IU/7 | Class C | FINISHED GOODS | ADLER™ | LOCKING DISTAL LATERAL HUMERAL PLATE | 10 H - LEFT - TI | 16 | No | Yes |  | No | N. A. | No | N. A. | No | Yes | No | Yes | M. L.: MFG/MD/2021/000369 |  | 1 | ADLER PRODUCTS\LOCKED PLATE IMPLANTS\LOCKED HEAD PLATES | 0 | Initial issue | Y | BONE PLATES |  | 1 | No | Yes | Yes | Yes | N. A.
B0530 | B0530.1002 | LOCKING DISTAL LATERAL HUMERAL PLATE, ADLER, 10 H - RIGHT - TI |  | B0530.0000 | #N/A | #N/A | N. A. | N. A. | N. A. | QPR/B0530 QPF/B0530 | #N/A | #N/A | #N/A | #N/A | #N/A | PS/B0530 | #N/A | #N/A | #N/A | #N/A | #N/A | B0530 | TMF-01 | IU/7 | Class C | FINISHED GOODS | ADLER™ | LOCKING DISTAL LATERAL HUMERAL PLATE | 10 H - RIGHT - TI | 16 | No | Yes |  | No | N. A. | No | N. A. | No | Yes | No | Yes | M. L.: MFG/MD/2021/000369 |  | 1 | ADLER PRODUCTS\LOCKED PLATE IMPLANTS\LOCKED HEAD PLATES | 0 | Initial issue | Y | BONE PLATES |  | 1 | No | Yes | Yes | Yes | N. A.
B0530 | B0530.1201 | ADLER LOCKING DISTAL LATERAL HUMERAL PLATE, 3.5MM, LEFT, 8 SHAFT HOLES, TI (TOTAL 12HOLES), LENGTH 123.5MM |  | B0530.0000 | #N/A | #N/A | N. A. | N. A. | N. A. | QPR/B0530 QPF/B0530 | #N/A | #N/A | #N/A | #N/A | #N/A | PS/B0530 | #N/A | #N/A | #N/A | #N/A | #N/A | B0530 | TMF-01 | IU/7 | Class C | FINISHED GOODS | ADLER™ | ADLER LOCKING DISTAL LATERAL HUMERAL PLATE, 3.5MM | LEFT, 8 SHAFT HOLES, TI (TOTAL 12HOLES), LENGTH 123.5MM | 16 | No | Yes |  | No | N. A. | No | N. A. | No | Yes | No | Yes | M. L.: MFG/MD/2021/000369 |  | 1 | ADLER PRODUCTS\LOCKED PLATE IMPLANTS\LOCKED HEAD PLATES | 0 | Initial issue | Y | BONE PLATES |  | 1 | No | Yes | Yes | Yes | N. A.
B0530 | B0530.1202 | ADLER LOCKING DISTAL LATERAL HUMERAL PLATE, 3.5MM, RIGHT, 8 SHAFT HOLES, TI (TOTAL 12HOLES), LENGTH 123.5MM |  | B0530.0000 | #N/A | #N/A | N. A. | N. A. | N. A. | QPR/B0530 QPF/B0530 | #N/A | #N/A | #N/A | #N/A | #N/A | PS/B0530 | #N/A | #N/A | #N/A | #N/A | #N/A | B0530 | TMF-01 | IU/7 | Class C | FINISHED GOODS | ADLER™ | ADLER LOCKING DISTAL LATERAL HUMERAL PLATE, 3.5MM | RIGHT, 8 SHAFT HOLES, TI (TOTAL 12HOLES), LENGTH 123.5MM | 16 | No | Yes |  | No | N. A. | No | N. A. | No | Yes | No | Yes | M. L.: MFG/MD/2021/000369 |  | 1 | ADLER PRODUCTS\LOCKED PLATE IMPLANTS\LOCKED HEAD PLATES | 0 | Initial issue | Y | BONE PLATES |  | 1 | No | Yes | Yes | Yes | N. A.
B0530 | B0530.1401 | LOCKING DISTAL LATERAL HUMERAL PLATE, ADLER, 14 H - LEFT - TI |  | B0530.0000 | 01 | 2015-11-15 | N. A. | N. A. | N. A. | QPR/B0530 QPF/B0530 | 01 | 2019-01-08 | N. A. | N. A. | N. A. | PS/B0530 | 01 | 2019-01-08 | N. A. | N. A. | N. A. | B0530 | TMF-01 | IU/7 | Class C | FINISHED GOODS | ADLER™ | LOCKING DISTAL LATERAL HUMERAL PLATE | 14 H - LEFT - TI | 16 | No | Yes |  | No | N. A. | No | N. A. | No | Yes | No | Yes | M. L.: MFG/MD/2021/000369 |  | 1 | ADLER PRODUCTS\LOCKED PLATE IMPLANTS\LOCKED HEAD PLATES | 0 | Initial issue | N | BONE PLATES |  | 1 | No | Yes | Yes | Yes | N. A.
B0530 | B0530.1402 | LOCKING DISTAL LATERAL HUMERAL PLATE, ADLER, 14 H - RIGHT - TI |  | B0530.0000 | #N/A | #N/A | N. A. | N. A. | N. A. | QPR/B0530 QPF/B0530 | #N/A | #N/A | #N/A | #N/A | #N/A | PS/B0530 | #N/A | #N/A | #N/A | #N/A | #N/A | B0530 | TMF-01 | IU/7 | Class C | FINISHED GOODS | ADLER™ | LOCKING DISTAL LATERAL HUMERAL PLATE | 14 H - RIGHT - TI | 16 | No | Yes |  | No | N. A. | No | N. A. | No | Yes | No | Yes | M. L.: MFG/MD/2021/000369 |  | 1 | ADLER PRODUCTS\LOCKED PLATE IMPLANTS\LOCKED HEAD PLATES | 0 | Initial issue | Y | BONE PLATES |  | 1 | No | Yes | Yes | Yes | N. A.
B0531 | B0531.0801 | ADLER LOCKING DISTAL MEDIAL HUMERAL PLATE, 3.5MM, LEFT, 4 SHAFT HOLES, TI (TOTAL 8HOLES), LENGTH 87.5MM |  | B0531.0000 | #N/A | #N/A | N. A. | N. A. | N. A. | QPR/B0531 QPF/B0531 | #N/A | #N/A | #N/A | #N/A | #N/A | PS/B0531 | #N/A | #N/A | #N/A | #N/A | #N/A | B0531 | TMF-01 | IU/7 | Class C | FINISHED GOODS | ADLER™ | ADLER LOCKING DISTAL MEDIAL HUMERAL PLATE, 3.5MM | LEFT, 4 SHAFT HOLES, TI (TOTAL 8HOLES), LENGTH 87.5MM | 16 | No | Yes |  | No | N. A. | No | N. A. | No | Yes | No | Yes | M. L.: MFG/MD/2021/000369 |  | 1 | ADLER PRODUCTS\LOCKED PLATE IMPLANTS\LOCKED HEAD PLATES | 0 | Initial issue | Y | BONE PLATES |  | 1 | No | Yes | Yes | Yes | N. A.
B0531 | B0531.0802 | LOCKING DISTAL MEDIAL HUMERAL PLATE, ADLER, 8 H - RIGHT - TI |  | B0531.0000 | #N/A | #N/A | N. A. | N. A. | N. A. | QPR/B0531 QPF/B0531 | #N/A | #N/A | #N/A | #N/A | #N/A | PS/B0531 | #N/A | #N/A | #N/A | #N/A | #N/A | B0531 | TMF-01 | IU/7 | Class C | FINISHED GOODS | ADLER™ | LOCKING DISTAL MEDIAL HUMERAL PLATE | 8 H - RIGHT - TI | 16 | No | Yes |  | No | N. A. | No | N. A. | No | Yes | No | Yes | M. L.: MFG/MD/2021/000369 |  | 1 | ADLER PRODUCTS\LOCKED PLATE IMPLANTS\LOCKED HEAD PLATES | 0 | Initial issue | Y | BONE PLATES |  | 1 | No | Yes | Yes | Yes | N. A.
B0531 | B0531.1001 | ADLER LOCKING DISTAL MEDIAL HUMERAL PLATE, 3.5MM, LEFT, 6 SHAFT HOLES, TI (TOTAL 10HOLES), LENGTH 106.5MM |  | B0531.0000 | 00 | 2015-06-03 | N. A. | N. A. | N. A. | QPR/B0531 QPF/B0531 | 00 | 2007-06-02 | N. A. | N. A. | N. A. | PS/B0531 | 01 | 2019-01-08 | N. A. | N. A. | N. A. | B0531 | TMF-01 | IU/7 | Class C | FINISHED GOODS | ADLER™ | ADLER LOCKING DISTAL MEDIAL HUMERAL PLATE, 3.5MM | LEFT, 6 SHAFT HOLES, TI (TOTAL 10HOLES), LENGTH 106.5MM | 16 | No | Yes |  | No | N. A. | No | N. A. | No | Yes | No | Yes | M. L.: MFG/MD/2021/000369 |  | 1 | ADLER PRODUCTS\LOCKED PLATE IMPLANTS\LOCKED HEAD PLATES | 0 | Initial issue | N | BONE PLATES |  | 1 | No | Yes | Yes | Yes | N. A.
B0531 | B0531.1002 | LOCKING DISTAL MEDIAL HUMERAL PLATE, ADLER, 10 H - RIGHT - TI |  | B0531.0000 | #N/A | #N/A | N. A. | N. A. | N. A. | QPR/B0531 QPF/B0531 | #N/A | #N/A | #N/A | #N/A | #N/A | PS/B0531 | #N/A | #N/A | #N/A | #N/A | #N/A | B0531 | TMF-01 | IU/7 | Class C | FINISHED GOODS | ADLER™ | LOCKING DISTAL MEDIAL HUMERAL PLATE | 10 H - RIGHT - TI | 16 | No | Yes |  | No | N. A. | No | N. A. | No | Yes | No | Yes | M. L.: MFG/MD/2021/000369 |  | 1 | ADLER PRODUCTS\LOCKED PLATE IMPLANTS\LOCKED HEAD PLATES | 0 | Initial issue | Y | BONE PLATES |  | 1 | No | Yes | Yes | Yes | N. A.
B0531 | B0531.1201 | LOCKING DISTAL MEDIAL HUMERAL PLATE, ADLER, 12 H - LEFT - TI |  | B0531.0000 | #N/A | #N/A | N. A. | N. A. | N. A. | QPR/B0531 QPF/B0531 | #N/A | #N/A | #N/A | #N/A | #N/A | PS/B0531 | #N/A | #N/A | #N/A | #N/A | #N/A | B0531 | TMF-01 | IU/7 | Class C | FINISHED GOODS | ADLER™ | LOCKING DISTAL MEDIAL HUMERAL PLATE | 12 H - LEFT - TI | 16 | No | Yes |  | No | N. A. | No | N. A. | No | Yes | No | Yes | M. L.: MFG/MD/2021/000369 |  | 1 | ADLER PRODUCTS\LOCKED PLATE IMPLANTS\LOCKED HEAD PLATES | 0 | Initial issue | Y | BONE PLATES |  | 1 | No | Yes | Yes | Yes | N. A.
B0531 | B0531.1202 | LOCKING DISTAL MEDIAL HUMERAL PLATE, ADLER, 12 H - RIGHT - TI |  | B0531.0000 | #N/A | #N/A | N. A. | N. A. | N. A. | QPR/B0531 QPF/B0531 | #N/A | #N/A | #N/A | #N/A | #N/A | PS/B0531 | #N/A | #N/A | #N/A | #N/A | #N/A | B0531 | TMF-01 | IU/7 | Class C | FINISHED GOODS | ADLER™ | LOCKING DISTAL MEDIAL HUMERAL PLATE | 12 H - RIGHT - TI | 16 | No | Yes |  | No | N. A. | No | N. A. | No | Yes | No | Yes | M. L.: MFG/MD/2021/000369 |  | 1 | ADLER PRODUCTS\LOCKED PLATE IMPLANTS\LOCKED HEAD PLATES | 0 | Initial issue | Y | BONE PLATES |  | 1 | No | Yes | Yes | Yes | N. A.
B0531 | B0531.1401 | LOCKING DISTAL MEDIAL HUMERAL PLATE, ADLER, 14 H - LEFT - TI |  | B0531.0000 | #N/A | #N/A | N. A. | N. A. | N. A. | QPR/B0531 QPF/B0531 | #N/A | #N/A | #N/A | #N/A | #N/A | PS/B0531 | #N/A | #N/A | #N/A | #N/A | #N/A | B0531 | TMF-01 | IU/7 | Class C | FINISHED GOODS | ADLER™ | LOCKING DISTAL MEDIAL HUMERAL PLATE | 14 H - LEFT - TI | 16 | No | Yes |  | No | N. A. | No | N. A. | No | Yes | No | Yes | M. L.: MFG/MD/2021/000369 |  | 1 | ADLER PRODUCTS\LOCKED PLATE IMPLANTS\LOCKED HEAD PLATES | 0 | Initial issue | Y | BONE PLATES |  | 1 | No | Yes | Yes | Yes | N. A.
B0531 | B0531.1402 | LOCKING DISTAL MEDIAL HUMERAL PLATE, ADLER, 14 H - RIGHT - TI |  | B0531.0000 | #N/A | #N/A | N. A. | N. A. | N. A. | QPR/B0531 QPF/B0531 | #N/A | #N/A | #N/A | #N/A | #N/A | PS/B0531 | #N/A | #N/A | #N/A | #N/A | #N/A | B0531 | TMF-01 | IU/7 | Class C | FINISHED GOODS | ADLER™ | LOCKING DISTAL MEDIAL HUMERAL PLATE | 14 H - RIGHT - TI | 16 | No | Yes |  | No | N. A. | No | N. A. | No | Yes | No | Yes | M. L.: MFG/MD/2021/000369 |  | 1 | ADLER PRODUCTS\LOCKED PLATE IMPLANTS\LOCKED HEAD PLATES | 0 | Initial issue | Y | BONE PLATES |  | 1 | No | Yes | Yes | Yes | N. A.
B0531 | B0531.1601 | LOCKING DISTAL MEDIAL HUMERAL PLATE, ADLER, 16 H - LEFT - TI |  | B0531.0000 | #N/A | #N/A | N. A. | N. A. | N. A. | QPR/B0531 QPF/B0531 | #N/A | #N/A | #N/A | #N/A | #N/A | PS/B0531 | #N/A | #N/A | #N/A | #N/A | #N/A | B0531 | TMF-01 | IU/7 | Class C | FINISHED GOODS | ADLER™ | LOCKING DISTAL MEDIAL HUMERAL PLATE | 16 H - LEFT - TI | 16 | No | Yes |  | No | N. A. | No | N. A. | No | Yes | No | Yes | M. L.: MFG/MD/2021/000369 |  | 1 | ADLER PRODUCTS\LOCKED PLATE IMPLANTS\LOCKED HEAD PLATES | 0 | Initial issue | Y | BONE PLATES |  | 1 | No | Yes | Yes | Yes | N. A.
B0531 | B0531.1602 | LOCKING DISTAL MEDIAL HUMERAL PLATE, ADLER, 16 H - RIGHT - TI |  | B0531.0000 | #N/A | #N/A | N. A. | N. A. | N. A. | QPR/B0531 QPF/B0531 | #N/A | #N/A | #N/A | #N/A | #N/A | PS/B0531 | #N/A | #N/A | #N/A | #N/A | #N/A | B0531 | TMF-01 | IU/7 | Class C | FINISHED GOODS | ADLER™ | LOCKING DISTAL MEDIAL HUMERAL PLATE | 16 H - RIGHT - TI | 16 | No | Yes |  | No | N. A. | No | N. A. | No | Yes | No | Yes | M. L.: MFG/MD/2021/000369 |  | 1 | ADLER PRODUCTS\LOCKED PLATE IMPLANTS\LOCKED HEAD PLATES | 0 | Initial issue | Y | BONE PLATES |  | 1 | No | Yes | Yes | Yes | N. A.
B0532 | B0532.1201 | ADLER LOCKING DISTAL RADIUS VOLAR PLATE, 2.4MM, LEFT, 3 SHAFT HOLES, TI (TOTAL 12HOLES), LENGTH 51MM |  | B0532.0000 | 01 | 2018-10-31 | N. A. | N. A. | N. A. | QPR/B0532 QPF/B0532 | 00 | 2017-03-25 | N. A. | N. A. | N. A. | PS/B0532 | 01 | 2017-09-27 | N. A. | N. A. | N. A. | B0532 | TMF-01 | IU/7 | Class C | FINISHED GOODS | ADLER™ | LOCKING DSTL RAD. VLR PLATE, | 2.4MM LFT, 3 SHAFT HOLE, TI (12HOLE), LENGTH 51MM | 16 | No | Yes |  | No | N. A. | No | N. A. | No | Yes | No | Yes | M. L.: MFG/MD/2021/000369 |  | 1 | ADLER PRODUCTS\LOCKED PLATE IMPLANTS\LOCKED HEAD PLATES | 0 | Initial issue | N | BONE PLATES |  | 1 | No | Yes | Yes | Yes | N. A.
B0532 | B0532.1202 | ADLER LOCKING DISTAL RADIUS VOLAR PLATE, 2.4MM, RIGHT, 3 SHAFT HOLES, TI (TOTAL 12HOLES), LENGTH 51MM |  | B0532.0000 | 01 | 2018-10-31 | N. A. | N. A. | N. A. | QPR/B0532 QPF/B0532 | 00 | 2017-03-25 | N. A. | N. A. | N. A. | PS/B0532 | 01 | 2017-09-27 | N. A. | N. A. | N. A. | B0532 | TMF-01 | IU/7 | Class C | FINISHED GOODS | ADLER™ | LOCKING DSTL RAD. VLR PLATE, | 2.4MM RGT, 3 SHAFT HOLE, TI (12HOLE), LENGTH 51MM | 16 | No | Yes |  | No | N. A. | No | N. A. | No | Yes | No | Yes | M. L.: MFG/MD/2021/000369 |  | 1 | ADLER PRODUCTS\LOCKED PLATE IMPLANTS\LOCKED HEAD PLATES | 0 | Initial issue | N | BONE PLATES |  | 1 | No | Yes | Yes | Yes | N. A.
B0532 | B0532.1301 | ADLER LOCKING DISTAL RADIUS VOLAR PLATE, 2.4MM, LEFT, 4 SHAFT HOLES, TI (TOTAL 13HOLES), LENGTH 58.5MM |  | B0532.0000 | 01 | 2018-10-31 | N. A. | N. A. | N. A. | QPR/B0532 QPF/B0532 | 00 | 2017-03-25 | N. A. | N. A. | N. A. | PS/B0532 | 01 | 2017-09-27 | N. A. | N. A. | N. A. | B0532 | TMF-01 | IU/7 | Class C | FINISHED GOODS | ADLER™ | LOCKING DSTL RAD. VLR PLATE, | 2.4MM LFT, 4 SHAFT HOLE, TI (13HOLE), LEN 58.5MM | 16 | No | Yes |  | No | N. A. | No | N. A. | No | Yes | No | Yes | M. L.: MFG/MD/2021/000369 |  | 1 | ADLER PRODUCTS\LOCKED PLATE IMPLANTS\LOCKED HEAD PLATES | 0 | Initial issue | N | BONE PLATES |  | 1 | No | Yes | Yes | Yes | N. A.
B0532 | B0532.1302 | ADLER LOCKING DISTAL RADIUS VOLAR PLATE, 2.4MM, RIGHT, 4 SHAFT HOLES, TI (TOTAL 13HOLES), LENGTH 58.5MM |  | B0532.0000 | 01 | 2018-10-31 | N. A. | N. A. | N. A. | QPR/B0532 QPF/B0532 | 00 | 2017-03-25 | N. A. | N. A. | N. A. | PS/B0532 | 01 | 2017-09-27 | N. A. | N. A. | N. A. | B0532 | TMF-01 | IU/7 | Class C | FINISHED GOODS | ADLER™ | LOCKING DSTL RAD. VLR PLATE, | 2.4MM RGT, 4 SHAFT HOLE, TI (13HOLE), LEN 58.5MM | 16 | No | Yes |  | No | N. A. | No | N. A. | No | Yes | No | Yes | M. L.: MFG/MD/2021/000369 |  | 1 | ADLER PRODUCTS\LOCKED PLATE IMPLANTS\LOCKED HEAD PLATES | 0 | Initial issue | N | BONE PLATES |  | 1 | No | Yes | Yes | Yes | N. A.
B0532 | B0532.1401 | ADLER LOCKING DISTAL RADIUS VOLAR PLATE, 2.4MM, LEFT, 5 SHAFT HOLES, TI (TOTAL 14HOLES), LENGTH 66.5MM |  | B0532.0000 | 01 | 2018-10-31 | N. A. | N. A. | N. A. | QPR/B0532 QPF/B0532 | 00 | 2017-03-25 | N. A. | N. A. | N. A. | PS/B0532 | 01 | 2017-09-27 | N. A. | N. A. | N. A. | B0532 | TMF-01 | IU/7 | Class C | FINISHED GOODS | ADLER™ | LOCKING DST RADIUS VOLAR,2.4MM | LEFT, 5 SHAFT HOLE, TI (TOTAL 14HOLES), LEN 66.5MM | 16 | No | Yes |  | No | N. A. | No | N. A. | No | Yes | No | Yes | M. L.: MFG/MD/2021/000369 |  | 1 | ADLER PRODUCTS\LOCKED PLATE IMPLANTS\LOCKED HEAD PLATES | 0 | Initial issue | N | BONE PLATES |  | 1 | No | Yes | Yes | Yes | N. A.
B0532 | B0532.1402 | ADLER LOCKING DISTAL RADIUS VOLAR PLATE, 2.4MM, RIGHT, 5 SHAFT HOLES, TI (TOTAL 14HOLES), LENGTH 66.5MM |  | B0532.0000 | 01 | 2018-10-31 | N. A. | N. A. | N. A. | QPR/B0532 QPF/B0532 | 00 | 2017-03-25 | N. A. | N. A. | N. A. | PS/B0532 | 01 | 2017-09-27 | N. A. | N. A. | N. A. | B0532 | TMF-01 | IU/7 | Class C | FINISHED GOODS | ADLER™ | LOCKING DST RADIUS VOLAR,2.4MM | RIGHT, 5 SHAFT HOLE, TI (TOTAL 14HOLE), LEN 66.5MM | 16 | No | Yes |  | No | N. A. | No | N. A. | No | Yes | No | Yes | M. L.: MFG/MD/2021/000369 |  | 1 | ADLER PRODUCTS\LOCKED PLATE IMPLANTS\LOCKED HEAD PLATES | 0 | Initial issue | N | BONE PLATES |  | 1 | No | Yes | Yes | Yes | N. A.
B0532 | B0532.1501 | ADLER LOCKING DISTAL RADIUS VOLAR PLATE, 2.4MM, LEFT, 6 SHAFT HOLES, TI (TOTAL 15HOLES), LENGTH 79MM |  | B0532.0000 | N. A. | N. A. | N. A. | N. A. | N. A. | QPR/B0532 QPF/B0532 | 00 | 2017-03-25 | N. A. | N. A. | N. A. | PS/B0532 | 01 | 2017-09-27 | N. A. | N. A. | N. A. | B0532 | TMF-01 | IU/7 | Class C | FINISHED GOODS | ADLER™ | LOCKING DST RADIUS VLR PLATE | 2.4 MM LEFT,6 SHAFT HOLE,TI(TOTAL 15HOLE),LEN 79MM | 16 | No | Yes |  | No | N. A. | No | N. A. | No | Yes | No | Yes | M. L.: MFG/MD/2021/000369 |  | 1 | ADLER PRODUCTS\LOCKED PLATE IMPLANTS\LOCKED HEAD PLATES | 0 | Replaced new manufacturing license number MFG/MD/2021/000369 | N | BONE PLATES |  | 1 | No | Yes | Yes | Yes | N. A.
B0532 | B0532.1502 | LOCKING DISTAL RADIUS VOLAR PLATE, ADLER, 15 H - RIGHT - TI |  | B0532.0000 | 01 | 2018-10-31 | N. A. | N. A. | N. A. | QPR/B0532 QPF/B0532 | 00 | 2017-03-25 | N. A. | N. A. | N. A. | PS/B0532 | 01 | 2017-09-27 | N. A. | N. A. | N. A. | B0532 | TMF-01 | IU/7 | Class C | FINISHED GOODS | ADLER™ | LOCKING DST RADIUS VOLAR PLATE | 15 H - RIGHT - TI | 16 | No | Yes |  | No | N. A. | No | N. A. | No | Yes | No | Yes | M. L.: MFG/MD/2021/000369 |  | 1 | ADLER PRODUCTS\LOCKED PLATE IMPLANTS\LOCKED HEAD PLATES | 0 | Initial issue | N | BONE PLATES |  | 1 | No | Yes | Yes | Yes | N. A.
B0532 | B0532.1601 | ADLER LOCKING DISTAL RADIUS VOLAR PLATE, 2.4MM, LEFT, 7 SHAFT HOLES, TI (TOTAL 16HOLES), LENGTH 87MM |  | B0532.0000 | N. A. | N. A. | N. A. | N. A. | N. A. | QPR/B0532 QPF/B0532 | 00 | 2017-03-25 | N. A. | N. A. | N. A. | PS/B0532 | 01 | 2017-09-27 | N. A. | N. A. | N. A. | B0532 | TMF-01 | IU/7 | Class C | FINISHED GOODS | ADLER™ | ADLER LOCKING DISTAL RADIUS VOLAR PLATE, 2.4MM | LEFT, 7 SHAFT HOLES, TI (TOTAL 16HOLES), LENGTH 87MM | 16 | No | Yes |  | No | N. A. | No | N. A. | No | Yes | No | Yes | M. L.: MFG/MD/2021/000369 |  | 1 | ADLER PRODUCTS\LOCKED PLATE IMPLANTS\LOCKED HEAD PLATES | 0 | Replaced new manufacturing license number MFG/MD/2021/000369 | N | BONE PLATES |  | 1 | No | Yes | Yes | Yes | N. A.
B0532 | B0532.1602 | LOCKING DISTAL RADIUS VOLAR PLATE, ADLER, 16 H - RIGHT - TI |  | B0532.0000 | 01 | 2018-10-31 | N. A. | N. A. | N. A. | QPR/B0532 QPF/B0532 | 00 | 2017-03-25 | N. A. | N. A. | N. A. | PS/B0532 | 01 | 2017-09-27 | N. A. | N. A. | N. A. | B0532 | TMF-01 | IU/7 | Class C | FINISHED GOODS | ADLER™ | LOCKING DST RADIUS VOLAR PLATE | 16 H - RIGHT - TI | 16 | No | Yes |  | No | N. A. | No | N. A. | No | Yes | No | Yes | M. L.: MFG/MD/2021/000369 |  | 1 | ADLER PRODUCTS\LOCKED PLATE IMPLANTS\LOCKED HEAD PLATES | 0 | Initial issue | N | BONE PLATES |  | 1 | No | Yes | Yes | Yes | N. A.
B0532 | B0532.1701 | ADLER LOCKING DISTAL RADIUS VOLAR PLATE, 2.4MM, LEFT, 8 SHAFT HOLES, TI (TOTAL 17HOLES), LENGTH 95MM |  | B0532.0000 | N. A. | N. A. | N. A. | N. A. | N. A. | QPR/B0532 QPF/B0532 | 00 | 2017-03-25 | N. A. | N. A. | N. A. | PS/B0532 | 01 | 2017-09-27 | N. A. | N. A. | N. A. | B0532 | TMF-01 | IU/7 | Class C | FINISHED GOODS | ADLER™ | ADLER LOCKING DISTAL RADIUS VOLAR PLATE, 2.4MM | LEFT, 8 SHAFT HOLES, TI (TOTAL 17HOLES), LENGTH 95MM | 16 | No | Yes |  | No | N. A. | No | N. A. | No | Yes | No | Yes | M. L.: MFG/MD/2021/000369 |  | 1 | ADLER PRODUCTS\LOCKED PLATE IMPLANTS\LOCKED HEAD PLATES | 0 | Replaced new manufacturing license number MFG/MD/2021/000369 | N | BONE PLATES |  | 1 | No | Yes | Yes | Yes | N. A.
B0532 | B0532.1702 | LOCKING DISTAL RADIUS VOLAR PLATE, ADLER, 17 H - RIGHT - TI |  | B0532.0000 | 01 | 2018-10-31 | N. A. | N. A. | N. A. | QPR/B0532 QPF/B0532 | 00 | 2017-03-25 | N. A. | N. A. | N. A. | PS/B0532 | 01 | 2017-09-27 | N. A. | N. A. | N. A. | B0532 | TMF-01 | IU/7 | Class C | FINISHED GOODS | ADLER™ | LOCKING DISTAL RADIUS VOLAR PLATE | 17 H - RIGHT - TI | 16 | No | Yes |  | No | N. A. | No | N. A. | No | Yes | No | Yes | M. L.: MFG/MD/2021/000369 |  | 1 | ADLER PRODUCTS\LOCKED PLATE IMPLANTS\LOCKED HEAD PLATES | 0 | Initial issue | N | BONE PLATES |  | 1 | No | Yes | Yes | Yes | N. A.
B0714 | B0701.050 | C.H.S. LAG SCREW, S`RUT, 50MM |  | B0714.000 | 01 | 2018-06-06 | N. A. | N. A. | N. A. | QPF/B0714 | 04 | 2015-08-30 | N. A. | N. A. | N. A. | PS/B0714 | 07 | 2020-12-30 | 2023-12-29 | N. A. | N. A. | B0714 | TMF-1 | IU/1 | Class C | FINISHED GOODS | SUSHRUT™ | C.H.S. LAG SCREW | 50MM | 16 | No | Yes |  | No | N. A. | No | N. A. | No | Yes | No | Yes | M. L.: MFG/MD/2021/000369 |  | 1 | SUSHRUT PRODUCTS\INTERNATIONAL IMPLANTS\COMPRESSION HIP SCREW IMPLANTS\CHS LAG SCREWS | 0.01853 | Initial issue | N | BONE SCREWS |  | 1 | No | Yes | Yes | Yes | N. A.
B0701 | B0701.050s | C.H.S. LAG SCREW, S`RUT, 50MM, STERILE |  | B0701.000 | 04 | 2018-06-06 | N. A. | N. A. | N. A. | QPF/B0701 | N. A. | N. A. | N. A. | N. A. | N. A. | PS/B0714 | 07 | 2020-12-30 | 2023-12-29 | N. A. | N. A. | B0701 | TMF-1 | IU/1 | Class C | FINISHED GOODS | SUSHRUT™ | C.H.S. LAG SCREW | 50MM, STERILE | 04 | Yes | No | R | Yes | N. A. | No | N. A. | No | Yes | No | Yes | M. L.: MFG/MD/2021/000369 |  | 1 | SUSHRUT PRODUCTS\INTERNATIONAL IMPLANTS\COMPRESSION HIP SCREW IMPLANTS\CHS LAG SCREWS | 0 | Initial issue | N | BONE SCREWS |  | 1/lot | No | Yes | Yes | No | N. A. | 50MM | LAG SCREW
B0714 | B0701.055 | C.H.S. LAG SCREW, S`RUT, 55MM |  | B0714.000 | 01 | 2018-06-06 | N. A. | N. A. | N. A. | QPF/B0714 | 04 | 2015-08-30 | N. A. | N. A. | N. A. | PS/B0714 | 07 | 2020-12-30 | 2023-12-29 | N. A. | N. A. | B0714 | TMF-1 | IU/1 | Class C | FINISHED GOODS | SUSHRUT™ | C.H.S. LAG SCREW | 55MM | 16 | No | Yes |  | No | N. A. | No | N. A. | No | Yes | No | Yes | M. L.: MFG/MD/2021/000369 |  | 1 | SUSHRUT PRODUCTS\INTERNATIONAL IMPLANTS\COMPRESSION HIP SCREW IMPLANTS\CHS LAG SCREWS | 0.0202 | Initial issue | N | BONE SCREWS |  | 1 | No | Yes | Yes | Yes | N. A.
B0701 | B0701.055s | C.H.S. LAG SCREW, S`RUT, 55MM, STERILE |  | B0701.000 | 04 | 2018-06-06 | N. A. | N. A. | N. A. | QPF/B0701 | N. A. | N. A. | N. A. | N. A. | N. A. | PS/B0714 | 07 | 2020-12-30 | 2023-12-29 | N. A. | N. A. | B0701 | TMF-1 | IU/1 | Class C | FINISHED GOODS | SUSHRUT™ | C.H.S. LAG SCREW | 55MM, STERILE | 04 | Yes | No | R | Yes | N. A. | No | N. A. | No | Yes | No | Yes | M. L.: MFG/MD/2021/000369 |  | 1 | SUSHRUT PRODUCTS\INTERNATIONAL IMPLANTS\COMPRESSION HIP SCREW IMPLANTS\CHS LAG SCREWS | 0 | Initial issue | N | BONE SCREWS |  | 1/lot | No | Yes | Yes | No | N. A. | 55MM | LAG SCREW
B0714 | B0701.060 | C.H.S. LAG SCREW, S`RUT, 60MM |  | B0714.000 | 01 | 2018-06-06 | N. A. | N. A. | N. A. | QPF/B0714 | 04 | 2015-08-30 | N. A. | N. A. | N. A. | PS/B0714 | 07 | 2020-12-30 | 2023-12-29 | N. A. | N. A. | B0714 | TMF-1 | IU/1 | Class C | FINISHED GOODS | SUSHRUT™ | C.H.S. LAG SCREW | 60MM | 16 | No | Yes |  | No | N. A. | No | N. A. | No | Yes | No | Yes | M. L.: MFG/MD/2021/000369 |  | 1 | SUSHRUT PRODUCTS\INTERNATIONAL IMPLANTS\COMPRESSION HIP SCREW IMPLANTS\CHS LAG SCREWS | 0 | Initial issue | N | BONE SCREWS |  | 1 | No | Yes | Yes | Yes | N. A.
B0701 | B0701.060s | C.H.S. LAG SCREW, S`RUT, 60MM, STERILE |  | B0701.000 | 04 | 2018-06-06 | N. A. | N. A. | N. A. | QPF/B0701 | N. A. | N. A. | N. A. | N. A. | N. A. | PS/B0714 | 07 | 2020-12-30 | 2023-12-29 | N. A. | N. A. | B0701 | TMF-1 | IU/1 | Class C | FINISHED GOODS | SUSHRUT™ | C.H.S. LAG SCREW | 60MM, STERILE | 04 | Yes | No | R | Yes | N. A. | No | N. A. | No | Yes | No | Yes | M. L.: MFG/MD/2021/000369 |  | 1 | SUSHRUT PRODUCTS\INTERNATIONAL IMPLANTS\COMPRESSION HIP SCREW IMPLANTS\CHS LAG SCREWS | 0 | Initial issue | N | BONE SCREWS |  | 1/lot | No | Yes | Yes | No | N. A. | 60MM | LAG SCREW
B0714 | B0701.065 | C.H.S. LAG SCREW, S`RUT, 65MM |  | B0714.000 | 01 | 2018-06-06 | N. A. | N. A. | N. A. | QPF/B0714 | 04 | 2015-08-30 | N. A. | N. A. | N. A. | PS/B0714 | 07 | 2020-12-30 | 2023-12-29 | N. A. | N. A. | B0714 | TMF-1 | IU/1 | Class C | FINISHED GOODS | SUSHRUT™ | C.H.S. LAG SCREW | 65MM | 16 | No | Yes |  | No | N. A. | No | N. A. | No | Yes | No | Yes | M. L.: MFG/MD/2021/000369 |  | 1 | SUSHRUT PRODUCTS\INTERNATIONAL IMPLANTS\COMPRESSION HIP SCREW IMPLANTS\CHS LAG SCREWS | 0 | Initial issue | N | BONE SCREWS |  | 1 | No | Yes | Yes | Yes | N. A.
B0701 | B0701.065s | C.H.S. LAG SCREW, S`RUT, 65MM, STERILE |  | B0701.000 | 04 | 2018-06-06 | N. A. | N. A. | N. A. | QPF/B0701 | N. A. | N. A. | N. A. | N. A. | N. A. | PS/B0714 | 07 | 2020-12-30 | 2023-12-29 | N. A. | N. A. | B0701 | TMF-1 | IU/1 | Class C | FINISHED GOODS | SUSHRUT™ | C.H.S. LAG SCREW | 65MM, STERILE | 04 | Yes | No | R | Yes | N. A. | No | N. A. | No | Yes | No | Yes | M. L.: MFG/MD/2021/000369 |  | 1 | SUSHRUT PRODUCTS\INTERNATIONAL IMPLANTS\COMPRESSION HIP SCREW IMPLANTS\CHS LAG SCREWS | 0 | Initial issue | N | BONE SCREWS |  | 1/lot | No | Yes | Yes | No | N. A. | 65MM | LAG SCREW
B0714 | B0701.070 | C.H.S. LAG SCREW, S`RUT, 70MM |  | B0714.000 | 01 | 2018-06-06 | N. A. | N. A. | N. A. | QPF/B0714 | 04 | 2015-08-30 | N. A. | N. A. | N. A. | PS/B0714 | 07 | 2020-12-30 | 2023-12-29 | N. A. | N. A. | B0714 | TMF-1 | IU/1 | Class C | FINISHED GOODS | SUSHRUT™ | C.H.S. LAG SCREW | 70MM | 16 | No | Yes |  | No | N. A. | No | N. A. | No | Yes | No | Yes | M. L.: MFG/MD/2021/000369 |  | 1 | SUSHRUT PRODUCTS\INTERNATIONAL IMPLANTS\COMPRESSION HIP SCREW IMPLANTS\CHS LAG SCREWS | 0.025263 | Initial issue | N | BONE SCREWS |  | 1 | No | Yes | Yes | Yes | N. A.
B0701 | B0701.070s | C.H.S. LAG SCREW, S`RUT, 70MM, STERILE |  | B0701.000 | 04 | 2018-06-06 | N. A. | N. A. | N. A. | QPF/B0701 | N. A. | N. A. | N. A. | N. A. | N. A. | PS/B0714 | 07 | 2020-12-30 | 2023-12-29 | N. A. | N. A. | B0701 | TMF-1 | IU/1 | Class C | FINISHED GOODS | SUSHRUT™ | C.H.S. LAG SCREW | 70MM, STERILE | 04 | Yes | No | R | Yes | N. A. | No | N. A. | No | Yes | No | Yes | M. L.: MFG/MD/2021/000369 |  | 1 | SUSHRUT PRODUCTS\INTERNATIONAL IMPLANTS\COMPRESSION HIP SCREW IMPLANTS\CHS LAG SCREWS | 0 | Initial issue | N | BONE SCREWS |  | 1/lot | No | Yes | Yes | No | N. A. | 70MM | LAG SCREW
B0714 | B0701.075 | C.H.S. LAG SCREW, S`RUT, 75MM |  | B0714.000 | 01 | 2018-06-06 | N. A. | N. A. | N. A. | QPF/B0714 | 04 | 2015-08-30 | N. A. | N. A. | N. A. | PS/B0714 | 07 | 2020-12-30 | 2023-12-29 | N. A. | N. A. | B0714 | TMF-1 | IU/1 | Class C | FINISHED GOODS | SUSHRUT™ | C.H.S. LAG SCREW | 75MM | 16 | No | Yes |  | No | N. A. | No | N. A. | No | Yes | No | Yes | M. L.: MFG/MD/2021/000369 |  | 1 | SUSHRUT PRODUCTS\INTERNATIONAL IMPLANTS\COMPRESSION HIP SCREW IMPLANTS\CHS LAG SCREWS | 0.02668 | Initial issue | N | BONE SCREWS |  | 1 | No | Yes | Yes | Yes | N. A.
B0701 | B0701.075s | C.H.S. LAG SCREW, S`RUT, 75MM, STERILE |  | B0701.000 | 04 | 2018-06-06 | N. A. | N. A. | N. A. | QPF/B0701 | N. A. | N. A. | N. A. | N. A. | N. A. | PS/B0714 | 07 | 2020-12-30 | 2023-12-29 | N. A. | N. A. | B0701 | TMF-1 | IU/1 | Class C | FINISHED GOODS | SUSHRUT™ | C.H.S. LAG SCREW | 75MM, STERILE | 04 | Yes | No | R | Yes | N. A. | No | N. A. | No | Yes | No | Yes | M. L.: MFG/MD/2021/000369 |  | 1 | SUSHRUT PRODUCTS\INTERNATIONAL IMPLANTS\COMPRESSION HIP SCREW IMPLANTS\CHS LAG SCREWS | 0 | Initial issue | N | BONE SCREWS |  | 1/lot | No | Yes | Yes | No | N. A. | 75MM | LAG SCREW
B0714 | B0701.080 | C.H.S. LAG SCREW, S`RUT, 80MM |  | B0714.000 | 01 | 2018-06-06 | N. A. | N. A. | N. A. | QPF/B0714 | 04 | 2015-08-30 | N. A. | N. A. | N. A. | PS/B0714 | 07 | 2020-12-30 | 2023-12-29 | N. A. | N. A. | B0714 | TMF-1 | IU/1 | Class C | FINISHED GOODS | SUSHRUT™ | C.H.S. LAG SCREW | 80MM | 16 | No | Yes |  | No | N. A. | No | N. A. | No | Yes | No | Yes | M. L.: MFG/MD/2021/000369 |  | 1 | SUSHRUT PRODUCTS\INTERNATIONAL IMPLANTS\COMPRESSION HIP SCREW IMPLANTS\CHS LAG SCREWS | 0.028544 | Initial issue | N | BONE SCREWS |  | 1 | No | Yes | Yes | Yes | N. A.
B0701 | B0701.080s | C.H.S. LAG SCREW, S`RUT, 80MM, STERILE |  | B0701.000 | 04 | 2018-06-06 | N. A. | N. A. | N. A. | QPF/B0701 | N. A. | N. A. | N. A. | N. A. | N. A. | PS/B0714 | 07 | 2020-12-30 | 2023-12-29 | N. A. | N. A. | B0701 | TMF-1 | IU/1 | Class C | FINISHED GOODS | SUSHRUT™ | C.H.S. LAG SCREW | 80MM, STERILE | 04 | Yes | No | R | Yes | N. A. | No | N. A. | No | Yes | No | Yes | M. L.: MFG/MD/2021/000369 |  | 1 | SUSHRUT PRODUCTS\INTERNATIONAL IMPLANTS\COMPRESSION HIP SCREW IMPLANTS\CHS LAG SCREWS | 0 | Initial issue | N | BONE SCREWS |  | 1/lot | No | Yes | Yes | No | N. A. | 80MM | LAG SCREW
B0714 | B0701.085 | C.H.S. LAG SCREW, S`RUT, 85MM |  | B0714.000 | 01 | 2018-06-06 | N. A. | N. A. | N. A. | QPF/B0714 | 04 | 2015-08-30 | N. A. | N. A. | N. A. | PS/B0714 | 07 | 2020-12-30 | 2023-12-29 | N. A. | N. A. | B0714 | TMF-1 | IU/1 | Class C | FINISHED GOODS | SUSHRUT™ | C.H.S. LAG SCREW | 85MM | 16 | No | Yes |  | No | N. A. | No | N. A. | No | Yes | No | Yes | M. L.: MFG/MD/2021/000369 |  | 1 | SUSHRUT PRODUCTS\INTERNATIONAL IMPLANTS\COMPRESSION HIP SCREW IMPLANTS\CHS LAG SCREWS | 0 | Initial issue | N | BONE SCREWS |  | 1 | No | Yes | Yes | Yes | N. A.
B0701 | B0701.085s | C.H.S. LAG SCREW, S`RUT, 85MM, STERILE |  | B0701.000 | 04 | 2018-06-06 | N. A. | N. A. | N. A. | QPF/B0701 | N. A. | N. A. | N. A. | N. A. | N. A. | PS/B0714 | 07 | 2020-12-30 | 2023-12-29 | N. A. | N. A. | B0701 | TMF-1 | IU/1 | Class C | FINISHED GOODS | SUSHRUT™ | C.H.S. LAG SCREW | 85MM, STERILE | 04 | Yes | No | R | Yes | N. A. | No | N. A. | No | Yes | No | Yes | M. L.: MFG/MD/2021/000369 |  | 1 | SUSHRUT PRODUCTS\INTERNATIONAL IMPLANTS\COMPRESSION HIP SCREW IMPLANTS\CHS LAG SCREWS | 0 | Initial issue | N | BONE SCREWS |  | 1/lot | No | Yes | Yes | No | N. A. | 85MM | LAG SCREW
B0714 | B0701.090 | C.H.S. LAG SCREW, S`RUT, 90MM |  | B0714.000 | 01 | 2018-06-06 | N. A. | N. A. | N. A. | QPF/B0714 | 04 | 2015-08-30 | N. A. | N. A. | N. A. | PS/B0714 | 07 | 2020-12-30 | 2023-12-29 | N. A. | N. A. | B0714 | TMF-1 | IU/1 | Class C | FINISHED GOODS | SUSHRUT™ | C.H.S. LAG SCREW | 90MM | 16 | No | Yes |  | No | N. A. | No | N. A. | No | Yes | No | Yes | M. L.: MFG/MD/2021/000369 |  | 1 | SUSHRUT PRODUCTS\INTERNATIONAL IMPLANTS\COMPRESSION HIP SCREW IMPLANTS\CHS LAG SCREWS | 0.031526 | Initial issue | N | BONE SCREWS |  | 1 | No | Yes | Yes | Yes | N. A.
B0701 | B0701.090s | C.H.S. LAG SCREW, S`RUT, 90MM, STERILE |  | B0701.000 | 04 | 2018-06-06 | N. A. | N. A. | N. A. | QPF/B0701 | N. A. | N. A. | N. A. | N. A. | N. A. | PS/B0714 | 07 | 2020-12-30 | 2023-12-29 | N. A. | N. A. | B0701 | TMF-1 | IU/1 | Class C | FINISHED GOODS | SUSHRUT™ | C.H.S. LAG SCREW | 90MM, STERILE | 04 | Yes | No | R | Yes | N. A. | No | N. A. | No | Yes | No | Yes | M. L.: MFG/MD/2021/000369 |  | 1 | SUSHRUT PRODUCTS\INTERNATIONAL IMPLANTS\COMPRESSION HIP SCREW IMPLANTS\CHS LAG SCREWS | 0 | Initial issue | N | BONE SCREWS |  | 1/lot | No | Yes | Yes | No | N. A. | 90MM | LAG SCREW
B0714 | B0701.095 | C.H.S. LAG SCREW, S`RUT, 95MM |  | B0714.000 | 01 | 2018-06-06 | N. A. | N. A. | N. A. | QPF/B0714 | 04 | 2015-08-30 | N. A. | N. A. | N. A. | PS/B0714 | 07 | 2020-12-30 | 2023-12-29 | N. A. | N. A. | B0714 | TMF-1 | IU/1 | Class C | FINISHED GOODS | SUSHRUT™ | C.H.S. LAG SCREW | 95MM | 16 | No | Yes |  | No | N. A. | No | N. A. | No | Yes | No | Yes | M. L.: MFG/MD/2021/000369 |  | 1 | SUSHRUT PRODUCTS\INTERNATIONAL IMPLANTS\COMPRESSION HIP SCREW IMPLANTS\CHS LAG SCREWS | 0.0331 | Initial issue | N | BONE SCREWS |  | 1 | No | Yes | Yes | Yes | N. A.
B0701 | B0701.095s | C.H.S. LAG SCREW, S`RUT, 95MM, STERILE |  | B0701.000 | 04 | 2018-06-06 | N. A. | N. A. | N. A. | QPF/B0701 | N. A. | N. A. | N. A. | N. A. | N. A. | PS/B0714 | 07 | 2020-12-30 | 2023-12-29 | N. A. | N. A. | B0701 | TMF-1 | IU/1 | Class C | FINISHED GOODS | SUSHRUT™ | C.H.S. LAG SCREW | 95MM, STERILE | 04 | Yes | No | R | Yes | N. A. | No | N. A. | No | Yes | No | Yes | M. L.: MFG/MD/2021/000369 |  | 1 | SUSHRUT PRODUCTS\INTERNATIONAL IMPLANTS\COMPRESSION HIP SCREW IMPLANTS\CHS LAG SCREWS | 0 | Initial issue | N | BONE SCREWS |  | 1/lot | No | Yes | Yes | No | N. A. | 95MM | LAG SCREW
B0714 | B0701.100 | C.H.S. LAG SCREW, S`RUT, 100MM |  | B0714.000 | 01 | 2018-06-06 | N. A. | N. A. | N. A. | QPF/B0714 | 04 | 2015-08-30 | N. A. | N. A. | N. A. | PS/B0714 | 07 | 2020-12-30 | 2023-12-29 | N. A. | N. A. | B0714 | TMF-1 | IU/1 | Class C | FINISHED GOODS | SUSHRUT™ | C.H.S. LAG SCREW | 100MM | 16 | No | Yes |  | No | N. A. | No | N. A. | No | Yes | No | Yes | M. L.: MFG/MD/2021/000369 |  | 1 | SUSHRUT PRODUCTS\INTERNATIONAL IMPLANTS\COMPRESSION HIP SCREW IMPLANTS\CHS LAG SCREWS | 0.0348 | Initial issue | N | BONE SCREWS |  | 1 | No | Yes | Yes | Yes | N. A.
B0701 | B0701.100s | C.H.S. LAG SCREW, S`RUT, 100MM, STERILE |  | B0701.000 | 04 | 2018-06-06 | N. A. | N. A. | N. A. | QPF/B0701 | N. A. | N. A. | N. A. | N. A. | N. A. | PS/B0714 | 07 | 2020-12-30 | 2023-12-29 | N. A. | N. A. | B0701 | TMF-1 | IU/1 | Class C | FINISHED GOODS | SUSHRUT™ | C.H.S. LAG SCREW | 100MM, STERILE | 04 | Yes | No | R | Yes | N. A. | No | N. A. | No | Yes | No | Yes | M. L.: MFG/MD/2021/000369 |  | 1 | SUSHRUT PRODUCTS\INTERNATIONAL IMPLANTS\COMPRESSION HIP SCREW IMPLANTS\CHS LAG SCREWS | 0 | Initial issue | N | BONE SCREWS |  | 1/lot | No | Yes | Yes | No | N. A. | 100MM | LAG SCREW
B0714 | B0701.105 | C.H.S. LAG SCREW, S`RUT, 105MM |  | B0714.000 | 01 | 2018-06-06 | N. A. | N. A. | N. A. | QPF/B0714 | 04 | 2015-08-30 | N. A. | N. A. | N. A. | PS/B0714 | 07 | 2020-12-30 | 2023-12-29 | N. A. | N. A. | B0714 | TMF-1 | IU/1 | Class C | FINISHED GOODS | SUSHRUT™ | C.H.S. LAG SCREW | 105MM | 16 | No | Yes |  | No | N. A. | No | N. A. | No | Yes | No | Yes | M. L.: MFG/MD/2021/000369 |  | 1 | SUSHRUT PRODUCTS\INTERNATIONAL IMPLANTS\COMPRESSION HIP SCREW IMPLANTS\CHS LAG SCREWS | 0.0371 | Initial issue | N | BONE SCREWS |  | 1 | No | Yes | Yes | Yes | N. A.
B0701 | B0701.105s | C.H.S. LAG SCREW, S`RUT, 105MM, STERILE |  | B0701.000 | 04 | 2018-06-06 | N. A. | N. A. | N. A. | QPF/B0701 | N. A. | N. A. | N. A. | N. A. | N. A. | PS/B0714 | 07 | 2020-12-30 | 2023-12-29 | N. A. | N. A. | B0701 | TMF-1 | IU/1 | Class C | FINISHED GOODS | SUSHRUT™ | C.H.S. LAG SCREW | 105MM, STERILE | 04 | Yes | No | R | Yes | N. A. | No | N. A. | No | Yes | No | Yes | M. L.: MFG/MD/2021/000369 |  | 1 | SUSHRUT PRODUCTS\INTERNATIONAL IMPLANTS\COMPRESSION HIP SCREW IMPLANTS\CHS LAG SCREWS | 0 | Initial issue | N | BONE SCREWS |  | 1/lot | No | Yes | Yes | No | N. A. | 105MM | LAG SCREW
B0714 | B0701.110 | C.H.S. LAG SCREW, S`RUT, 110MM |  | B0714.000 | 01 | 2018-06-06 | N. A. | N. A. | N. A. | QPF/B0714 | 04 | 2015-08-30 | N. A. | N. A. | N. A. | PS/B0714 | 07 | 2020-12-30 | 2023-12-29 | N. A. | N. A. | B0714 | TMF-1 | IU/1 | Class C | FINISHED GOODS | SUSHRUT™ | C.H.S. LAG SCREW | 110MM | 16 | No | Yes |  | No | N. A. | No | N. A. | No | Yes | No | Yes | M. L.: MFG/MD/2021/000369 |  | 1 | SUSHRUT PRODUCTS\INTERNATIONAL IMPLANTS\COMPRESSION HIP SCREW IMPLANTS\CHS LAG SCREWS | 0.04 | Initial issue | N | BONE SCREWS |  | 1 | No | Yes | Yes | Yes | N. A.
B0701 | B0701.110s | C.H.S. LAG SCREW, S`RUT, 110MM, STERILE |  | B0701.000 | 04 | 2018-06-06 | N. A. | N. A. | N. A. | QPF/B0701 | N. A. | N. A. | N. A. | N. A. | N. A. | PS/B0714 | 07 | 2020-12-30 | 2023-12-29 | N. A. | N. A. | B0701 | TMF-1 | IU/1 | Class C | FINISHED GOODS | SUSHRUT™ | C.H.S. LAG SCREW | 110MM, STERILE | 04 | Yes | No | R | Yes | N. A. | No | N. A. | No | Yes | No | Yes | M. L.: MFG/MD/2021/000369 |  | 1 | SUSHRUT PRODUCTS\INTERNATIONAL IMPLANTS\COMPRESSION HIP SCREW IMPLANTS\CHS LAG SCREWS | 0 | Initial issue | N | BONE SCREWS |  | 1/lot | No | Yes | Yes | No | N. A. | 110MM | LAG SCREW
B0714 | B0701.115 | C.H.S. LAG SCREW, S`RUT, 115MM |  | B0714.000 | 01 | 2018-06-06 | N. A. | N. A. | N. A. | QPF/B0714 | 04 | 2015-08-30 | N. A. | N. A. | N. A. | PS/B0714 | 07 | 2020-12-30 | 2023-12-29 | N. A. | N. A. | B0714 | TMF-1 | IU/1 | Class C | FINISHED GOODS | SUSHRUT™ | C.H.S. LAG SCREW | 115MM | 16 | No | Yes |  | No | N. A. | No | N. A. | No | Yes | No | Yes | M. L.: MFG/MD/2021/000369 |  | 1 | SUSHRUT PRODUCTS\INTERNATIONAL IMPLANTS\COMPRESSION HIP SCREW IMPLANTS\CHS LAG SCREWS | 0.04035 | Initial issue | N | BONE SCREWS |  | 1 | No | Yes | Yes | Yes | N. A.
B0701 | B0701.115s | C.H.S. LAG SCREW, S`RUT, 115MM, STERILE |  | B0701.000 | 04 | 2018-06-06 | N. A. | N. A. | N. A. | QPF/B0701 | N. A. | N. A. | N. A. | N. A. | N. A. | PS/B0714 | 07 | 2020-12-30 | 2023-12-29 | N. A. | N. A. | B0701 | TMF-1 | IU/1 | Class C | FINISHED GOODS | SUSHRUT™ | C.H.S. LAG SCREW | 115MM, STERILE | 04 | Yes | No | R | Yes | N. A. | No | N. A. | No | Yes | No | Yes | M. L.: MFG/MD/2021/000369 |  | 1 | SUSHRUT PRODUCTS\INTERNATIONAL IMPLANTS\COMPRESSION HIP SCREW IMPLANTS\CHS LAG SCREWS | 0 | Initial issue | N | BONE SCREWS |  | 1/lot | No | Yes | Yes | No | N. A. | 115MM | LAG SCREW
B0715 | B0702.00 | C.H.S. COMPRESSION SCREW, S`RUT, HEX. SLOT, LENGTH 27MM |  | B0715.00 | 05 | 2018-10-25 | N. A. | N. A. | N. A. | QPF/B0715 | 06 | 2021-02-21 | N. A. | N. A. | N. A. | PS/B0715 | 04 | 2019-08-09 | 2022-12-01 | 2019-12-01 | N. A. | B0715 | TMF-1 | IU/1 | Class C | FINISHED GOODS | SUSHRUT™ | COMPRESSION HIP SCREW SYSTEM | COMPRESSION SCREW, LENGTH 27MM | 16 | No | Yes |  | No | N. A. | No | N. A. | No | Yes | No | Yes | M. L.: MFG/MD/2021/000369 |  | 1 | SUSHRUT PRODUCTS\INTERNATIONAL IMPLANTS\COMPRESSION HIP SCREW IMPLANTS\CHS COMPRESSION SCREWS | 0 | Initial issue | N | BONE SCREWS |  | 1 | No | Yes | Yes | Yes | N. A.
B0715 | B0702.01 | C.H.S. COMPRESSION SCREW, S`RUT, HEX. SLOT, LENGTH 36MM |  | B0715.00 | 05 | 2018-10-25 | N. A. | N. A. | N. A. | QPF/B0715 | 06 | 2021-02-21 | N. A. | N. A. | N. A. | PS/B0715 | 04 | 2019-08-09 | 2022-12-01 | 2019-12-01 | N. A. | B0715 | TMF-1 | IU/1 | Class C | FINISHED GOODS | SUSHRUT™ | COMPRESSION HIP SCREW SYSTEM | COMPRESSION SCREW, LENGTH 36MM | 16 | No | Yes |  | No | N. A. | No | N. A. | No | Yes | No | Yes | M. L.: MFG/MD/2021/000369 |  | 1 | SUSHRUT PRODUCTS\INTERNATIONAL IMPLANTS\COMPRESSION HIP SCREW IMPLANTS\CHS COMPRESSION SCREWS | 0.0057311 | Initial issue | N | BONE SCREWS |  | 1 | No | Yes | Yes | Yes | N. A.
B0702 | B0702.01s | C.H.S. COMPRESSION SCREW, S`RUT, HEX. SLOT, LENGTH 36MM, STERILE |  | B0702.00 | N. A. | N. A. | N. A. | N. A. | N. A. | QPF/B0702 | N. A. | N. A. | N. A. | N. A. | N. A. | PS/B0702 | N. A. | N. A. | N. A. | N. A. | N. A. | B0702 | TMF-1 | IU/1 | Class C | FINISHED GOODS | SUSHRUT™ | COMPRESSION HIP SCREW SYSTEM | COMPRESSION SCREW, LENGTH 36MM, STERILE | 04 | Yes | No | R | Yes | B0702.01s | No | N. A. | No | Yes | No | Yes | M. L.: MFG/MD/2021/000369 |  | 1 | SUSHRUT PRODUCTS\INTERNATIONAL IMPLANTS\COMPRESSION HIP SCREW IMPLANTS\CHS COMPRESSION SCREWS | 0 | Initial issue | Y | BONE SCREWS |  | 1/lot | No | Yes | Yes | No | N. A. | 36MM | COMP. SCR.
B0703.0000F | B0703.0000F | CHS BARREL PLATE FORGING 16MM WIDTH, AISI 316L (DOUBLE ENDED) |  | B0703.0000F | 00 | 2021-07-07 | N. A. | N. A. | N. A. | QPI/B0703.0000F | 00 | 2021-07-07 | N. A. | N. A. | N. A. | PS/B0703.0000F | 00 | 2021-07-07 | 2024-07-06 | N. A. | N. A. | B0703.0000F | N. A. | N. A. | Class C | SEMIFINISHED GOODS | N. A. | N. A. | N. A. | N. A. | N. A. | N. A. |  | N. A. | N. A. | N. A. | N. A. | N. A. | N. A. | N. A. | N. A. | N. A. | N. A. | 1 | SUB COMPONENTS | 0 | ADDED NEW CODE NO AS PER ECR E010621 ON 22JUN2021 | N | BONE PLATES |  | No | No | N. A. | N. A. | N. A. | N. A.
B0703 | B0703.1203 | CHS BARREL PLATE (ASIAN), S`RUT, ROUND HOLES, 38MM BARREL 120DEG., 3 HOLES |  | B0703.1200 | 07 | 2018-06-07 | N. A. | N. A. | N. A. | QPF/B0703 | 03 | 2017-01-04 | N. A. | N. A. | N. A. | PS/B0703 | 04 | 2018-03-03 | 2022-12-01 | 2019-12-01 | N. A. | B0703 | TMF-1 | IU/1 | Class C | FINISHED GOODS | SUSHRUT™ | CHS BARREL PLATE (ASIAN), ROUND HOLES | 38MM BARREL 120DEG., 3 HOLES | 16 | No | Yes |  | No | N. A. | No | N. A. | No | Yes | No | Yes | M. L.: MFG/MD/2021/000369 |  | 1 | SUSHRUT PRODUCTS\INTERNATIONAL IMPLANTS\COMPRESSION HIP SCREW IMPLANTS\CHS BARREL PLATES, 38MM ROUND HOLES | 0 | Initial issue | Y | BONE PLATES |  | 1 | No | Yes | Yes | Yes | N. A.
B0703 | B0703.1204 | CHS BARREL PLATE (ASIAN), S`RUT, ROUND HOLES, 38MM BARREL 120DEG., 4 HOLES |  | B0703.1200 | 07 | 2018-06-07 | N. A. | N. A. | N. A. | QPF/B0703 | 03 | 2017-01-04 | N. A. | N. A. | N. A. | PS/B0703 | 04 | 2018-03-03 | 2022-12-01 | 2019-12-01 | N. A. | B0703 | TMF-1 | IU/1 | Class C | FINISHED GOODS | SUSHRUT™ | CHS BARREL PLATE (ASIAN), ROUND HOLES | 38MM BARREL 120DEG., 4 HOLES | 16 | No | Yes |  | No | N. A. | No | N. A. | No | Yes | No | Yes | M. L.: MFG/MD/2021/000369 |  | 1 | SUSHRUT PRODUCTS\INTERNATIONAL IMPLANTS\COMPRESSION HIP SCREW IMPLANTS\CHS BARREL PLATES, 38MM ROUND HOLES | 0 | Initial issue | Y | BONE PLATES |  | 1 | No | Yes | Yes | Yes | N. A.
B0703 | B0703.1205 | CHS BARREL PLATE (ASIAN), S`RUT, ROUND HOLES, 38MM BARREL 120DEG., 5 HOLES |  | B0703.1200 | 07 | 2018-06-07 | N. A. | N. A. | N. A. | QPF/B0703 | 03 | 2017-01-04 | N. A. | N. A. | N. A. | PS/B0703 | 04 | 2018-03-03 | 2022-12-01 | 2019-12-01 | N. A. | B0703 | TMF-1 | IU/1 | Class C | FINISHED GOODS | SUSHRUT™ | CHS BARREL PLATE (ASIAN), ROUND HOLES | 38MM BARREL 120DEG., 5 HOLES | 16 | No | Yes |  | No | N. A. | No | N. A. | No | Yes | No | Yes | M. L.: MFG/MD/2021/000369 |  | 1 | SUSHRUT PRODUCTS\INTERNATIONAL IMPLANTS\COMPRESSION HIP SCREW IMPLANTS\CHS BARREL PLATES, 38MM ROUND HOLES | 0 | Initial issue | Y | BONE PLATES |  | 1 | No | Yes | Yes | Yes | N. A.
B0703 | B0703.1206 | CHS BARREL PLATE (ASIAN), S`RUT, ROUND HOLES, 38MM BARREL 120DEG., 6 HOLES |  | B0703.1200 | 07 | 2018-06-07 | N. A. | N. A. | N. A. | QPF/B0703 | 03 | 2017-01-04 | N. A. | N. A. | N. A. | PS/B0703 | 04 | 2018-03-03 | 2022-12-01 | 2019-12-01 | N. A. | B0703 | TMF-1 | IU/1 | Class C | FINISHED GOODS | SUSHRUT™ | CHS BARREL PLATE (ASIAN), ROUND HOLES | 38MM BARREL 120DEG., 6 HOLES | 16 | No | Yes |  | No | N. A. | No | N. A. | No | Yes | No | Yes | M. L.: MFG/MD/2021/000369 |  | 1 | SUSHRUT PRODUCTS\INTERNATIONAL IMPLANTS\COMPRESSION HIP SCREW IMPLANTS\CHS BARREL PLATES, 38MM ROUND HOLES | 0 | Initial issue | N | BONE PLATES |  | 1 | No | Yes | Yes | Yes | N. A.
B0703 | B0703.1207 | CHS BARREL PLATE (ASIAN), S`RUT, ROUND HOLES, 38MM BARREL 120DEG., 7 HOLES |  | B0703.1200 | 07 | 2018-06-07 | N. A. | N. A. | N. A. | QPF/B0703 | 03 | 2017-01-04 | N. A. | N. A. | N. A. | PS/B0703 | 04 | 2018-03-03 | 2022-12-01 | 2019-12-01 | N. A. | B0703 | TMF-1 | IU/1 | Class C | FINISHED GOODS | SUSHRUT™ | CHS BARREL PLATE (ASIAN), ROUND HOLES | 38MM BARREL 120DEG., 7 HOLES | 16 | No | Yes |  | No | N. A. | No | N. A. | No | Yes | No | Yes | M. L.: MFG/MD/2021/000369 |  | 1 | SUSHRUT PRODUCTS\INTERNATIONAL IMPLANTS\COMPRESSION HIP SCREW IMPLANTS\CHS BARREL PLATES, 38MM ROUND HOLES | 0 | Initial issue | Y | BONE PLATES |  | 1 | No | Yes | Yes | Yes | N. A.
B0703 | B0703.1208 | CHS BARREL PLATE (ASIAN), S`RUT, ROUND HOLES, 38MM BARREL 120DEG., 8 HOLES |  | B0703.1200 | 07 | 2018-06-07 | N. A. | N. A. | N. A. | QPF/B0703 | 03 | 2017-01-04 | N. A. | N. A. | N. A. | PS/B0703 | 04 | 2018-03-03 | 2022-12-01 | 2019-12-01 | N. A. | B0703 | TMF-1 | IU/1 | Class C | FINISHED GOODS | SUSHRUT™ | CHS BARREL PLATE (ASIAN), ROUND HOLES | 38MM BARREL 120DEG., 8 HOLES | 16 | No | Yes |  | No | N. A. | No | N. A. | No | Yes | No | Yes | M. L.: MFG/MD/2021/000369 |  | 1 | SUSHRUT PRODUCTS\INTERNATIONAL IMPLANTS\COMPRESSION HIP SCREW IMPLANTS\CHS BARREL PLATES, 38MM ROUND HOLES | 0 | Initial issue | N | BONE PLATES |  | 1 | No | Yes | Yes | Yes | N. A.
B0703 | B0703.1209 | CHS BARREL PLATE (ASIAN), S`RUT, ROUND HOLES, 38MM BARREL 120DEG., 9 HOLES |  | B0703.1200 | 07 | 2018-06-07 | N. A. | N. A. | N. A. | QPF/B0703 | 03 | 2017-01-04 | N. A. | N. A. | N. A. | PS/B0703 | 04 | 2018-03-03 | 2022-12-01 | 2019-12-01 | N. A. | B0703 | TMF-1 | IU/1 | Class C | FINISHED GOODS | SUSHRUT™ | CHS BARREL PLATE (ASIAN), ROUND HOLES | 38MM BARREL 120DEG., 9 HOLES | 16 | No | Yes |  | No | N. A. | No | N. A. | No | Yes | No | Yes | M. L.: MFG/MD/2021/000369 |  | 1 | SUSHRUT PRODUCTS\INTERNATIONAL IMPLANTS\COMPRESSION HIP SCREW IMPLANTS\CHS BARREL PLATES, 38MM ROUND HOLES | 0 | Initial issue | Y | BONE PLATES |  | 1 | No | Yes | Yes | Yes | N. A.
B0703 | B0703.1210 | CHS BARREL PLATE (ASIAN), S`RUT, ROUND HOLES, 38MM BARREL 120DEG., 10 HOLES |  | B0703.1200 | 07 | 2018-06-07 | N. A. | N. A. | N. A. | QPF/B0703 | 03 | 2017-01-04 | N. A. | N. A. | N. A. | PS/B0703 | 04 | 2018-03-03 | 2022-12-01 | 2019-12-01 | N. A. | B0703 | TMF-1 | IU/1 | Class C | FINISHED GOODS | SUSHRUT™ | CHS BARREL PLATE (ASIAN), ROUND HOLES | 38MM BARREL 120DEG., 10 HOLES | 16 | No | Yes |  | No | N. A. | No | N. A. | No | Yes | No | Yes | M. L.: MFG/MD/2021/000369 |  | 1 | SUSHRUT PRODUCTS\INTERNATIONAL IMPLANTS\COMPRESSION HIP SCREW IMPLANTS\CHS BARREL PLATES, 38MM ROUND HOLES | 0 | Initial issue | Y | BONE PLATES |  | 1 | No | Yes | Yes | Yes | N. A.
B0703 | B0703.1211 | CHS BARREL PLATE (ASIAN), S`RUT, ROUND HOLES, 38MM BARREL 120DEG., 11 HOLES |  | B0703.1200 | 07 | 2018-06-07 | N. A. | N. A. | N. A. | QPF/B0703 | 03 | 2017-01-04 | N. A. | N. A. | N. A. | PS/B0703 | 04 | 2018-03-03 | 2022-12-01 | 2019-12-01 | N. A. | B0703 | TMF-1 | IU/1 | Class C | FINISHED GOODS | SUSHRUT™ | CHS BARREL PLATE (ASIAN), ROUND HOLES | 38MM BARREL 120DEG., 11 HOLES | 16 | No | Yes |  | No | N. A. | No | N. A. | No | Yes | No | Yes | M. L.: MFG/MD/2021/000369 |  | 1 | SUSHRUT PRODUCTS\INTERNATIONAL IMPLANTS\COMPRESSION HIP SCREW IMPLANTS\CHS BARREL PLATES, 38MM ROUND HOLES | 0 | Initial issue | Y | BONE PLATES |  | 1 | No | Yes | Yes | Yes | N. A.
B0703 | B0703.1212 | CHS BARREL PLATE (ASIAN), S`RUT, ROUND HOLES, 38MM BARREL 120DEG., 12 HOLES |  | B0703.1200 | 07 | 2018-06-07 | N. A. | N. A. | N. A. | QPF/B0703 | 03 | 2017-01-04 | N. A. | N. A. | N. A. | PS/B0703 | 04 | 2018-03-03 | 2022-12-01 | 2019-12-01 | N. A. | B0703 | TMF-1 | IU/1 | Class C | FINISHED GOODS | SUSHRUT™ | CHS BARREL PLATE (ASIAN), ROUND HOLES | 38MM BARREL 120DEG., 12 HOLES | 16 | No | Yes |  | No | N. A. | No | N. A. | No | Yes | No | Yes | M. L.: MFG/MD/2021/000369 |  | 1 | SUSHRUT PRODUCTS\INTERNATIONAL IMPLANTS\COMPRESSION HIP SCREW IMPLANTS\CHS BARREL PLATES, 38MM ROUND HOLES | 0 | Initial issue | Y | BONE PLATES |  | 1 | No | Yes | Yes | Yes | N. A.
B0703 | B0703.1213 | CHS BARREL PLATE (ASIAN), S`RUT, ROUND HOLES, 38MM BARREL 120DEG., 13 HOLES |  | B0703.1200 | 07 | 2018-06-07 | N. A. | N. A. | N. A. | QPF/B0703 | 03 | 2017-01-04 | N. A. | N. A. | N. A. | PS/B0703 | 04 | 2018-03-03 | 2022-12-01 | 2019-12-01 | N. A. | B0703 | TMF-1 | IU/1 | Class C | FINISHED GOODS | SUSHRUT™ | CHS BARREL PLATE (ASIAN), ROUND HOLES | 38MM BARREL 120DEG., 13 HOLES | 16 | No | Yes |  | No | N. A. | No | N. A. | No | Yes | No | Yes | M. L.: MFG/MD/2021/000369 |  | 1 | SUSHRUT PRODUCTS\INTERNATIONAL IMPLANTS\COMPRESSION HIP SCREW IMPLANTS\CHS BARREL PLATES, 38MM ROUND HOLES | 0 | Initial issue | Y | BONE PLATES |  | 1 | No | Yes | Yes | Yes | N. A.
B0703 | B0703.1214 | CHS BARREL PLATE (ASIAN), S`RUT, ROUND HOLES, 38MM BARREL 120DEG., 14 HOLES |  | B0703.1200 | 07 | 2018-06-07 | N. A. | N. A. | N. A. | QPF/B0703 | 03 | 2017-01-04 | N. A. | N. A. | N. A. | PS/B0703 | 04 | 2018-03-03 | 2022-12-01 | 2019-12-01 | N. A. | B0703 | TMF-1 | IU/1 | Class C | FINISHED GOODS | SUSHRUT™ | CHS BARREL PLATE (ASIAN), ROUND HOLES | 38MM BARREL 120DEG., 14 HOLES | 16 | No | Yes |  | No | N. A. | No | N. A. | No | Yes | No | Yes | M. L.: MFG/MD/2021/000369 |  | 1 | SUSHRUT PRODUCTS\INTERNATIONAL IMPLANTS\COMPRESSION HIP SCREW IMPLANTS\CHS BARREL PLATES, 38MM ROUND HOLES | 0 | Initial issue | Y | BONE PLATES |  | 1 | No | Yes | Yes | Yes | N. A.
B0703 | B0703.1215 | CHS BARREL PLATE (ASIAN), S`RUT, ROUND HOLES, 38MM BARREL 120DEG., 15 HOLES |  | B0703.1200 | 07 | 2018-06-07 | N. A. | N. A. | N. A. | QPF/B0703 | 03 | 2017-01-04 | N. A. | N. A. | N. A. | PS/B0703 | 04 | 2018-03-03 | 2022-12-01 | 2019-12-01 | N. A. | B0703 | TMF-1 | IU/1 | Class C | FINISHED GOODS | SUSHRUT™ | CHS BARREL PLATE (ASIAN), ROUND HOLES | 38MM BARREL 120DEG., 15 HOLES | 16 | No | Yes |  | No | N. A. | No | N. A. | No | Yes | No | Yes | M. L.: MFG/MD/2021/000369 |  | 1 | SUSHRUT PRODUCTS\INTERNATIONAL IMPLANTS\COMPRESSION HIP SCREW IMPLANTS\CHS BARREL PLATES, 38MM ROUND HOLES | 0 | Initial issue | Y | BONE PLATES |  | 1 | No | Yes | Yes | Yes | N. A.
B0703 | B0703.1216 | CHS BARREL PLATE (ASIAN), S`RUT, ROUND HOLES, 38MM BARREL 120DEG., 16 HOLES |  | B0703.1200 | 07 | 2018-06-07 | N. A. | N. A. | N. A. | QPF/B0703 | 03 | 2017-01-04 | N. A. | N. A. | N. A. | PS/B0703 | 04 | 2018-03-03 | 2022-12-01 | 2019-12-01 | N. A. | B0703 | TMF-1 | IU/1 | Class C | FINISHED GOODS | SUSHRUT™ | CHS BARREL PLATE (ASIAN), ROUND HOLES | 38MM BARREL 120DEG., 16 HOLES | 16 | No | Yes |  | No | N. A. | No | N. A. | No | Yes | No | Yes | M. L.: MFG/MD/2021/000369 |  | 1 | SUSHRUT PRODUCTS\INTERNATIONAL IMPLANTS\COMPRESSION HIP SCREW IMPLANTS\CHS BARREL PLATES, 38MM ROUND HOLES | 0 | Initial issue | Y | BONE PLATES |  | 1 | No | Yes | Yes | Yes | N. A.
B0703 | B0703.1218 | CHS BARREL PLATE (ASIAN), S`RUT, ROUND HOLES, 38MM BARREL 120DEG., 18 HOLES |  | B0703.1200 | 07 | 2018-06-07 | N. A. | N. A. | N. A. | QPF/B0703 | 03 | 2017-01-04 | N. A. | N. A. | N. A. | PS/B0703 | 04 | 2018-03-03 | 2022-12-01 | 2019-12-01 | N. A. | B0703 | TMF-1 | IU/1 | Class C | FINISHED GOODS | SUSHRUT™ | CHS BARREL PLATE (ASIAN), ROUND HOLES | 38MM BARREL 120DEG., 18 HOLES | 16 | No | Yes |  | No | N. A. | No | N. A. | No | Yes | No | Yes | M. L.: MFG/MD/2021/000369 |  | 1 | SUSHRUT PRODUCTS\INTERNATIONAL IMPLANTS\COMPRESSION HIP SCREW IMPLANTS\CHS BARREL PLATES, 38MM ROUND HOLES | 0 | Initial issue | Y | BONE PLATES |  | 1 | No | Yes | Yes | Yes | N. A.
B0703 | B0703.1253 | CHS BARREL PLATE (ASIAN), S`RUT, ROUND HOLES, 38MM BARREL 125DEG., 3 HOLES |  | B0703.1250 | 07 | 2018-06-07 | N. A. | N. A. | N. A. | QPF/B0703 | 03 | 2017-01-04 | N. A. | N. A. | N. A. | PS/B0703 | 04 | 2018-03-03 | 2022-12-01 | 2019-12-01 | N. A. | B0703 | TMF-1 | IU/1 | Class C | FINISHED GOODS | SUSHRUT™ | CHS BARREL PLATE (ASIAN), ROUND HOLES | 38MM BARREL 125DEG., 3 HOLES | 16 | No | Yes |  | No | N. A. | No | N. A. | No | Yes | No | Yes | M. L.: MFG/MD/2021/000369 |  | 1 | SUSHRUT PRODUCTS\INTERNATIONAL IMPLANTS\COMPRESSION HIP SCREW IMPLANTS\CHS BARREL PLATES, 38MM ROUND HOLES | 0 | Initial issue | Y | BONE PLATES |  | 1 | No | Yes | Yes | Yes | N. A.
B0703 | B0703.1254 | CHS BARREL PLATE (ASIAN), S`RUT, ROUND HOLES, 38MM BARREL 125DEG., 4 HOLES |  | B0703.1250 | 07 | 2018-06-07 | N. A. | N. A. | N. A. | QPF/B0703 | 03 | 2017-01-04 | N. A. | N. A. | N. A. | PS/B0703 | 04 | 2018-03-03 | 2022-12-01 | 2019-12-01 | N. A. | B0703 | TMF-1 | IU/1 | Class C | FINISHED GOODS | SUSHRUT™ | CHS BARREL PLATE (ASIAN), ROUND HOLES | 38MM BARREL 125DEG., 4 HOLES | 16 | No | Yes |  | No | N. A. | No | N. A. | No | Yes | No | Yes | M. L.: MFG/MD/2021/000369 |  | 1 | SUSHRUT PRODUCTS\INTERNATIONAL IMPLANTS\COMPRESSION HIP SCREW IMPLANTS\CHS BARREL PLATES, 38MM ROUND HOLES | 0 | Initial issue | Y | BONE PLATES |  | 1 | No | Yes | Yes | Yes | N. A.
B0703 | B0703.1255 | CHS BARREL PLATE (ASIAN), S`RUT, ROUND HOLES, 38MM BARREL 125DEG., 5 HOLES |  | B0703.1250 | 07 | 2018-06-07 | N. A. | N. A. | N. A. | QPF/B0703 | 03 | 2017-01-04 | N. A. | N. A. | N. A. | PS/B0703 | 04 | 2018-03-03 | 2022-12-01 | 2019-12-01 | N. A. | B0703 | TMF-1 | IU/1 | Class C | FINISHED GOODS | SUSHRUT™ | CHS BARREL PLATE (ASIAN), ROUND HOLES | 38MM BARREL 125DEG., 5 HOLES | 16 | No | Yes |  | No | N. A. | No | N. A. | No | Yes | No | Yes | M. L.: MFG/MD/2021/000369 |  | 1 | SUSHRUT PRODUCTS\INTERNATIONAL IMPLANTS\COMPRESSION HIP SCREW IMPLANTS\CHS BARREL PLATES, 38MM ROUND HOLES | 0 | Initial issue | Y | BONE PLATES |  | 1 | No | Yes | Yes | Yes | N. A.
B0703 | B0703.1256 | CHS BARREL PLATE (ASIAN), S`RUT, ROUND HOLES, 38MM BARREL 125DEG., 6 HOLES |  | B0703.1250 | 07 | 2018-06-07 | N. A. | N. A. | N. A. | QPF/B0703 | 03 | 2017-01-04 | N. A. | N. A. | N. A. | PS/B0703 | 04 | 2018-03-03 | 2022-12-01 | 2019-12-01 | N. A. | B0703 | TMF-1 | IU/1 | Class C | FINISHED GOODS | SUSHRUT™ | CHS BARREL PLATE (ASIAN), ROUND HOLES | 38MM BARREL 125DEG., 6 HOLES | 16 | No | Yes |  | No | N. A. | No | N. A. | No | Yes | No | Yes | M. L.: MFG/MD/2021/000369 |  | 1 | SUSHRUT PRODUCTS\INTERNATIONAL IMPLANTS\COMPRESSION HIP SCREW IMPLANTS\CHS BARREL PLATES, 38MM ROUND HOLES | 0.0898 | Initial issue | Y | BONE PLATES |  | 1 | No | Yes | Yes | Yes | N. A.
B0703 | B0703.1257 | CHS BARREL PLATE (ASIAN), S`RUT, ROUND HOLES, 38MM BARREL 125DEG., 7 HOLES |  | B0703.1250 | 07 | 2018-06-07 | N. A. | N. A. | N. A. | QPF/B0703 | 03 | 2017-01-04 | N. A. | N. A. | N. A. | PS/B0703 | 04 | 2018-03-03 | 2022-12-01 | 2019-12-01 | N. A. | B0703 | TMF-1 | IU/1 | Class C | FINISHED GOODS | SUSHRUT™ | CHS BARREL PLATE (ASIAN), ROUND HOLES | 38MM BARREL 125DEG., 7 HOLES | 16 | No | Yes |  | No | N. A. | No | N. A. | No | Yes | No | Yes | M. L.: MFG/MD/2021/000369 |  | 1 | SUSHRUT PRODUCTS\INTERNATIONAL IMPLANTS\COMPRESSION HIP SCREW IMPLANTS\CHS BARREL PLATES, 38MM ROUND HOLES | 0 | Initial issue | Y | BONE PLATES |  | 1 | No | Yes | Yes | Yes | N. A.
B0703 | B0703.1258 | CHS BARREL PLATE (ASIAN), S`RUT, ROUND HOLES, 38MM BARREL 125DEG., 8 HOLES |  | B0703.1250 | 07 | 2018-06-07 | N. A. | N. A. | N. A. | QPF/B0703 | 03 | 2017-01-04 | N. A. | N. A. | N. A. | PS/B0703 | 04 | 2018-03-03 | 2022-12-01 | 2019-12-01 | N. A. | B0703 | TMF-1 | IU/1 | Class C | FINISHED GOODS | SUSHRUT™ | CHS BARREL PLATE (ASIAN), ROUND HOLES | 38MM BARREL 125DEG., 8 HOLES | 16 | No | Yes |  | No | N. A. | No | N. A. | No | Yes | No | Yes | M. L.: MFG/MD/2021/000369 |  | 1 | SUSHRUT PRODUCTS\INTERNATIONAL IMPLANTS\COMPRESSION HIP SCREW IMPLANTS\CHS BARREL PLATES, 38MM ROUND HOLES | 0 | Initial issue | Y | BONE PLATES |  | 1 | No | Yes | Yes | Yes | N. A.
B0703 | B0703.1259 | CHS BARREL PLATE (ASIAN), S`RUT, ROUND HOLES, 38MM BARREL 125DEG., 9 HOLES |  | B0703.1250 | 07 | 2018-06-07 | N. A. | N. A. | N. A. | QPF/B0703 | 03 | 2017-01-04 | N. A. | N. A. | N. A. | PS/B0703 | 04 | 2018-03-03 | 2022-12-01 | 2019-12-01 | N. A. | B0703 | TMF-1 | IU/1 | Class C | FINISHED GOODS | SUSHRUT™ | CHS BARREL PLATE (ASIAN), ROUND HOLES | 38MM BARREL 125DEG., 9 HOLES | 16 | No | Yes |  | No | N. A. | No | N. A. | No | Yes | No | Yes | M. L.: MFG/MD/2021/000369 |  | 1 | SUSHRUT PRODUCTS\INTERNATIONAL IMPLANTS\COMPRESSION HIP SCREW IMPLANTS\CHS BARREL PLATES, 38MM ROUND HOLES | 0 | Initial issue | N | BONE PLATES |  | 1 | No | Yes | Yes | Yes | N. A.
B0703 | B0703.1260 | CHS BARREL PLATE (ASIAN), S`RUT, ROUND HOLES, 38MM BARREL 125DEG., 10 HOLES |  | B0703.1250 | 07 | 2018-06-07 | N. A. | N. A. | N. A. | QPF/B0703 | 03 | 2017-01-04 | N. A. | N. A. | N. A. | PS/B0703 | 04 | 2018-03-03 | 2022-12-01 | 2019-12-01 | N. A. | B0703 | TMF-1 | IU/1 | Class C | FINISHED GOODS | SUSHRUT™ | CHS BARREL PLATE (ASIAN), ROUND HOLES | 38MM BARREL 125DEG., 10 HOLES | 16 | No | Yes |  | No | N. A. | No | N. A. | No | Yes | No | Yes | M. L.: MFG/MD/2021/000369 |  | 1 | SUSHRUT PRODUCTS\INTERNATIONAL IMPLANTS\COMPRESSION HIP SCREW IMPLANTS\CHS BARREL PLATES, 38MM ROUND HOLES | 0 | Initial issue | N | BONE PLATES |  | 1 | No | Yes | Yes | Yes | N. A.
B0703 | B0703.1261 | CHS BARREL PLATE (ASIAN), S`RUT, ROUND HOLES, 38MM BARREL 125DEG., 11 HOLES |  | B0703.1250 | 07 | 2018-06-07 | N. A. | N. A. | N. A. | QPF/B0703 | 03 | 2017-01-04 | N. A. | N. A. | N. A. | PS/B0703 | 04 | 2018-03-03 | 2022-12-01 | 2019-12-01 | N. A. | B0703 | TMF-1 | IU/1 | Class C | FINISHED GOODS | SUSHRUT™ | CHS BARREL PLATE (ASIAN), ROUND HOLES | 38MM BARREL 125DEG., 11 HOLES | 16 | No | Yes |  | No | N. A. | No | N. A. | No | Yes | No | Yes | M. L.: MFG/MD/2021/000369 |  | 1 | SUSHRUT PRODUCTS\INTERNATIONAL IMPLANTS\COMPRESSION HIP SCREW IMPLANTS\CHS BARREL PLATES, 38MM ROUND HOLES | 0 | Initial issue | Y | BONE PLATES |  | 1 | No | Yes | Yes | Yes | N. A.
B0703 | B0703.1262 | CHS BARREL PLATE (ASIAN), S`RUT, ROUND HOLES, 38MM BARREL 125DEG., 12 HOLES |  | B0703.1250 | 07 | 2018-06-07 | N. A. | N. A. | N. A. | QPF/B0703 | 03 | 2017-01-04 | N. A. | N. A. | N. A. | PS/B0703 | 04 | 2018-03-03 | 2022-12-01 | 2019-12-01 | N. A. | B0703 | TMF-1 | IU/1 | Class C | FINISHED GOODS | SUSHRUT™ | CHS BARREL PLATE (ASIAN), ROUND HOLES | 38MM BARREL 125DEG., 12 HOLES | 16 | No | Yes |  | No | N. A. | No | N. A. | No | Yes | No | Yes | M. L.: MFG/MD/2021/000369 |  | 1 | SUSHRUT PRODUCTS\INTERNATIONAL IMPLANTS\COMPRESSION HIP SCREW IMPLANTS\CHS BARREL PLATES, 38MM ROUND HOLES | 0 | Initial issue | Y | BONE PLATES |  | 1 | No | Yes | Yes | Yes | N. A.
B0703 | B0703.1263 | CHS BARREL PLATE (ASIAN), S`RUT, ROUND HOLES, 38MM BARREL 125DEG., 13 HOLES |  | B0703.1250 | 07 | 2018-06-07 | N. A. | N. A. | N. A. | QPF/B0703 | 03 | 2017-01-04 | N. A. | N. A. | N. A. | PS/B0703 | 04 | 2018-03-03 | 2022-12-01 | 2019-12-01 | N. A. | B0703 | TMF-1 | IU/1 | Class C | FINISHED GOODS | SUSHRUT™ | CHS BARREL PLATE (ASIAN), ROUND HOLES | 38MM BARREL 125DEG., 13 HOLES | 16 | No | Yes |  | No | N. A. | No | N. A. | No | Yes | No | Yes | M. L.: MFG/MD/2021/000369 |  | 1 | SUSHRUT PRODUCTS\INTERNATIONAL IMPLANTS\COMPRESSION HIP SCREW IMPLANTS\CHS BARREL PLATES, 38MM ROUND HOLES | 0 | Initial issue | Y | BONE PLATES |  | 1 | No | Yes | Yes | Yes | N. A.
B0703 | B0703.1264 | CHS BARREL PLATE (ASIAN), S`RUT, ROUND HOLES, 38MM BARREL 125DEG., 14 HOLES |  | B0703.1250 | 07 | 2018-06-07 | N. A. | N. A. | N. A. | QPF/B0703 | 03 | 2017-01-04 | N. A. | N. A. | N. A. | PS/B0703 | 04 | 2018-03-03 | 2022-12-01 | 2019-12-01 | N. A. | B0703 | TMF-1 | IU/1 | Class C | FINISHED GOODS | SUSHRUT™ | CHS BARREL PLATE (ASIAN), ROUND HOLES | 38MM BARREL 125DEG., 14 HOLES | 16 | No | Yes |  | No | N. A. | No | N. A. | No | Yes | No | Yes | M. L.: MFG/MD/2021/000369 |  | 1 | SUSHRUT PRODUCTS\INTERNATIONAL IMPLANTS\COMPRESSION HIP SCREW IMPLANTS\CHS BARREL PLATES, 38MM ROUND HOLES | 0 | Initial issue | Y | BONE PLATES |  | 1 | No | Yes | Yes | Yes | N. A.
B0703 | B0703.1265 | CHS BARREL PLATE (ASIAN), S`RUT, ROUND HOLES, 38MM BARREL 125DEG., 15 HOLES |  | B0703.1250 | 07 | 2018-06-07 | N. A. | N. A. | N. A. | QPF/B0703 | 03 | 2017-01-04 | N. A. | N. A. | N. A. | PS/B0703 | 04 | 2018-03-03 | 2022-12-01 | 2019-12-01 | N. A. | B0703 | TMF-1 | IU/1 | Class C | FINISHED GOODS | SUSHRUT™ | CHS BARREL PLATE (ASIAN), ROUND HOLES | 38MM BARREL 125DEG., 15 HOLES | 16 | No | Yes |  | No | N. A. | No | N. A. | No | Yes | No | Yes | M. L.: MFG/MD/2021/000369 |  | 1 | SUSHRUT PRODUCTS\INTERNATIONAL IMPLANTS\COMPRESSION HIP SCREW IMPLANTS\CHS BARREL PLATES, 38MM ROUND HOLES | 0 | Initial issue | Y | BONE PLATES |  | 1 | No | Yes | Yes | Yes | N. A.
B0703 | B0703.1266 | CHS BARREL PLATE (ASIAN), S`RUT, ROUND HOLES, 38MM BARREL 125DEG., 16 HOLES |  | B0703.1250 | 07 | 2018-06-07 | N. A. | N. A. | N. A. | QPF/B0703 | 03 | 2017-01-04 | N. A. | N. A. | N. A. | PS/B0703 | 04 | 2018-03-03 | 2022-12-01 | 2019-12-01 | N. A. | B0703 | TMF-1 | IU/1 | Class C | FINISHED GOODS | SUSHRUT™ | CHS BARREL PLATE (ASIAN), ROUND HOLES | 38MM BARREL 125DEG., 16 HOLES | 16 | No | Yes |  | No | N. A. | No | N. A. | No | Yes | No | Yes | M. L.: MFG/MD/2021/000369 |  | 1 | SUSHRUT PRODUCTS\INTERNATIONAL IMPLANTS\COMPRESSION HIP SCREW IMPLANTS\CHS BARREL PLATES, 38MM ROUND HOLES | 0 | Initial issue | Y | BONE PLATES |  | 1 | No | Yes | Yes | Yes | N. A.
B0703 | B0703.1268 | CHS BARREL PLATE (ASIAN), S`RUT, ROUND HOLES, 38MM BARREL 125DEG., 18 HOLES |  | B0703.1250 | 07 | 2018-06-07 | N. A. | N. A. | N. A. | QPF/B0703 | 03 | 2017-01-04 | N. A. | N. A. | N. A. | PS/B0703 | 04 | 2018-03-03 | 2022-12-01 | 2019-12-01 | N. A. | B0703 | TMF-1 | IU/1 | Class C | FINISHED GOODS | SUSHRUT™ | CHS BARREL PLATE (ASIAN), ROUND HOLES | 38MM BARREL 125DEG., 18 HOLES | 16 | No | Yes |  | No | N. A. | No | N. A. | No | Yes | No | Yes | M. L.: MFG/MD/2021/000369 |  | 1 | SUSHRUT PRODUCTS\INTERNATIONAL IMPLANTS\COMPRESSION HIP SCREW IMPLANTS\CHS BARREL PLATES, 38MM ROUND HOLES | 0 | Initial issue | Y | BONE PLATES |  | 1 | No | Yes | Yes | Yes | N. A.
B0703 | B0703.1303 | CHS BARREL PLATE (ASIAN), S`RUT, ROUND HOLES, 38MM BARREL 130DEG., 3 HOLES |  | B0703.1300 | 07 | 2018-06-07 | N. A. | N. A. | N. A. | QPF/B0703 | 03 | 2017-01-04 | N. A. | N. A. | N. A. | PS/B0703 | 04 | 2018-03-03 | 2022-12-01 | 2019-12-01 | N. A. | B0703 | TMF-1 | IU/1 | Class C | FINISHED GOODS | SUSHRUT™ | CHS BARREL PLATE (ASIAN), ROUND HOLES | 38MM BARREL 130DEG., 3 HOLES | 16 | No | Yes |  | No | N. A. | No | N. A. | No | Yes | No | Yes | M. L.: MFG/MD/2021/000369 |  | 1 | SUSHRUT PRODUCTS\INTERNATIONAL IMPLANTS\COMPRESSION HIP SCREW IMPLANTS\CHS BARREL PLATES, 38MM ROUND HOLES | 0 | Initial issue | N | BONE PLATES |  | 1 | No | Yes | Yes | Yes | N. A.
B0703 | B0703.1304 | CHS BARREL PLATE (ASIAN), S`RUT, ROUND HOLES, 38MM BARREL 130DEG., 4 HOLES |  | B0703.1300 | 07 | 2018-06-07 | N. A. | N. A. | N. A. | QPF/B0703 | 03 | 2017-01-04 | N. A. | N. A. | N. A. | PS/B0703 | 04 | 2018-03-03 | 2022-12-01 | 2019-12-01 | N. A. | B0703 | TMF-1 | IU/1 | Class C | FINISHED GOODS | SUSHRUT™ | CHS BARREL PLATE (ASIAN), ROUND HOLES | 38MM BARREL 130DEG., 4 HOLES | 16 | No | Yes |  | No | N. A. | No | N. A. | No | Yes | No | Yes | M. L.: MFG/MD/2021/000369 |  | 1 | SUSHRUT PRODUCTS\INTERNATIONAL IMPLANTS\COMPRESSION HIP SCREW IMPLANTS\CHS BARREL PLATES, 38MM ROUND HOLES | 0.0722 | Initial issue | N | BONE PLATES |  | 1 | No | Yes | Yes | Yes | N. A.
B0703 | B0703.1305 | CHS BARREL PLATE (ASIAN), S`RUT, ROUND HOLES, 38MM BARREL 130DEG., 5 HOLES |  | B0703.1300 | 07 | 2018-06-07 | N. A. | N. A. | N. A. | QPF/B0703 | 03 | 2017-01-04 | N. A. | N. A. | N. A. | PS/B0703 | 04 | 2018-03-03 | 2022-12-01 | 2019-12-01 | N. A. | B0703 | TMF-1 | IU/1 | Class C | FINISHED GOODS | SUSHRUT™ | CHS BARREL PLATE (ASIAN), ROUND HOLES | 38MM BARREL 130DEG., 5 HOLES | 16 | No | Yes |  | No | N. A. | No | N. A. | No | Yes | No | Yes | M. L.: MFG/MD/2021/000369 |  | 1 | SUSHRUT PRODUCTS\INTERNATIONAL IMPLANTS\COMPRESSION HIP SCREW IMPLANTS\CHS BARREL PLATES, 38MM ROUND HOLES | 0.0811 | Initial issue | N | BONE PLATES |  | 1 | No | Yes | Yes | Yes | N. A.
B0703 | B0703.1306 | CHS BARREL PLATE (ASIAN), S`RUT, ROUND HOLES, 38MM BARREL 130DEG., 6 HOLES |  | B0703.1300 | 07 | 2018-06-07 | N. A. | N. A. | N. A. | QPF/B0703 | 03 | 2017-01-04 | N. A. | N. A. | N. A. | PS/B0703 | 04 | 2018-03-03 | 2022-12-01 | 2019-12-01 | N. A. | B0703 | TMF-1 | IU/1 | Class C | FINISHED GOODS | SUSHRUT™ | CHS BARREL PLATE (ASIAN), ROUND HOLES | 38MM BARREL 130DEG., 6 HOLES | 16 | No | Yes |  | No | N. A. | No | N. A. | No | Yes | No | Yes | M. L.: MFG/MD/2021/000369 |  | 1 | SUSHRUT PRODUCTS\INTERNATIONAL IMPLANTS\COMPRESSION HIP SCREW IMPLANTS\CHS BARREL PLATES, 38MM ROUND HOLES | 0.0919 | Initial issue | N | BONE PLATES |  | 1 | No | Yes | Yes | Yes | N. A.
B0703 | B0703.1307 | CHS BARREL PLATE (ASIAN), S`RUT, ROUND HOLES, 38MM BARREL 130DEG., 7 HOLES |  | B0703.1300 | 07 | 2018-06-07 | N. A. | N. A. | N. A. | QPF/B0703 | 03 | 2017-01-04 | N. A. | N. A. | N. A. | PS/B0703 | 04 | 2018-03-03 | 2022-12-01 | 2019-12-01 | N. A. | B0703 | TMF-1 | IU/1 | Class C | FINISHED GOODS | SUSHRUT™ | CHS BARREL PLATE (ASIAN), ROUND HOLES | 38MM BARREL 130DEG., 7 HOLES | 16 | No | Yes |  | No | N. A. | No | N. A. | No | Yes | No | Yes | M. L.: MFG/MD/2021/000369 |  | 1 | SUSHRUT PRODUCTS\INTERNATIONAL IMPLANTS\COMPRESSION HIP SCREW IMPLANTS\CHS BARREL PLATES, 38MM ROUND HOLES | 0 | Initial issue | N | BONE PLATES |  | 1 | No | Yes | Yes | Yes | N. A.
B0703 | B0703.1308 | CHS BARREL PLATE (ASIAN), S`RUT, ROUND HOLES, 38MM BARREL 130DEG., 8 HOLES |  | B0703.1300 | 07 | 2018-06-07 | N. A. | N. A. | N. A. | QPF/B0703 | 03 | 2017-01-04 | N. A. | N. A. | N. A. | PS/B0703 | 04 | 2018-03-03 | 2022-12-01 | 2019-12-01 | N. A. | B0703 | TMF-1 | IU/1 | Class C | FINISHED GOODS | SUSHRUT™ | CHS BARREL PLATE (ASIAN), ROUND HOLES | 38MM BARREL 130DEG., 8 HOLES | 16 | No | Yes |  | No | N. A. | No | N. A. | No | Yes | No | Yes | M. L.: MFG/MD/2021/000369 |  | 1 | SUSHRUT PRODUCTS\INTERNATIONAL IMPLANTS\COMPRESSION HIP SCREW IMPLANTS\CHS BARREL PLATES, 38MM ROUND HOLES | 0.115 | Initial issue | N | BONE PLATES |  | 1 | No | Yes | Yes | Yes | N. A.
B0703 | B0703.1309 | CHS BARREL PLATE (ASIAN), S`RUT, ROUND HOLES, 38MM BARREL 130DEG., 9 HOLES |  | B0703.1300 | 07 | 2018-06-07 | N. A. | N. A. | N. A. | QPF/B0703 | 03 | 2017-01-04 | N. A. | N. A. | N. A. | PS/B0703 | 04 | 2018-03-03 | 2022-12-01 | 2019-12-01 | N. A. | B0703 | TMF-1 | IU/1 | Class C | FINISHED GOODS | SUSHRUT™ | CHS BARREL PLATE (ASIAN), ROUND HOLES | 38MM BARREL 130DEG., 9 HOLES | 16 | No | Yes |  | No | N. A. | No | N. A. | No | Yes | No | Yes | M. L.: MFG/MD/2021/000369 |  | 1 | SUSHRUT PRODUCTS\INTERNATIONAL IMPLANTS\COMPRESSION HIP SCREW IMPLANTS\CHS BARREL PLATES, 38MM ROUND HOLES | 0.1006 | Initial issue | Y | BONE PLATES |  | 1 | No | Yes | Yes | Yes | N. A.
B0703 | B0703.1310 | CHS BARREL PLATE (ASIAN), S`RUT, ROUND HOLES, 38MM BARREL 130DEG.,10 HOLES |  | B0703.1300 | 07 | 2018-06-07 | N. A. | N. A. | N. A. | QPF/B0703 | 03 | 2017-01-04 | N. A. | N. A. | N. A. | PS/B0703 | 04 | 2018-03-03 | 2022-12-01 | 2019-12-01 | N. A. | B0703 | TMF-1 | IU/1 | Class C | FINISHED GOODS | SUSHRUT™ | CHS BARREL PLATE (ASIAN), ROUND HOLES | 38MM BARREL 130DEG.,10 HOLES | 16 | No | Yes |  | No | N. A. | No | N. A. | No | Yes | No | Yes | M. L.: MFG/MD/2021/000369 |  | 1 | SUSHRUT PRODUCTS\INTERNATIONAL IMPLANTS\COMPRESSION HIP SCREW IMPLANTS\CHS BARREL PLATES, 38MM ROUND HOLES | 0.1354 | Initial issue | Y | BONE PLATES |  | 1 | No | Yes | Yes | Yes | N. A.
B0703 | B0703.1311 | CHS BARREL PLATE (ASIAN), S`RUT, ROUND HOLES, 38MM BARREL 130DEG.,11 HOLES |  | B0703.1300 | 07 | 2018-06-07 | N. A. | N. A. | N. A. | QPF/B0703 | 03 | 2017-01-04 | N. A. | N. A. | N. A. | PS/B0703 | 04 | 2018-03-03 | 2022-12-01 | 2019-12-01 | N. A. | B0703 | TMF-1 | IU/1 | Class C | FINISHED GOODS | SUSHRUT™ | CHS BARREL PLATE (ASIAN), ROUND HOLES | 38MM BARREL 130DEG.,11 HOLES | 16 | No | Yes |  | No | N. A. | No | N. A. | No | Yes | No | Yes | M. L.: MFG/MD/2021/000369 |  | 1 | SUSHRUT PRODUCTS\INTERNATIONAL IMPLANTS\COMPRESSION HIP SCREW IMPLANTS\CHS BARREL PLATES, 38MM ROUND HOLES | 0.1475 | Initial issue | N | BONE PLATES |  | 1 | No | Yes | Yes | Yes | N. A.
B0703 | B0703.1312 | CHS BARREL PLATE (ASIAN), S`RUT, ROUND HOLES, 38MM BARREL 130DEG.,12 HOLES |  | B0703.1300 | 07 | 2018-06-07 | N. A. | N. A. | N. A. | QPF/B0703 | 03 | 2017-01-04 | N. A. | N. A. | N. A. | PS/B0703 | 04 | 2018-03-03 | 2022-12-01 | 2019-12-01 | N. A. | B0703 | TMF-1 | IU/1 | Class C | FINISHED GOODS | SUSHRUT™ | CHS BARREL PLATE (ASIAN), ROUND HOLES | 38MM BARREL 130DEG.,12 HOLES | 16 | No | Yes |  | No | N. A. | No | N. A. | No | Yes | No | Yes | M. L.: MFG/MD/2021/000369 |  | 1 | SUSHRUT PRODUCTS\INTERNATIONAL IMPLANTS\COMPRESSION HIP SCREW IMPLANTS\CHS BARREL PLATES, 38MM ROUND HOLES | 0.1521 | Initial issue | Y | BONE PLATES |  | 1 | No | Yes | Yes | Yes | N. A.
B0703 | B0703.1313 | CHS BARREL PLATE (ASIAN), S`RUT, ROUND HOLES, 38MM BARREL 130DEG.,13 HOLES |  | B0703.1300 | 07 | 2018-06-07 | N. A. | N. A. | N. A. | QPF/B0703 | 03 | 2017-01-04 | N. A. | N. A. | N. A. | PS/B0703 | 04 | 2018-03-03 | 2022-12-01 | 2019-12-01 | N. A. | B0703 | TMF-1 | IU/1 | Class C | FINISHED GOODS | SUSHRUT™ | CHS BARREL PLATE (ASIAN), ROUND HOLES | 38MM BARREL 130DEG.,13 HOLES | 16 | No | Yes |  | No | N. A. | No | N. A. | No | Yes | No | Yes | M. L.: MFG/MD/2021/000369 |  | 1 | SUSHRUT PRODUCTS\INTERNATIONAL IMPLANTS\COMPRESSION HIP SCREW IMPLANTS\CHS BARREL PLATES, 38MM ROUND HOLES | 0.1472 | Initial issue | N | BONE PLATES |  | 1 | No | Yes | Yes | Yes | N. A.
B0703 | B0703.1314 | CHS BARREL PLATE (ASIAN), S`RUT, ROUND HOLES, 38MM BARREL 130DEG., 14 HOLES |  | B0703.1300 | 07 | 2018-06-07 | N. A. | N. A. | N. A. | QPF/B0703 | 03 | 2017-01-04 | N. A. | N. A. | N. A. | PS/B0703 | 04 | 2018-03-03 | 2022-12-01 | 2019-12-01 | N. A. | B0703 | TMF-1 | IU/1 | Class C | FINISHED GOODS | SUSHRUT™ | CHS BARREL PLATE (ASIAN), ROUND HOLES | 38MM BARREL 130DEG., 14 HOLES | 16 | No | Yes |  | No | N. A. | No | N. A. | No | Yes | No | Yes | M. L.: MFG/MD/2021/000369 |  | 1 | SUSHRUT PRODUCTS\INTERNATIONAL IMPLANTS\COMPRESSION HIP SCREW IMPLANTS\CHS BARREL PLATES, 38MM ROUND HOLES | 0 | Initial issue | Y | BONE PLATES |  | 1 | No | Yes | Yes | Yes | N. A.
B0703 | B0703.1315 | CHS BARREL PLATE (ASIAN), S`RUT, ROUND HOLES, 38MM BARREL 130DEG., 15 HOLES |  | B0703.1300 | 07 | 2018-06-07 | N. A. | N. A. | N. A. | QPF/B0703 | 03 | 2017-01-04 | N. A. | N. A. | N. A. | PS/B0703 | 04 | 2018-03-03 | 2022-12-01 | 2019-12-01 | N. A. | B0703 | TMF-1 | IU/1 | Class C | FINISHED GOODS | SUSHRUT™ | CHS BARREL PLATE (ASIAN), ROUND HOLES | 38MM BARREL 130DEG., 15 HOLES | 16 | No | Yes |  | No | N. A. | No | N. A. | No | Yes | No | Yes | M. L.: MFG/MD/2021/000369 |  | 1 | SUSHRUT PRODUCTS\INTERNATIONAL IMPLANTS\COMPRESSION HIP SCREW IMPLANTS\CHS BARREL PLATES, 38MM ROUND HOLES | 0.1618 | Initial issue | N | BONE PLATES |  | 1 | No | Yes | Yes | Yes | N. A.
B0703 | B0703.1316 | CHS BARREL PLATE (ASIAN), S`RUT, ROUND HOLES, 38MM BARREL 130DEG., 16 HOLES |  | B0703.1300 | 07 | 2018-06-07 | N. A. | N. A. | N. A. | QPF/B0703 | 03 | 2017-01-04 | N. A. | N. A. | N. A. | PS/B0703 | 04 | 2018-03-03 | 2022-12-01 | 2019-12-01 | N. A. | B0703 | TMF-1 | IU/1 | Class C | FINISHED GOODS | SUSHRUT™ | CHS BARREL PLATE (ASIAN), ROUND HOLES | 38MM BARREL 130DEG., 16 HOLES | 16 | No | Yes |  | No | N. A. | No | N. A. | No | Yes | No | Yes | M. L.: MFG/MD/2021/000369 |  | 1 | SUSHRUT PRODUCTS\INTERNATIONAL IMPLANTS\COMPRESSION HIP SCREW IMPLANTS\CHS BARREL PLATES, 38MM ROUND HOLES | 0 | Initial issue | Y | BONE PLATES |  | 1 | No | Yes | Yes | Yes | N. A.
B0703 | B0703.1318 | CHS BARREL PLATE (ASIAN), S`RUT, ROUND HOLES, 38MM BARREL 130DEG., 18 HOLES |  | B0703.1300 | 07 | 2018-06-07 | N. A. | N. A. | N. A. | QPF/B0703 | 03 | 2017-01-04 | N. A. | N. A. | N. A. | PS/B0703 | 04 | 2018-03-03 | 2022-12-01 | 2019-12-01 | N. A. | B0703 | TMF-1 | IU/1 | Class C | FINISHED GOODS | SUSHRUT™ | CHS BARREL PLATE (ASIAN), ROUND HOLES | 38MM BARREL 130DEG., 18 HOLES | 16 | No | Yes |  | No | N. A. | No | N. A. | No | Yes | No | Yes | M. L.: MFG/MD/2021/000369 |  | 1 | SUSHRUT PRODUCTS\INTERNATIONAL IMPLANTS\COMPRESSION HIP SCREW IMPLANTS\CHS BARREL PLATES, 38MM ROUND HOLES | 0 | Initial issue | N | BONE PLATES |  | 1 | No | Yes | Yes | Yes | N. A.
B0703 | B0703.1353 | CHS BARREL PLATE (ASIAN), S`RUT, ROUND HOLES, 38MM BARREL 135DEG., 3 HOLES |  | B0703.1300 | 07 | 2018-06-07 | N. A. | N. A. | N. A. | QPF/B0703 | 03 | 2017-01-04 | N. A. | N. A. | N. A. | PS/B0703 | 04 | 2018-03-03 | 2022-12-01 | 2019-12-01 | N. A. | B0703 | TMF-1 | IU/1 | Class C | FINISHED GOODS | SUSHRUT™ | CHS BARREL PLATE (ASIAN), ROUND HOLES | 38MM BARREL 135DEG., 3 HOLES | 16 | No | Yes |  | No | N. A. | No | N. A. | No | Yes | No | Yes | M. L.: MFG/MD/2021/000369 |  | 1 | SUSHRUT PRODUCTS\INTERNATIONAL IMPLANTS\COMPRESSION HIP SCREW IMPLANTS\CHS BARREL PLATES, 38MM ROUND HOLES | 0 | Initial issue | N | BONE PLATES |  | 1 | No | Yes | Yes | Yes | N. A.
B0703 | B0703.1354 | CHS BARREL PLATE (ASIAN), S`RUT, ROUND HOLES, 38MM BARREL 135DEG., 4 HOLES |  | B0703.1350 | 07 | 2018-06-07 | N. A. | N. A. | N. A. | QPF/B0703 | 03 | 2017-01-04 | N. A. | N. A. | N. A. | PS/B0703 | 04 | 2018-03-03 | 2022-12-01 | 2019-12-01 | N. A. | B0703 | TMF-1 | IU/1 | Class C | FINISHED GOODS | SUSHRUT™ | CHS BARREL PLATE (ASIAN), ROUND HOLES | 38MM BARREL 135DEG., 4 HOLES | 16 | No | Yes |  | No | N. A. | No | N. A. | No | Yes | No | Yes | M. L.: MFG/MD/2021/000369 |  | 1 | SUSHRUT PRODUCTS\INTERNATIONAL IMPLANTS\COMPRESSION HIP SCREW IMPLANTS\CHS BARREL PLATES, 38MM ROUND HOLES | 0 | Initial issue | N | BONE PLATES |  | 1 | No | Yes | Yes | Yes | N. A.
B0703 | B0703.1355 | CHS BARREL PLATE (ASIAN), S`RUT, ROUND HOLES, 38MM BARREL 135DEG., 5 HOLES |  | B0703.1350 | 07 | 2018-06-07 | N. A. | N. A. | N. A. | QPF/B0703 | 03 | 2017-01-04 | N. A. | N. A. | N. A. | PS/B0703 | 04 | 2018-03-03 | 2022-12-01 | 2019-12-01 | N. A. | B0703 | TMF-1 | IU/1 | Class C | FINISHED GOODS | SUSHRUT™ | CHS BARREL PLATE (ASIAN), ROUND HOLES | 38MM BARREL 135DEG., 5 HOLES | 16 | No | Yes |  | No | N. A. | No | N. A. | No | Yes | No | Yes | M. L.: MFG/MD/2021/000369 |  | 1 | SUSHRUT PRODUCTS\INTERNATIONAL IMPLANTS\COMPRESSION HIP SCREW IMPLANTS\CHS BARREL PLATES, 38MM ROUND HOLES | 0.0808 | Initial issue | N | BONE PLATES |  | 1 | No | Yes | Yes | Yes | N. A.
B0703 | B0703.1356 | CHS BARREL PLATE (ASIAN), S`RUT, ROUND HOLES, 38MM BARREL 135DEG., 6 HOLES |  | B0703.1350 | 07 | 2018-06-07 | N. A. | N. A. | N. A. | QPF/B0703 | 03 | 2017-01-04 | N. A. | N. A. | N. A. | PS/B0703 | 04 | 2018-03-03 | 2022-12-01 | 2019-12-01 | N. A. | B0703 | TMF-1 | IU/1 | Class C | FINISHED GOODS | SUSHRUT™ | CHS BARREL PLATE (ASIAN), ROUND HOLES | 38MM BARREL 135DEG., 6 HOLES | 16 | No | Yes |  | No | N. A. | No | N. A. | No | Yes | No | Yes | M. L.: MFG/MD/2021/000369 |  | 1 | SUSHRUT PRODUCTS\INTERNATIONAL IMPLANTS\COMPRESSION HIP SCREW IMPLANTS\CHS BARREL PLATES, 38MM ROUND HOLES | 0.0921 | Initial issue | N | BONE PLATES |  | 1 | No | Yes | Yes | Yes | N. A.
B0703 | B0703.1357 | CHS BARREL PLATE (ASIAN), S`RUT, ROUND HOLES, 38MM BARREL 135DEG., 7 HOLES |  | B0703.1350 | 07 | 2018-06-07 | N. A. | N. A. | N. A. | QPF/B0703 | 03 | 2017-01-04 | N. A. | N. A. | N. A. | PS/B0703 | 04 | 2018-03-03 | 2022-12-01 | 2019-12-01 | N. A. | B0703 | TMF-1 | IU/1 | Class C | FINISHED GOODS | SUSHRUT™ | CHS BARREL PLATE (ASIAN), ROUND HOLES | 38MM BARREL 135DEG., 7 HOLES | 16 | No | Yes |  | No | N. A. | No | N. A. | No | Yes | No | Yes | M. L.: MFG/MD/2021/000369 |  | 1 | SUSHRUT PRODUCTS\INTERNATIONAL IMPLANTS\COMPRESSION HIP SCREW IMPLANTS\CHS BARREL PLATES, 38MM ROUND HOLES | 0 | Initial issue | N | BONE PLATES |  | 1 | No | Yes | Yes | Yes | N. A.
B0703 | B0703.1358 | CHS BARREL PLATE (ASIAN), S`RUT, ROUND HOLES, 38MM BARREL 135DEG., 8 HOLES |  | B0703.1350 | 07 | 2018-06-07 | N. A. | N. A. | N. A. | QPF/B0703 | 03 | 2017-01-04 | N. A. | N. A. | N. A. | PS/B0703 | 04 | 2018-03-03 | 2022-12-01 | 2019-12-01 | N. A. | B0703 | TMF-1 | IU/1 | Class C | FINISHED GOODS | SUSHRUT™ | CHS BARREL PLATE (ASIAN), ROUND HOLES | 38MM BARREL 135DEG., 8 HOLES | 16 | No | Yes |  | No | N. A. | No | N. A. | No | Yes | No | Yes | M. L.: MFG/MD/2021/000369 |  | 1 | SUSHRUT PRODUCTS\INTERNATIONAL IMPLANTS\COMPRESSION HIP SCREW IMPLANTS\CHS BARREL PLATES, 38MM ROUND HOLES | 0.1088 | Initial issue | N | BONE PLATES |  | 1 | No | Yes | Yes | Yes | N. A.
B0703 | B0703.1359 | CHS BARREL PLATE (ASIAN), S`RUT, ROUND HOLES, 38MM BARREL 135DEG., 9 HOLES |  | B0703.1350 | 07 | 2018-06-07 | N. A. | N. A. | N. A. | QPF/B0703 | 03 | 2017-01-04 | N. A. | N. A. | N. A. | PS/B0703 | 04 | 2018-03-03 | 2022-12-01 | 2019-12-01 | N. A. | B0703 | TMF-1 | IU/1 | Class C | FINISHED GOODS | SUSHRUT™ | CHS BARREL PLATE (ASIAN), ROUND HOLES | 38MM BARREL 135DEG., 9 HOLES | 16 | No | Yes |  | No | N. A. | No | N. A. | No | Yes | No | Yes | M. L.: MFG/MD/2021/000369 |  | 1 | SUSHRUT PRODUCTS\INTERNATIONAL IMPLANTS\COMPRESSION HIP SCREW IMPLANTS\CHS BARREL PLATES, 38MM ROUND HOLES | 0 | Initial issue | N | BONE PLATES |  | 1 | No | Yes | Yes | Yes | N. A.
B0703 | B0703.1360 | CHS BARREL PLATE (ASIAN), S`RUT, ROUND HOLES, 38MM BARREL 135DEG., 10 HOLES |  | B0703.1350 | 07 | 2018-06-07 | N. A. | N. A. | N. A. | QPF/B0703 | 03 | 2017-01-04 | N. A. | N. A. | N. A. | PS/B0703 | 04 | 2018-03-03 | 2022-12-01 | 2019-12-01 | N. A. | B0703 | TMF-1 | IU/1 | Class C | FINISHED GOODS | SUSHRUT™ | CHS BARREL PLATE (ASIAN), ROUND HOLES | 38MM BARREL 135DEG., 10 HOLES | 16 | No | Yes |  | No | N. A. | No | N. A. | No | Yes | No | Yes | M. L.: MFG/MD/2021/000369 |  | 1 | SUSHRUT PRODUCTS\INTERNATIONAL IMPLANTS\COMPRESSION HIP SCREW IMPLANTS\CHS BARREL PLATES, 38MM ROUND HOLES | 0.115 | Initial issue | N | BONE PLATES |  | 1 | No | Yes | Yes | Yes | N. A.
B0703 | B0703.1361 | CHS BARREL PLATE (ASIAN), S`RUT, ROUND HOLES, 38MM BARREL 135DEG., 11 HOLES |  | B0703.1350 | 07 | 2018-06-07 | N. A. | N. A. | N. A. | QPF/B0703 | 03 | 2017-01-04 | N. A. | N. A. | N. A. | PS/B0703 | 04 | 2018-03-03 | 2022-12-01 | 2019-12-01 | N. A. | B0703 | TMF-1 | IU/1 | Class C | FINISHED GOODS | SUSHRUT™ | CHS BARREL PLATE (ASIAN), ROUND HOLES | 38MM BARREL 135DEG., 11 HOLES | 16 | No | Yes |  | No | N. A. | No | N. A. | No | Yes | No | Yes | M. L.: MFG/MD/2021/000369 |  | 1 | SUSHRUT PRODUCTS\INTERNATIONAL IMPLANTS\COMPRESSION HIP SCREW IMPLANTS\CHS BARREL PLATES, 38MM ROUND HOLES | 0 | Initial issue | N | BONE PLATES |  | 1 | No | Yes | Yes | Yes | N. A.
B0703 | B0703.1362 | CHS BARREL PLATE (ASIAN), S`RUT, ROUND HOLES, 38MM BARREL 135DEG., 12 HOLES |  | B0703.1350 | 07 | 2018-06-07 | N. A. | N. A. | N. A. | QPF/B0703 | 03 | 2017-01-04 | N. A. | N. A. | N. A. | PS/B0703 | 04 | 2018-03-03 | 2022-12-01 | 2019-12-01 | N. A. | B0703 | TMF-1 | IU/1 | Class C | FINISHED GOODS | SUSHRUT™ | CHS BARREL PLATE (ASIAN), ROUND HOLES | 38MM BARREL 135DEG., 12 HOLES | 16 | No | Yes |  | No | N. A. | No | N. A. | No | Yes | No | Yes | M. L.: MFG/MD/2021/000369 |  | 1 | SUSHRUT PRODUCTS\INTERNATIONAL IMPLANTS\COMPRESSION HIP SCREW IMPLANTS\CHS BARREL PLATES, 38MM ROUND HOLES | 0.1464 | Initial issue | N | BONE PLATES |  | 1 | No | Yes | Yes | Yes | N. A.
B0703 | B0703.1363 | CHS BARREL PLATE (ASIAN), S`RUT, ROUND HOLES, 38MM BARREL 135DEG., 13 HOLES |  | B0703.1350 | 07 | 2018-06-07 | N. A. | N. A. | N. A. | QPF/B0703 | 03 | 2017-01-04 | N. A. | N. A. | N. A. | PS/B0703 | 04 | 2018-03-03 | 2022-12-01 | 2019-12-01 | N. A. | B0703 | TMF-1 | IU/1 | Class C | FINISHED GOODS | SUSHRUT™ | CHS BARREL PLATE (ASIAN), ROUND HOLES | 38MM BARREL 135DEG., 13 HOLES | 16 | No | Yes |  | No | N. A. | No | N. A. | No | Yes | No | Yes | M. L.: MFG/MD/2021/000369 |  | 1 | SUSHRUT PRODUCTS\INTERNATIONAL IMPLANTS\COMPRESSION HIP SCREW IMPLANTS\CHS BARREL PLATES, 38MM ROUND HOLES | 0.1507 | Initial issue | N | BONE PLATES |  | 1 | No | Yes | Yes | Yes | N. A.
B0703 | B0703.1364 | CHS BARREL PLATE (ASIAN), S`RUT, ROUND HOLES, 38MM BARREL 135DEG., 14 HOLES |  | B0703.1350 | 07 | 2018-06-07 | N. A. | N. A. | N. A. | QPF/B0703 | 03 | 2017-01-04 | N. A. | N. A. | N. A. | PS/B0703 | 04 | 2018-03-03 | 2022-12-01 | 2019-12-01 | N. A. | B0703 | TMF-1 | IU/1 | Class C | FINISHED GOODS | SUSHRUT™ | CHS BARREL PLATE (ASIAN), ROUND HOLES | 38MM BARREL 135DEG., 14 HOLES | 16 | No | Yes |  | No | N. A. | No | N. A. | No | Yes | No | Yes | M. L.: MFG/MD/2021/000369 |  | 1 | SUSHRUT PRODUCTS\INTERNATIONAL IMPLANTS\COMPRESSION HIP SCREW IMPLANTS\CHS BARREL PLATES, 38MM ROUND HOLES | 0 | Initial issue | Y | BONE PLATES |  | 1 | No | Yes | Yes | Yes | N. A.
B0703 | B0703.1365 | CHS BARREL PLATE (ASIAN), S`RUT, ROUND HOLES, 38MM BARREL 135DEG., 15 HOLES |  | B0703.1350 | 07 | 2018-06-07 | N. A. | N. A. | N. A. | QPF/B0703 | 03 | 2017-01-04 | N. A. | N. A. | N. A. | PS/B0703 | 04 | 2018-03-03 | 2022-12-01 | 2019-12-01 | N. A. | B0703 | TMF-1 | IU/1 | Class C | FINISHED GOODS | SUSHRUT™ | CHS BARREL PLATE (ASIAN), ROUND HOLES | 38MM BARREL 135DEG., 15 HOLES | 16 | No | Yes |  | No | N. A. | No | N. A. | No | Yes | No | Yes | M. L.: MFG/MD/2021/000369 |  | 1 | SUSHRUT PRODUCTS\INTERNATIONAL IMPLANTS\COMPRESSION HIP SCREW IMPLANTS\CHS BARREL PLATES, 38MM ROUND HOLES | 0.1734 | Initial issue | N | BONE PLATES |  | 1 | No | Yes | Yes | Yes | N. A.
B0703 | B0703.1366 | CHS BARREL PLATE (ASIAN), S`RUT, ROUND HOLES, 38MM BARREL 135DEG., 16 HOLES |  | B0703.1350 | 07 | 2018-06-07 | N. A. | N. A. | N. A. | QPF/B0703 | 03 | 2017-01-04 | N. A. | N. A. | N. A. | PS/B0703 | 04 | 2018-03-03 | 2022-12-01 | 2019-12-01 | N. A. | B0703 | TMF-1 | IU/1 | Class C | FINISHED GOODS | SUSHRUT™ | CHS BARREL PLATE (ASIAN), ROUND HOLES | 38MM BARREL 135DEG., 16 HOLES | 16 | No | Yes |  | No | N. A. | No | N. A. | No | Yes | No | Yes | M. L.: MFG/MD/2021/000369 |  | 1 | SUSHRUT PRODUCTS\INTERNATIONAL IMPLANTS\COMPRESSION HIP SCREW IMPLANTS\CHS BARREL PLATES, 38MM ROUND HOLES | 0 | Initial issue | Y | BONE PLATES |  | 1 | No | Yes | Yes | Yes | N. A.
B0703 | B0703.1368 | CHS BARREL PLATE (ASIAN), S`RUT, ROUND HOLES, 38MM BARREL 135DEG., 18 HOLES |  | B0703.1350 | 07 | 2018-06-07 | N. A. | N. A. | N. A. | QPF/B0703 | 03 | 2017-01-04 | N. A. | N. A. | N. A. | PS/B0703 | 04 | 2018-03-03 | 2022-12-01 | 2019-12-01 | N. A. | B0703 | TMF-1 | IU/1 | Class C | FINISHED GOODS | SUSHRUT™ | CHS BARREL PLATE (ASIAN), ROUND HOLES | 38MM BARREL 135DEG., 18 HOLES | 16 | No | Yes |  | No | N. A. | No | N. A. | No | Yes | No | Yes | M. L.: MFG/MD/2021/000369 |  | 1 | SUSHRUT PRODUCTS\INTERNATIONAL IMPLANTS\COMPRESSION HIP SCREW IMPLANTS\CHS BARREL PLATES, 38MM ROUND HOLES | 0 | Initial issue | N | BONE PLATES |  | 1 | No | Yes | Yes | Yes | N. A.
B0703 | B0703.1403 | CHS BARREL PLATE (ASIAN), S`RUT, ROUND HOLES, 38MM BARREL 140DEG., 3 HOLES |  | B0703.1400 | N. A. | N. A. | N. A. | N. A. | N. A. | QPF/B0703 | 03 | 2017-01-04 | N. A. | N. A. | N. A. | PS/B0703 | 04 | 2018-03-03 | 2022-12-01 | 2019-12-01 | N. A. | B0703 | TMF-1 | IU/1 | Class C | FINISHED GOODS | SUSHRUT™ | CHS BARREL PLATE (ASIAN), ROUND HOLES | 38MM BARREL 140DEG., 3 HOLES | 16 | No | Yes |  | No | N. A. | No | N. A. | No | Yes | No | Yes | M. L.: MFG/MD/2021/000369 |  | 1 | SUSHRUT PRODUCTS\INTERNATIONAL IMPLANTS\COMPRESSION HIP SCREW IMPLANTS\CHS BARREL PLATES, 38MM ROUND HOLES | 0.068 | Initial issue | N | BONE PLATES |  | 1 | No | Yes | Yes | Yes | N. A.
B0703 | B0703.1404 | CHS BARREL PLATE (ASIAN), S`RUT, ROUND HOLES, 38MM BARREL 140DEG., 4 HOLES |  | B0703.1400 | N. A. | N. A. | N. A. | N. A. | N. A. | QPF/B0703 | 03 | 2017-01-04 | N. A. | N. A. | N. A. | PS/B0703 | 04 | 2018-03-03 | 2022-12-01 | 2019-12-01 | N. A. | B0703 | TMF-1 | IU/1 | Class C | FINISHED GOODS | SUSHRUT™ | CHS BARREL PLATE (ASIAN), ROUND HOLES | 38MM BARREL 140DEG., 4 HOLES | 16 | No | Yes |  | No | N. A. | No | N. A. | No | Yes | No | Yes | M. L.: MFG/MD/2021/000369 |  | 1 | SUSHRUT PRODUCTS\INTERNATIONAL IMPLANTS\COMPRESSION HIP SCREW IMPLANTS\CHS BARREL PLATES, 38MM ROUND HOLES | 0.0705 | Active as per ECR E030423 | N | BONE PLATES |  | 1 | No | Yes | Yes | Yes | N. A.
B0703 | B0703.1405 | CHS BARREL PLATE (ASIAN), S`RUT, ROUND HOLES, 38MM BARREL 140DEG., 5 HOLES |  | B0703.1400 | N. A. | N. A. | N. A. | N. A. | N. A. | QPF/B0703 | 03 | 2017-01-04 | N. A. | N. A. | N. A. | PS/B0703 | 04 | 2018-03-03 | 2022-12-01 | 2019-12-01 | N. A. | B0703 | TMF-1 | IU/1 | Class C | FINISHED GOODS | SUSHRUT™ | CHS BARREL PLATE (ASIAN), ROUND HOLES | 38MM BARREL 140DEG., 5 HOLES | 16 | No | Yes |  | No | N. A. | No | N. A. | No | Yes | No | Yes | M. L.: MFG/MD/2021/000369 |  | 1 | SUSHRUT PRODUCTS\INTERNATIONAL IMPLANTS\COMPRESSION HIP SCREW IMPLANTS\CHS BARREL PLATES, 38MM ROUND HOLES | 0.0786 | Active as per ECR E030423 | N | BONE PLATES |  | 1 | No | Yes | Yes | Yes | N. A.
B0703 | B0703.1406 | CHS BARREL PLATE (ASIAN), S`RUT, ROUND HOLES, 38MM BARREL 140DEG., 6 HOLES |  | B0703.1400 | N. A. | N. A. | N. A. | N. A. | N. A. | QPF/B0703 | 03 | 2017-01-04 | N. A. | N. A. | N. A. | PS/B0703 | 04 | 2018-03-03 | 2022-12-01 | 2019-12-01 | N. A. | B0703 | TMF-1 | IU/1 | Class C | FINISHED GOODS | SUSHRUT™ | CHS BARREL PLATE (ASIAN), ROUND HOLES | 38MM BARREL 140DEG., 6 HOLES | 16 | No | Yes |  | No | N. A. | No | N. A. | No | Yes | No | Yes | M. L.: MFG/MD/2021/000369 |  | 1 | SUSHRUT PRODUCTS\INTERNATIONAL IMPLANTS\COMPRESSION HIP SCREW IMPLANTS\CHS BARREL PLATES, 38MM ROUND HOLES | 0.0957 | Initial issue | N | BONE PLATES |  | 1 | No | Yes | Yes | Yes | N. A.
B0703 | B0703.1407 | CHS BARREL PLATE (ASIAN), S`RUT, ROUND HOLES, 38MM BARREL 140DEG., 7 HOLES |  | B0703.1400 | N. A. | N. A. | N. A. | N. A. | N. A. | QPF/B0703 | 03 | 2017-01-04 | N. A. | N. A. | N. A. | PS/B0703 | 04 | 2018-03-03 | 2022-12-01 | 2019-12-01 | N. A. | B0703 | TMF-1 | IU/1 | Class C | FINISHED GOODS | SUSHRUT™ | CHS BARREL PLATE (ASIAN), ROUND HOLES | 38MM BARREL 140DEG., 7 HOLES | 16 | No | Yes |  | No | N. A. | No | N. A. | No | Yes | No | Yes | M. L.: MFG/MD/2021/000369 |  | 1 | SUSHRUT PRODUCTS\INTERNATIONAL IMPLANTS\COMPRESSION HIP SCREW IMPLANTS\CHS BARREL PLATES, 38MM ROUND HOLES | 0 | Initial issue | N | BONE PLATES |  | 1 | No | Yes | Yes | Yes | N. A.
B0703 | B0703.1408 | CHS BARREL PLATE (ASIAN), S`RUT, ROUND HOLES, 38MM BARREL 140DEG., 8 HOLES |  | B0703.1400 | N. A. | N. A. | N. A. | N. A. | N. A. | QPF/B0703 | 03 | 2017-01-04 | N. A. | N. A. | N. A. | PS/B0703 | 04 | 2018-03-03 | 2022-12-01 | 2019-12-01 | N. A. | B0703 | TMF-1 | IU/1 | Class C | FINISHED GOODS | SUSHRUT™ | CHS BARREL PLATE (ASIAN), ROUND HOLES | 38MM BARREL 140DEG., 8 HOLES | 16 | No | Yes |  | No | N. A. | No | N. A. | No | Yes | No | Yes | M. L.: MFG/MD/2021/000369 |  | 1 | SUSHRUT PRODUCTS\INTERNATIONAL IMPLANTS\COMPRESSION HIP SCREW IMPLANTS\CHS BARREL PLATES, 38MM ROUND HOLES | 0 | Initial issue | Y | BONE PLATES |  | 1 | No | Yes | Yes | Yes | N. A.
B0703 | B0703.1409 | CHS BARREL PLATE (ASIAN), S`RUT, ROUND HOLES, 38MM BARREL 140DEG., 9 HOLES |  | B0703.1400 | N. A. | N. A. | N. A. | N. A. | N. A. | QPF/B0703 | 03 | 2017-01-04 | N. A. | N. A. | N. A. | PS/B0703 | 04 | 2018-03-03 | 2022-12-01 | 2019-12-01 | N. A. | B0703 | TMF-1 | IU/1 | Class C | FINISHED GOODS | SUSHRUT™ | CHS BARREL PLATE (ASIAN), ROUND HOLES | 38MM BARREL 140DEG., 9 HOLES | 16 | No | Yes |  | No | N. A. | No | N. A. | No | Yes | No | Yes | M. L.: MFG/MD/2021/000369 |  | 1 | SUSHRUT PRODUCTS\INTERNATIONAL IMPLANTS\COMPRESSION HIP SCREW IMPLANTS\CHS BARREL PLATES, 38MM ROUND HOLES | 0 | Initial issue | N | BONE PLATES |  | 1 | No | Yes | Yes | Yes | N. A.
B0703 | B0703.1410 | CHS BARREL PLATE (ASIAN), S`RUT, ROUND HOLES, 38MM BARREL 140DEG., 10 HOLES |  | B0703.1400 | N. A. | N. A. | N. A. | N. A. | N. A. | QPF/B0703 | 03 | 2017-01-04 | N. A. | N. A. | N. A. | PS/B0703 | 04 | 2018-03-03 | 2022-12-01 | 2019-12-01 | N. A. | B0703 | TMF-1 | IU/1 | Class C | FINISHED GOODS | SUSHRUT™ | CHS BARREL PLATE (ASIAN), ROUND HOLES | 38MM BARREL 140DEG., 10 HOLES | 16 | No | Yes |  | No | N. A. | No | N. A. | No | Yes | No | Yes | M. L.: MFG/MD/2021/000369 |  | 1 | SUSHRUT PRODUCTS\INTERNATIONAL IMPLANTS\COMPRESSION HIP SCREW IMPLANTS\CHS BARREL PLATES, 38MM ROUND HOLES | 0 | Initial issue | Y | BONE PLATES |  | 1 | No | Yes | Yes | Yes | N. A.
B0703 | B0703.1411 | CHS BARREL PLATE (ASIAN), S`RUT, ROUND HOLES, 38MM BARREL 140DEG., 11 HOLES |  | B0703.1400 | N. A. | N. A. | N. A. | N. A. | N. A. | QPF/B0703 | 03 | 2017-01-04 | N. A. | N. A. | N. A. | PS/B0703 | 04 | 2018-03-03 | 2022-12-01 | 2019-12-01 | N. A. | B0703 | TMF-1 | IU/1 | Class C | FINISHED GOODS | SUSHRUT™ | CHS BARREL PLATE (ASIAN), ROUND HOLES | 38MM BARREL 140DEG., 11 HOLES | 16 | No | Yes |  | No | N. A. | No | N. A. | No | Yes | No | Yes | M. L.: MFG/MD/2021/000369 |  | 1 | SUSHRUT PRODUCTS\INTERNATIONAL IMPLANTS\COMPRESSION HIP SCREW IMPLANTS\CHS BARREL PLATES, 38MM ROUND HOLES | 0 | Initial issue | Y | BONE PLATES |  | 1 | No | Yes | Yes | Yes | N. A.
B0703 | B0703.1412 | CHS BARREL PLATE (ASIAN), S`RUT, ROUND HOLES, 38MM BARREL 140DEG., 12 HOLES |  | B0703.1400 | N. A. | N. A. | N. A. | N. A. | N. A. | QPF/B0703 | 03 | 2017-01-04 | N. A. | N. A. | N. A. | PS/B0703 | 04 | 2018-03-03 | 2022-12-01 | 2019-12-01 | N. A. | B0703 | TMF-1 | IU/1 | Class C | FINISHED GOODS | SUSHRUT™ | CHS BARREL PLATE (ASIAN), ROUND HOLES | 38MM BARREL 140DEG., 12 HOLES | 16 | No | Yes |  | No | N. A. | No | N. A. | No | Yes | No | Yes | M. L.: MFG/MD/2021/000369 |  | 1 | SUSHRUT PRODUCTS\INTERNATIONAL IMPLANTS\COMPRESSION HIP SCREW IMPLANTS\CHS BARREL PLATES, 38MM ROUND HOLES | 0 | Initial issue | Y | BONE PLATES |  | 1 | No | Yes | Yes | Yes | N. A.
B0703 | B0703.1413 | CHS BARREL PLATE (ASIAN), S`RUT, ROUND HOLES, 38MM BARREL 140DEG., 13 HOLES |  | B0703.1400 | N. A. | N. A. | N. A. | N. A. | N. A. | QPF/B0703 | 03 | 2017-01-04 | N. A. | N. A. | N. A. | PS/B0703 | 04 | 2018-03-03 | 2022-12-01 | 2019-12-01 | N. A. | B0703 | TMF-1 | IU/1 | Class C | FINISHED GOODS | SUSHRUT™ | CHS BARREL PLATE (ASIAN), ROUND HOLES | 38MM BARREL 140DEG., 13 HOLES | 16 | No | Yes |  | No | N. A. | No | N. A. | No | Yes | No | Yes | M. L.: MFG/MD/2021/000369 |  | 1 | SUSHRUT PRODUCTS\INTERNATIONAL IMPLANTS\COMPRESSION HIP SCREW IMPLANTS\CHS BARREL PLATES, 38MM ROUND HOLES | 0 | Initial issue | Y | BONE PLATES |  | 1 | No | Yes | Yes | Yes | N. A.
B0703 | B0703.1414 | CHS BARREL PLATE (ASIAN), S`RUT, ROUND HOLES, 38MM BARREL 140DEG., 14 HOLES |  | B0703.1400 | N. A. | N. A. | N. A. | N. A. | N. A. | QPF/B0703 | 03 | 2017-01-04 | N. A. | N. A. | N. A. | PS/B0703 | 04 | 2018-03-03 | 2022-12-01 | 2019-12-01 | N. A. | B0703 | TMF-1 | IU/1 | Class C | FINISHED GOODS | SUSHRUT™ | CHS BARREL PLATE (ASIAN), ROUND HOLES | 38MM BARREL 140DEG., 14 HOLES | 16 | No | Yes |  | No | N. A. | No | N. A. | No | Yes | No | Yes | M. L.: MFG/MD/2021/000369 |  | 1 | SUSHRUT PRODUCTS\INTERNATIONAL IMPLANTS\COMPRESSION HIP SCREW IMPLANTS\CHS BARREL PLATES, 38MM ROUND HOLES | 0 | Initial issue | Y | BONE PLATES |  | 1 | No | Yes | Yes | Yes | N. A.
B0703 | B0703.1415 | CHS BARREL PLATE (ASIAN), S`RUT, ROUND HOLES, 38MM BARREL 140DEG., 15 HOLES |  | B0703.1400 | N. A. | N. A. | N. A. | N. A. | N. A. | QPF/B0703 | 03 | 2017-01-04 | N. A. | N. A. | N. A. | PS/B0703 | 04 | 2018-03-03 | 2022-12-01 | 2019-12-01 | N. A. | B0703 | TMF-1 | IU/1 | Class C | FINISHED GOODS | SUSHRUT™ | CHS BARREL PLATE (ASIAN), ROUND HOLES | 38MM BARREL 140DEG., 15 HOLES | 16 | No | Yes |  | No | N. A. | No | N. A. | No | Yes | No | Yes | M. L.: MFG/MD/2021/000369 |  | 1 | SUSHRUT PRODUCTS\INTERNATIONAL IMPLANTS\COMPRESSION HIP SCREW IMPLANTS\CHS BARREL PLATES, 38MM ROUND HOLES | 0 | Initial issue | Y | BONE PLATES |  | 1 | No | Yes | Yes | Yes | N. A.
B0703 | B0703.1416 | CHS BARREL PLATE (ASIAN), S`RUT, ROUND HOLES, 38MM BARREL 140DEG., 16 HOLES |  | B0703.1400 | N. A. | N. A. | N. A. | N. A. | N. A. | QPF/B0703 | 03 | 2017-01-04 | N. A. | N. A. | N. A. | PS/B0703 | 04 | 2018-03-03 | 2022-12-01 | 2019-12-01 | N. A. | B0703 | TMF-1 | IU/1 | Class C | FINISHED GOODS | SUSHRUT™ | CHS BARREL PLATE (ASIAN), ROUND HOLES | 38MM BARREL 140DEG., 16 HOLES | 16 | No | Yes |  | No | N. A. | No | N. A. | No | Yes | No | Yes | M. L.: MFG/MD/2021/000369 |  | 1 | SUSHRUT PRODUCTS\INTERNATIONAL IMPLANTS\COMPRESSION HIP SCREW IMPLANTS\CHS BARREL PLATES, 38MM ROUND HOLES | 0 | Initial issue | Y | BONE PLATES |  | 1 | No | Yes | Yes | Yes | N. A.
B0703 | B0703.1418 | CHS BARREL PLATE (ASIAN), S`RUT, ROUND HOLES, 38MM BARREL 140DEG., 18 HOLES |  | B0703.1400 | N. A. | N. A. | N. A. | N. A. | N. A. | QPF/B0703 | 03 | 2017-01-04 | N. A. | N. A. | N. A. | PS/B0703 | 04 | 2018-03-03 | 2022-12-01 | 2019-12-01 | N. A. | B0703 | TMF-1 | IU/1 | Class C | FINISHED GOODS | SUSHRUT™ | CHS BARREL PLATE (ASIAN), ROUND HOLES | 38MM BARREL 140DEG., 18 HOLES | 16 | No | Yes |  | No | N. A. | No | N. A. | No | Yes | No | Yes | M. L.: MFG/MD/2021/000369 |  | 1 | SUSHRUT PRODUCTS\INTERNATIONAL IMPLANTS\COMPRESSION HIP SCREW IMPLANTS\CHS BARREL PLATES, 38MM ROUND HOLES | 0 | Initial issue | Y | BONE PLATES |  | 1 | No | Yes | Yes | Yes | N. A.
B0703 | B0703.1453 | CHS BARREL PLATE (ASIAN), S`RUT, ROUND HOLES, 38MM BARREL 145DEG., 3 HOLES |  | B0703.1450 | 07 | 2018-06-07 | N. A. | N. A. | N. A. | QPF/B0703 | 03 | 2017-01-04 | N. A. | N. A. | N. A. | PS/B0703 | 04 | 2018-03-03 | 2022-12-01 | 2019-12-01 | N. A. | B0703 | TMF-1 | IU/1 | Class C | FINISHED GOODS | SUSHRUT™ | CHS BARREL PLATE (ASIAN), ROUND HOLES | 38MM BARREL 145DEG., 3 HOLES | 16 | No | Yes |  | No | N. A. | No | N. A. | No | Yes | No | Yes | M. L.: MFG/MD/2021/000369 |  | 1 | SUSHRUT PRODUCTS\INTERNATIONAL IMPLANTS\COMPRESSION HIP SCREW IMPLANTS\CHS BARREL PLATES, 38MM ROUND HOLES | 0 | Initial issue | N | BONE PLATES |  | 1 | No | Yes | Yes | Yes | N. A.
B0703 | B0703.1454 | CHS BARREL PLATE (ASIAN), S`RUT, ROUND HOLES, 38MM BARREL 145DEG., 4 HOLES |  | B0703.1450 | 07 | 2018-06-07 | N. A. | N. A. | N. A. | QPF/B0703 | 03 | 2017-01-04 | N. A. | N. A. | N. A. | PS/B0703 | 04 | 2018-03-03 | 2022-12-01 | 2019-12-01 | N. A. | B0703 | TMF-1 | IU/1 | Class C | FINISHED GOODS | SUSHRUT™ | CHS BARREL PLATE (ASIAN), ROUND HOLES | 38MM BARREL 145DEG., 4 HOLES | 16 | No | Yes |  | No | N. A. | No | N. A. | No | Yes | No | Yes | M. L.: MFG/MD/2021/000369 |  | 1 | SUSHRUT PRODUCTS\INTERNATIONAL IMPLANTS\COMPRESSION HIP SCREW IMPLANTS\CHS BARREL PLATES, 38MM ROUND HOLES | 0 | Initial issue | N | BONE PLATES |  | 1 | No | Yes | Yes | Yes | N. A.
B0703 | B0703.1455 | CHS BARREL PLATE (ASIAN), S`RUT, ROUND HOLES, 38MM BARREL 145DEG., 5 HOLES |  | B0703.1450 | 07 | 2018-06-07 | N. A. | N. A. | N. A. | QPF/B0703 | 03 | 2017-01-04 | N. A. | N. A. | N. A. | PS/B0703 | 04 | 2018-03-03 | 2022-12-01 | 2019-12-01 | N. A. | B0703 | TMF-1 | IU/1 | Class C | FINISHED GOODS | SUSHRUT™ | CHS BARREL PLATE (ASIAN), ROUND HOLES | 38MM BARREL 145DEG., 5 HOLES | 16 | No | Yes |  | No | N. A. | No | N. A. | No | Yes | No | Yes | M. L.: MFG/MD/2021/000369 |  | 1 | SUSHRUT PRODUCTS\INTERNATIONAL IMPLANTS\COMPRESSION HIP SCREW IMPLANTS\CHS BARREL PLATES, 38MM ROUND HOLES | 0 | Initial issue | Y | BONE PLATES |  | 1 | No | Yes | Yes | Yes | N. A.
B0703 | B0703.1456 | CHS BARREL PLATE (ASIAN), S`RUT, ROUND HOLES, 38MM BARREL 145DEG., 6 HOLES |  | B0703.1450 | 07 | 2018-06-07 | N. A. | N. A. | N. A. | QPF/B0703 | 03 | 2017-01-04 | N. A. | N. A. | N. A. | PS/B0703 | 04 | 2018-03-03 | 2022-12-01 | 2019-12-01 | N. A. | B0703 | TMF-1 | IU/1 | Class C | FINISHED GOODS | SUSHRUT™ | CHS BARREL PLATE (ASIAN), ROUND HOLES | 38MM BARREL 145DEG., 6 HOLES | 16 | No | Yes |  | No | N. A. | No | N. A. | No | Yes | No | Yes | M. L.: MFG/MD/2021/000369 |  | 1 | SUSHRUT PRODUCTS\INTERNATIONAL IMPLANTS\COMPRESSION HIP SCREW IMPLANTS\CHS BARREL PLATES, 38MM ROUND HOLES | 0 | Initial issue | N | BONE PLATES |  | 1 | No | Yes | Yes | Yes | N. A.
B0703 | B0703.1457 | CHS BARREL PLATE (ASIAN), S`RUT, ROUND HOLES, 38MM BARREL 145DEG., 7 HOLES |  | B0703.1450 | 07 | 2018-06-07 | N. A. | N. A. | N. A. | QPF/B0703 | 03 | 2017-01-04 | N. A. | N. A. | N. A. | PS/B0703 | 04 | 2018-03-03 | 2022-12-01 | 2019-12-01 | N. A. | B0703 | TMF-1 | IU/1 | Class C | FINISHED GOODS | SUSHRUT™ | CHS BARREL PLATE (ASIAN), ROUND HOLES | 38MM BARREL 145DEG., 7 HOLES | 16 | No | Yes |  | No | N. A. | No | N. A. | No | Yes | No | Yes | M. L.: MFG/MD/2021/000369 |  | 1 | SUSHRUT PRODUCTS\INTERNATIONAL IMPLANTS\COMPRESSION HIP SCREW IMPLANTS\CHS BARREL PLATES, 38MM ROUND HOLES | 0 | Initial issue | N | BONE PLATES |  | 1 | No | Yes | Yes | Yes | N. A.
B0703 | B0703.1458 | CHS BARREL PLATE (ASIAN), S`RUT, ROUND HOLES, 38MM BARREL 145DEG., 8 HOLES |  | B0703.1450 | 07 | 2018-06-07 | N. A. | N. A. | N. A. | QPF/B0703 | 03 | 2017-01-04 | N. A. | N. A. | N. A. | PS/B0703 | 04 | 2018-03-03 | 2022-12-01 | 2019-12-01 | N. A. | B0703 | TMF-1 | IU/1 | Class C | FINISHED GOODS | SUSHRUT™ | CHS BARREL PLATE (ASIAN), ROUND HOLES | 38MM BARREL 145DEG., 8 HOLES | 16 | No | Yes |  | No | N. A. | No | N. A. | No | Yes | No | Yes | M. L.: MFG/MD/2021/000369 |  | 1 | SUSHRUT PRODUCTS\INTERNATIONAL IMPLANTS\COMPRESSION HIP SCREW IMPLANTS\CHS BARREL PLATES, 38MM ROUND HOLES | 0 | Initial issue | N | BONE PLATES |  | 1 | No | Yes | Yes | Yes | N. A.
B0703 | B0703.1459 | CHS BARREL PLATE (ASIAN), S`RUT, ROUND HOLES, 38MM BARREL 145DEG., 9 HOLES |  | B0703.1450 | 07 | 2018-06-07 | N. A. | N. A. | N. A. | QPF/B0703 | 03 | 2017-01-04 | N. A. | N. A. | N. A. | PS/B0703 | 04 | 2018-03-03 | 2022-12-01 | 2019-12-01 | N. A. | B0703 | TMF-1 | IU/1 | Class C | FINISHED GOODS | SUSHRUT™ | CHS BARREL PLATE (ASIAN), ROUND HOLES | 38MM BARREL 145DEG., 9 HOLES | 16 | No | Yes |  | No | N. A. | No | N. A. | No | Yes | No | Yes | M. L.: MFG/MD/2021/000369 |  | 1 | SUSHRUT PRODUCTS\INTERNATIONAL IMPLANTS\COMPRESSION HIP SCREW IMPLANTS\CHS BARREL PLATES, 38MM ROUND HOLES | 0 | Initial issue | N | BONE PLATES |  | 1 | No | Yes | Yes | Yes | N. A.
B0703 | B0703.1460 | CHS BARREL PLATE (ASIAN), S`RUT, ROUND HOLES, 38MM BARREL 145DEG., 10 HOLES |  | B0703.1450 | 07 | 2018-06-07 | N. A. | N. A. | N. A. | QPF/B0703 | 03 | 2017-01-04 | N. A. | N. A. | N. A. | PS/B0703 | 04 | 2018-03-03 | 2022-12-01 | 2019-12-01 | N. A. | B0703 | TMF-1 | IU/1 | Class C | FINISHED GOODS | SUSHRUT™ | CHS BARREL PLATE (ASIAN), ROUND HOLES | 38MM BARREL 145DEG., 10 HOLES | 16 | No | Yes |  | No | N. A. | No | N. A. | No | Yes | No | Yes | M. L.: MFG/MD/2021/000369 |  | 1 | SUSHRUT PRODUCTS\INTERNATIONAL IMPLANTS\COMPRESSION HIP SCREW IMPLANTS\CHS BARREL PLATES, 38MM ROUND HOLES | 0 | Initial issue | Y | BONE PLATES |  | 1 | No | Yes | Yes | Yes | N. A.
B0703 | B0703.1461 | CHS BARREL PLATE (ASIAN), S`RUT, ROUND HOLES, 38MM BARREL 145DEG., 11 HOLES |  | B0703.1450 | 07 | 2018-06-07 | N. A. | N. A. | N. A. | QPF/B0703 | 03 | 2017-01-04 | N. A. | N. A. | N. A. | PS/B0703 | 04 | 2018-03-03 | 2022-12-01 | 2019-12-01 | N. A. | B0703 | TMF-1 | IU/1 | Class C | FINISHED GOODS | SUSHRUT™ | CHS BARREL PLATE (ASIAN), ROUND HOLES | 38MM BARREL 145DEG., 11 HOLES | 16 | No | Yes |  | No | N. A. | No | N. A. | No | Yes | No | Yes | M. L.: MFG/MD/2021/000369 |  | 1 | SUSHRUT PRODUCTS\INTERNATIONAL IMPLANTS\COMPRESSION HIP SCREW IMPLANTS\CHS BARREL PLATES, 38MM ROUND HOLES | 0 | Initial issue | Y | BONE PLATES |  | 1 | No | Yes | Yes | Yes | N. A.
B0703 | B0703.1462 | CHS BARREL PLATE (ASIAN), S`RUT, ROUND HOLES, 38MM BARREL 145DEG., 12 HOLES |  | B0703.1450 | 07 | 2018-06-07 | N. A. | N. A. | N. A. | QPF/B0703 | 03 | 2017-01-04 | N. A. | N. A. | N. A. | PS/B0703 | 04 | 2018-03-03 | 2022-12-01 | 2019-12-01 | N. A. | B0703 | TMF-1 | IU/1 | Class C | FINISHED GOODS | SUSHRUT™ | CHS BARREL PLATE (ASIAN), ROUND HOLES | 38MM BARREL 145DEG., 12 HOLES | 16 | No | Yes |  | No | N. A. | No | N. A. | No | Yes | No | Yes | M. L.: MFG/MD/2021/000369 |  | 1 | SUSHRUT PRODUCTS\INTERNATIONAL IMPLANTS\COMPRESSION HIP SCREW IMPLANTS\CHS BARREL PLATES, 38MM ROUND HOLES | 0 | Initial issue | N | BONE PLATES |  | 1 | No | Yes | Yes | Yes | N. A.
B0703 | B0703.1463 | CHS BARREL PLATE (ASIAN), S`RUT, ROUND HOLES, 38MM BARREL 145DEG., 13 HOLES |  | B0703.1450 | 07 | 2018-06-07 | N. A. | N. A. | N. A. | QPF/B0703 | 03 | 2017-01-04 | N. A. | N. A. | N. A. | PS/B0703 | 04 | 2018-03-03 | 2022-12-01 | 2019-12-01 | N. A. | B0703 | TMF-1 | IU/1 | Class C | FINISHED GOODS | SUSHRUT™ | CHS BARREL PLATE (ASIAN), ROUND HOLES | 38MM BARREL 145DEG., 13 HOLES | 16 | No | Yes |  | No | N. A. | No | N. A. | No | Yes | No | Yes | M. L.: MFG/MD/2021/000369 |  | 1 | SUSHRUT PRODUCTS\INTERNATIONAL IMPLANTS\COMPRESSION HIP SCREW IMPLANTS\CHS BARREL PLATES, 38MM ROUND HOLES | 0 | Initial issue | Y | BONE PLATES |  | 1 | No | Yes | Yes | Yes | N. A.
B0703 | B0703.1464 | CHS BARREL PLATE (ASIAN), S`RUT, ROUND HOLES, 38MM BARREL 145DEG., 14 HOLES |  | B0703.1450 | 07 | 2018-06-07 | N. A. | N. A. | N. A. | QPF/B0703 | 03 | 2017-01-04 | N. A. | N. A. | N. A. | PS/B0703 | 04 | 2018-03-03 | 2022-12-01 | 2019-12-01 | N. A. | B0703 | TMF-1 | IU/1 | Class C | FINISHED GOODS | SUSHRUT™ | CHS BARREL PLATE (ASIAN), ROUND HOLES | 38MM BARREL 145DEG., 14 HOLES | 16 | No | Yes |  | No | N. A. | No | N. A. | No | Yes | No | Yes | M. L.: MFG/MD/2021/000369 |  | 1 | SUSHRUT PRODUCTS\INTERNATIONAL IMPLANTS\COMPRESSION HIP SCREW IMPLANTS\CHS BARREL PLATES, 38MM ROUND HOLES | 0 | Initial issue | Y | BONE PLATES |  | 1 | No | Yes | Yes | Yes | N. A.
B0703 | B0703.1465 | CHS BARREL PLATE (ASIAN), S`RUT, ROUND HOLES, 38MM BARREL 145DEG., 15 HOLES |  | B0703.1450 | 07 | 2018-06-07 | N. A. | N. A. | N. A. | QPF/B0703 | 03 | 2017-01-04 | N. A. | N. A. | N. A. | PS/B0703 | 04 | 2018-03-03 | 2022-12-01 | 2019-12-01 | N. A. | B0703 | TMF-1 | IU/1 | Class C | FINISHED GOODS | SUSHRUT™ | CHS BARREL PLATE (ASIAN), ROUND HOLES | 38MM BARREL 145DEG., 15 HOLES | 16 | No | Yes |  | No | N. A. | No | N. A. | No | Yes | No | Yes | M. L.: MFG/MD/2021/000369 |  | 1 | SUSHRUT PRODUCTS\INTERNATIONAL IMPLANTS\COMPRESSION HIP SCREW IMPLANTS\CHS BARREL PLATES, 38MM ROUND HOLES | 0 | Initial issue | Y | BONE PLATES |  | 1 | No | Yes | Yes | Yes | N. A.
B0703 | B0703.1466 | CHS BARREL PLATE (ASIAN), S`RUT, ROUND HOLES, 38MM BARREL 145DEG., 16 HOLES |  | B0703.1450 | 07 | 2018-06-07 | N. A. | N. A. | N. A. | QPF/B0703 | 03 | 2017-01-04 | N. A. | N. A. | N. A. | PS/B0703 | 04 | 2018-03-03 | 2022-12-01 | 2019-12-01 | N. A. | B0703 | TMF-1 | IU/1 | Class C | FINISHED GOODS | SUSHRUT™ | CHS BARREL PLATE (ASIAN), ROUND HOLES | 38MM BARREL 145DEG., 16 HOLES | 16 | No | Yes |  | No | N. A. | No | N. A. | No | Yes | No | Yes | M. L.: MFG/MD/2021/000369 |  | 1 | SUSHRUT PRODUCTS\INTERNATIONAL IMPLANTS\COMPRESSION HIP SCREW IMPLANTS\CHS BARREL PLATES, 38MM ROUND HOLES | 0 | Initial issue | Y | BONE PLATES |  | 1 | No | Yes | Yes | Yes | N. A.
B0703 | B0703.1468 | CHS BARREL PLATE (ASIAN), S`RUT, ROUND HOLES, 38MM BARREL 145DEG., 18 HOLES |  | B0703.1450 | 07 | 2018-06-07 | N. A. | N. A. | N. A. | QPF/B0703 | 03 | 2017-01-04 | N. A. | N. A. | N. A. | PS/B0703 | 04 | 2018-03-03 | 2022-12-01 | 2019-12-01 | N. A. | B0703 | TMF-1 | IU/1 | Class C | FINISHED GOODS | SUSHRUT™ | CHS BARREL PLATE (ASIAN), ROUND HOLES | 38MM BARREL 145DEG., 18 HOLES | 16 | No | Yes |  | No | N. A. | No | N. A. | No | Yes | No | Yes | M. L.: MFG/MD/2021/000369 |  | 1 | SUSHRUT PRODUCTS\INTERNATIONAL IMPLANTS\COMPRESSION HIP SCREW IMPLANTS\CHS BARREL PLATES, 38MM ROUND HOLES | 0 | Initial issue | Y | BONE PLATES |  | 1 | No | Yes | Yes | Yes | N. A.
B0703 | B0703.1503 | CHS BARREL PLATE (ASIAN), S`RUT, ROUND HOLES, 38MM BARREL 150DEG., 3 HOLES |  | B0703.1500 | 09 | 2018-06-07 | N. A. | N. A. | N. A. | QPF/B0703 | 03 | 2017-01-04 | N. A. | N. A. | N. A. | PS/B0703 | 04 | 2018-03-03 | 2022-12-01 | 2019-12-01 | N. A. | B0703 | TMF-1 | IU/1 | Class C | FINISHED GOODS | SUSHRUT™ | CHS BARREL PLATE (ASIAN), ROUND HOLES | 38MM BARREL 150DEG., 3 HOLES | 16 | No | Yes |  | No | N. A. | No | N. A. | No | Yes | No | Yes | M. L.: MFG/MD/2021/000369 |  | 1 | SUSHRUT PRODUCTS\INTERNATIONAL IMPLANTS\COMPRESSION HIP SCREW IMPLANTS\CHS BARREL PLATES, 38MM ROUND HOLES | 0 | Initial issue | N | BONE PLATES |  | 1 | No | Yes | Yes | Yes | N. A.
B0703 | B0703.1504 | CHS BARREL PLATE (ASIAN), S`RUT, ROUND HOLES, 38MM BARREL 150DEG., 4 HOLES |  | B0703.1500 | 09 | 2018-06-07 | N. A. | N. A. | N. A. | QPF/B0703 | 03 | 2017-01-04 | N. A. | N. A. | N. A. | PS/B0703 | 04 | 2018-03-03 | 2022-12-01 | 2019-12-01 | N. A. | B0703 | TMF-1 | IU/1 | Class C | FINISHED GOODS | SUSHRUT™ | CHS BARREL PLATE (ASIAN), ROUND HOLES | 38MM BARREL 150DEG., 4 HOLES | 16 | No | Yes |  | No | N. A. | No | N. A. | No | Yes | No | Yes | M. L.: MFG/MD/2021/000369 |  | 1 | SUSHRUT PRODUCTS\INTERNATIONAL IMPLANTS\COMPRESSION HIP SCREW IMPLANTS\CHS BARREL PLATES, 38MM ROUND HOLES | 0 | Initial issue | N | BONE PLATES |  | 1 | No | Yes | Yes | Yes | N. A.
B0703 | B0703.1505 | CHS BARREL PLATE (ASIAN), S`RUT, ROUND HOLES, 38MM BARREL 150DEG., 5 HOLES |  | B0703.1500 | 09 | 2018-06-07 | N. A. | N. A. | N. A. | QPF/B0703 | 03 | 2017-01-04 | N. A. | N. A. | N. A. | PS/B0703 | 04 | 2018-03-03 | 2022-12-01 | 2019-12-01 | N. A. | B0703 | TMF-1 | IU/1 | Class C | FINISHED GOODS | SUSHRUT™ | CHS BARREL PLATE (ASIAN), ROUND HOLES | 38MM BARREL 150DEG., 5 HOLES | 16 | No | Yes |  | No | N. A. | No | N. A. | No | Yes | No | Yes | M. L.: MFG/MD/2021/000369 |  | 1 | SUSHRUT PRODUCTS\INTERNATIONAL IMPLANTS\COMPRESSION HIP SCREW IMPLANTS\CHS BARREL PLATES, 38MM ROUND HOLES | 0 | Initial issue | Y | BONE PLATES |  | 1 | No | Yes | Yes | Yes | N. A.
B0703 | B0703.1506 | CHS BARREL PLATE (ASIAN), S`RUT, ROUND HOLES, 38MM BARREL 150DEG., 6 HOLES |  | B0703.1500 | 09 | 2018-06-07 | N. A. | N. A. | N. A. | QPF/B0703 | 03 | 2017-01-04 | N. A. | N. A. | N. A. | PS/B0703 | 04 | 2018-03-03 | 2022-12-01 | 2019-12-01 | N. A. | B0703 | TMF-1 | IU/1 | Class C | FINISHED GOODS | SUSHRUT™ | CHS BARREL PLATE (ASIAN), ROUND HOLES | 38MM BARREL 150DEG., 6 HOLES | 16 | No | Yes |  | No | N. A. | No | N. A. | No | Yes | No | Yes | M. L.: MFG/MD/2021/000369 |  | 1 | SUSHRUT PRODUCTS\INTERNATIONAL IMPLANTS\COMPRESSION HIP SCREW IMPLANTS\CHS BARREL PLATES, 38MM ROUND HOLES | 0 | Initial issue | Y | BONE PLATES |  | 1 | No | Yes | Yes | Yes | N. A.
B0703 | B0703.1507 | CHS BARREL PLATE (ASIAN), S`RUT, ROUND HOLES, 38MM BARREL 150DEG., 7 HOLES |  | B0703.1500 | 09 | 2018-06-07 | N. A. | N. A. | N. A. | QPF/B0703 | 03 | 2017-01-04 | N. A. | N. A. | N. A. | PS/B0703 | 04 | 2018-03-03 | 2022-12-01 | 2019-12-01 | N. A. | B0703 | TMF-1 | IU/1 | Class C | FINISHED GOODS | SUSHRUT™ | CHS BARREL PLATE (ASIAN), ROUND HOLES | 38MM BARREL 150DEG., 7 HOLES | 16 | No | Yes |  | No | N. A. | No | N. A. | No | Yes | No | Yes | M. L.: MFG/MD/2021/000369 |  | 1 | SUSHRUT PRODUCTS\INTERNATIONAL IMPLANTS\COMPRESSION HIP SCREW IMPLANTS\CHS BARREL PLATES, 38MM ROUND HOLES | 0 | Initial issue | N | BONE PLATES |  | 1 | No | Yes | Yes | Yes | N. A.
B0703 | B0703.1508 | CHS BARREL PLATE (ASIAN), S`RUT, ROUND HOLES, 38MM BARREL 150DEG., 8 HOLES |  | B0703.1500 | 09 | 2018-06-07 | N. A. | N. A. | N. A. | QPF/B0703 | 03 | 2017-01-04 | N. A. | N. A. | N. A. | PS/B0703 | 04 | 2018-03-03 | 2022-12-01 | 2019-12-01 | N. A. | B0703 | TMF-1 | IU/1 | Class C | FINISHED GOODS | SUSHRUT™ | CHS BARREL PLATE (ASIAN), ROUND HOLES | 38MM BARREL 150DEG., 8 HOLES | 16 | No | Yes |  | No | N. A. | No | N. A. | No | Yes | No | Yes | M. L.: MFG/MD/2021/000369 |  | 1 | SUSHRUT PRODUCTS\INTERNATIONAL IMPLANTS\COMPRESSION HIP SCREW IMPLANTS\CHS BARREL PLATES, 38MM ROUND HOLES | 0 | Initial issue | N | BONE PLATES |  | 1 | No | Yes | Yes | Yes | N. A.
B0703 | B0703.1509 | CHS BARREL PLATE (ASIAN), S`RUT, ROUND HOLES, 38MM BARREL 150DEG., 9 HOLES |  | B0703.1500 | 09 | 2018-06-07 | N. A. | N. A. | N. A. | QPF/B0703 | 03 | 2017-01-04 | N. A. | N. A. | N. A. | PS/B0703 | 04 | 2018-03-03 | 2022-12-01 | 2019-12-01 | N. A. | B0703 | TMF-1 | IU/1 | Class C | FINISHED GOODS | SUSHRUT™ | CHS BARREL PLATE (ASIAN), ROUND HOLES | 38MM BARREL 150DEG., 9 HOLES | 16 | No | Yes |  | No | N. A. | No | N. A. | No | Yes | No | Yes | M. L.: MFG/MD/2021/000369 |  | 1 | SUSHRUT PRODUCTS\INTERNATIONAL IMPLANTS\COMPRESSION HIP SCREW IMPLANTS\CHS BARREL PLATES, 38MM ROUND HOLES | 0 | Initial issue | Y | BONE PLATES |  | 1 | No | Yes | Yes | Yes | N. A.
B0703 | B0703.1510 | CHS BARREL PLATE (ASIAN), S`RUT, ROUND HOLES, 38MM BARREL 150DEG., 10 HOLES |  | B0703.1500 | 09 | 2018-06-07 | N. A. | N. A. | N. A. | QPF/B0703 | 03 | 2017-01-04 | N. A. | N. A. | N. A. | PS/B0703 | 04 | 2018-03-03 | 2022-12-01 | 2019-12-01 | N. A. | B0703 | TMF-1 | IU/1 | Class C | FINISHED GOODS | SUSHRUT™ | CHS BARREL PLATE (ASIAN), ROUND HOLES | 38MM BARREL 150DEG., 10 HOLES | 16 | No | Yes |  | No | N. A. | No | N. A. | No | Yes | No | Yes | M. L.: MFG/MD/2021/000369 |  | 1 | SUSHRUT PRODUCTS\INTERNATIONAL IMPLANTS\COMPRESSION HIP SCREW IMPLANTS\CHS BARREL PLATES, 38MM ROUND HOLES | 0 | Initial issue | N | BONE PLATES |  | 1 | No | Yes | Yes | Yes | N. A.
B0703 | B0703.1511 | CHS BARREL PLATE (ASIAN), S`RUT, ROUND HOLES, 38MM BARREL 150DEG., 11 HOLES |  | B0703.1500 | 09 | 2018-06-07 | N. A. | N. A. | N. A. | QPF/B0703 | 03 | 2017-01-04 | N. A. | N. A. | N. A. | PS/B0703 | 04 | 2018-03-03 | 2022-12-01 | 2019-12-01 | N. A. | B0703 | TMF-1 | IU/1 | Class C | FINISHED GOODS | SUSHRUT™ | CHS BARREL PLATE (ASIAN), ROUND HOLES | 38MM BARREL 150DEG., 11 HOLES | 16 | No | Yes |  | No | N. A. | No | N. A. | No | Yes | No | Yes | M. L.: MFG/MD/2021/000369 |  | 1 | SUSHRUT PRODUCTS\INTERNATIONAL IMPLANTS\COMPRESSION HIP SCREW IMPLANTS\CHS BARREL PLATES, 38MM ROUND HOLES | 0 | Initial issue | Y | BONE PLATES |  | 1 | No | Yes | Yes | Yes | N. A.
B0703 | B0703.1512 | CHS BARREL PLATE (ASIAN), S`RUT, ROUND HOLES, 38MM BARREL 150DEG., 12 HOLES |  | B0703.1500 | 09 | 2018-06-07 | N. A. | N. A. | N. A. | QPF/B0703 | 03 | 2017-01-04 | N. A. | N. A. | N. A. | PS/B0703 | 04 | 2018-03-03 | 2022-12-01 | 2019-12-01 | N. A. | B0703 | TMF-1 | IU/1 | Class C | FINISHED GOODS | SUSHRUT™ | CHS BARREL PLATE (ASIAN), ROUND HOLES | 38MM BARREL 150DEG., 12 HOLES | 16 | No | Yes |  | No | N. A. | No | N. A. | No | Yes | No | Yes | M. L.: MFG/MD/2021/000369 |  | 1 | SUSHRUT PRODUCTS\INTERNATIONAL IMPLANTS\COMPRESSION HIP SCREW IMPLANTS\CHS BARREL PLATES, 38MM ROUND HOLES | 0 | Initial issue | N | BONE PLATES |  | 1 | No | Yes | Yes | Yes | N. A.
B0703 | B0703.1513 | CHS BARREL PLATE (ASIAN), S`RUT, ROUND HOLES, 38MM BARREL 150DEG., 13 HOLES |  | B0703.1500 | 09 | 2018-06-07 | N. A. | N. A. | N. A. | QPF/B0703 | 03 | 2017-01-04 | N. A. | N. A. | N. A. | PS/B0703 | 04 | 2018-03-03 | 2022-12-01 | 2019-12-01 | N. A. | B0703 | TMF-1 | IU/1 | Class C | FINISHED GOODS | SUSHRUT™ | CHS BARREL PLATE (ASIAN), ROUND HOLES | 38MM BARREL 150DEG., 13 HOLES | 16 | No | Yes |  | No | N. A. | No | N. A. | No | Yes | No | Yes | M. L.: MFG/MD/2021/000369 |  | 1 | SUSHRUT PRODUCTS\INTERNATIONAL IMPLANTS\COMPRESSION HIP SCREW IMPLANTS\CHS BARREL PLATES, 38MM ROUND HOLES | 0 | Initial issue | Y | BONE PLATES |  | 1 | No | Yes | Yes | Yes | N. A.
B0703 | B0703.1514 | CHS BARREL PLATE (ASIAN), S`RUT, ROUND HOLES, 38MM BARREL 150DEG., 14 HOLES |  | B0703.1500 | 09 | 2018-06-07 | N. A. | N. A. | N. A. | QPF/B0703 | 03 | 2017-01-04 | N. A. | N. A. | N. A. | PS/B0703 | 04 | 2018-03-03 | 2022-12-01 | 2019-12-01 | N. A. | B0703 | TMF-1 | IU/1 | Class C | FINISHED GOODS | SUSHRUT™ | CHS BARREL PLATE (ASIAN), ROUND HOLES | 38MM BARREL 150DEG., 14 HOLES | 16 | No | Yes |  | No | N. A. | No | N. A. | No | Yes | No | Yes | M. L.: MFG/MD/2021/000369 |  | 1 | SUSHRUT PRODUCTS\INTERNATIONAL IMPLANTS\COMPRESSION HIP SCREW IMPLANTS\CHS BARREL PLATES, 38MM ROUND HOLES | 0 | Initial issue | Y | BONE PLATES |  | 1 | No | Yes | Yes | Yes | N. A.
B0703 | B0703.1515 | CHS BARREL PLATE (ASIAN), S`RUT, ROUND HOLES, 38MM BARREL 150DEG., 15 HOLES |  | B0703.1500 | 09 | 2018-06-07 | N. A. | N. A. | N. A. | QPF/B0703 | 03 | 2017-01-04 | N. A. | N. A. | N. A. | PS/B0703 | 04 | 2018-03-03 | 2022-12-01 | 2019-12-01 | N. A. | B0703 | TMF-1 | IU/1 | Class C | FINISHED GOODS | SUSHRUT™ | CHS BARREL PLATE (ASIAN), ROUND HOLES | 38MM BARREL 150DEG., 15 HOLES | 16 | No | Yes |  | No | N. A. | No | N. A. | No | Yes | No | Yes | M. L.: MFG/MD/2021/000369 |  | 1 | SUSHRUT PRODUCTS\INTERNATIONAL IMPLANTS\COMPRESSION HIP SCREW IMPLANTS\CHS BARREL PLATES, 38MM ROUND HOLES | 0 | Initial issue | Y | BONE PLATES |  | 1 | No | Yes | Yes | Yes | N. A.
B0703 | B0703.1516 | CHS BARREL PLATE (ASIAN), S`RUT, ROUND HOLES, 38MM BARREL 150DEG., 16 HOLES |  | B0703.1500 | 09 | 2018-06-07 | N. A. | N. A. | N. A. | QPF/B0703 | 03 | 2017-01-04 | N. A. | N. A. | N. A. | PS/B0703 | 04 | 2018-03-03 | 2022-12-01 | 2019-12-01 | N. A. | B0703 | TMF-1 | IU/1 | Class C | FINISHED GOODS | SUSHRUT™ | CHS BARREL PLATE (ASIAN), ROUND HOLES | 38MM BARREL 150DEG., 16 HOLES | 16 | No | Yes |  | No | N. A. | No | N. A. | No | Yes | No | Yes | M. L.: MFG/MD/2021/000369 |  | 1 | SUSHRUT PRODUCTS\INTERNATIONAL IMPLANTS\COMPRESSION HIP SCREW IMPLANTS\CHS BARREL PLATES, 38MM ROUND HOLES | 0 | Initial issue | Y | BONE PLATES |  | 1 | No | Yes | Yes | Yes | N. A.
B0703 | B0703.1518 | CHS BARREL PLATE (ASIAN), S`RUT, ROUND HOLES, 38MM BARREL 150DEG., 18 HOLES |  | B0703.1500 | 09 | 2018-06-07 | N. A. | N. A. | N. A. | QPF/B0703 | 03 | 2017-01-04 | N. A. | N. A. | N. A. | PS/B0703 | 04 | 2018-03-03 | 2022-12-01 | 2019-12-01 | N. A. | B0703 | TMF-1 | IU/1 | Class C | FINISHED GOODS | SUSHRUT™ | CHS BARREL PLATE (ASIAN), ROUND HOLES | 38MM BARREL 150DEG., 18 HOLES | 16 | No | Yes |  | No | N. A. | No | N. A. | No | Yes | No | Yes | M. L.: MFG/MD/2021/000369 |  | 1 | SUSHRUT PRODUCTS\INTERNATIONAL IMPLANTS\COMPRESSION HIP SCREW IMPLANTS\CHS BARREL PLATES, 38MM ROUND HOLES | 0 | Initial issue | Y | BONE PLATES |  | 1 | No | Yes | Yes | Yes | N. A.
B0704.1200F | B0704.1200F | CHS FORGING, 16MM WIDTH, 38MM BARREL, 316L, 120DEG. DOUBLE ENDED |  | B0704.1200F | 00 | 2019-06-04 | N. A. | N. A. | N. A. | QPF/B0704F | N. A. | N. A. | N. A. | N. A. | N. A. | PS/B0704FDE | N. A. | N. A. | N. A. | N. A. | N. A. | B0704 | N. A. | N. A. | N. A. | SEMIFINISHED GOODS | N. A. | N. A. | N. A. | N. A. | N. A. | N. A. |  | N. A. | N. A. | N. A. | N. A. | N. A. | N. A. | N. A. | N. A. | N. A. | N. A. | 1 | SUB COMPONENTS | 0 | Initial issue | N | BONE PLATES |  | No | No | N. A. | N. A. | N. A. | N. A.
B0703 | B0704.1203 | CHS BARREL PLATE (ASIAN), S`RUT, AUTO COMP. HOLES 38MM BARREL 120DEG., 3 HOLES |  | B0703.1200 | 07 | 2018-06-07 | N. A. | N. A. | N. A. | QPF/B0703 | 03 | 2017-01-04 | N. A. | N. A. | N. A. | PS/B0703 | 04 | 2018-03-03 | 2022-12-01 | 2019-12-01 | N. A. | B0703 | TMF-1 | IU/1 | Class C | FINISHED GOODS | SUSHRUT™ | CHS BARREL PLATE (ASIAN), AUTO COMP. HOLES | 38MM BARREL 120DEG., 3 HOLES | 16 | No | Yes |  | No | N. A. | No | N. A. | No | Yes | No | Yes | M. L.: MFG/MD/2021/000369 |  | 1 | SUSHRUT PRODUCTS\INTERNATIONAL IMPLANTS\COMPRESSION HIP SCREW IMPLANTS\CHS BARREL PLATES, 38MM AUTO COMP HOLES | 0 | Initial issue | Y | BONE PLATES |  | 1 | No | Yes | Yes | Yes | N. A.
B0704.1203F | B0704.1203F | CHS FORGING, 16MM WIDTH, 38MM BARREL, 316L, 120DEG. 3HOLES |  | B0704.1200F | 00 | 2019-06-04 | N. A. | N. A. | N. A. | QPR/B0704 | N. A. | N. A. | N. A. | N. A. | N. A. | PS/B0704 | 05 | 2019-08-08 | 2022-12-01 | 2019-12-01 | N. A. | B0704 | N. A. | N. A. | N. A. | SEMIFINISHED GOODS | N. A. | N. A. | N. A. | N. A. | N. A. | N. A. |  | N. A. | N. A. | N. A. | N. A. | N. A. | N. A. | N. A. | N. A. | N. A. | N. A. | 1 | SUB COMPONENTS | 0 | Initial issue | N | SUB COMPONENTS |  | No | No | N. A. | N. A. | N. A. | N. A.
B0703 | B0704.1204 | CHS BARREL PLATE (ASIAN), S`RUT, AUTO COMP. HOLES 38MM BARREL 120DEG., 4 HOLES |  | B0703.1200 | 07 | 2018-06-07 | N. A. | N. A. | N. A. | QPF/B0703 | 03 | 2017-01-04 | N. A. | N. A. | N. A. | PS/B0703 | 04 | 2018-03-03 | 2022-12-01 | 2019-12-01 | N. A. | B0703 | TMF-1 | IU/1 | Class C | FINISHED GOODS | SUSHRUT™ | CHS BARREL PLATE (ASIAN), AUTO COMP. HOLES | 38MM BARREL 120DEG., 4 HOLES | 16 | No | Yes |  | No | N. A. | No | N. A. | No | Yes | No | Yes | M. L.: MFG/MD/2021/000369 |  | 1 | SUSHRUT PRODUCTS\INTERNATIONAL IMPLANTS\COMPRESSION HIP SCREW IMPLANTS\CHS BARREL PLATES, 38MM AUTO COMP HOLES | 0 | Initial issue | Y | BONE PLATES |  | 1 | No | Yes | Yes | Yes | N. A.
B0704.1204F | B0704.1204F | CHS FORGING, 16MM WIDTH, 38MM BARREL, 316L, 120DEG. 4HOLES |  | B0704.1200F | 00 | 2019-06-04 | N. A. | N. A. | N. A. | QPR/B0704 | N. A. | N. A. | N. A. | N. A. | N. A. | PS/B0704 | 05 | 2019-08-08 | 2022-12-01 | 2019-12-01 | N. A. | B0704 | N. A. | N. A. | N. A. | SEMIFINISHED GOODS | N. A. | N. A. | N. A. | N. A. | N. A. | N. A. |  | N. A. | N. A. | N. A. | N. A. | N. A. | N. A. | N. A. | N. A. | N. A. | N. A. | 1 | SUB COMPONENTS | 0 | Initial issue | N | SUB COMPONENTS |  | No | No | N. A. | N. A. | N. A. | N. A.
B0703 | B0704.1205 | CHS BARREL PLATE (ASIAN), S`RUT, AUTO COMP. HOLES 38MM BARREL 120DEG., 5 HOLES |  | B0703.1200 | 07 | 2018-06-07 | N. A. | N. A. | N. A. | QPF/B0703 | 03 | 2017-01-04 | N. A. | N. A. | N. A. | PS/B0703 | 04 | 2018-03-03 | 2022-12-01 | 2019-12-01 | N. A. | B0703 | TMF-1 | IU/1 | Class C | FINISHED GOODS | SUSHRUT™ | CHS BARREL PLATE (ASIAN), AUTO COMP. HOLES | 38MM BARREL 120DEG., 5 HOLES | 16 | No | Yes |  | No | N. A. | No | N. A. | No | Yes | No | Yes | M. L.: MFG/MD/2021/000369 |  | 1 | SUSHRUT PRODUCTS\INTERNATIONAL IMPLANTS\COMPRESSION HIP SCREW IMPLANTS\CHS BARREL PLATES, 38MM AUTO COMP HOLES | 0 | Initial issue | Y | BONE PLATES |  | 1 | No | Yes | Yes | Yes | N. A.
B0704.1205F | B0704.1205F | CHS FORGING, 16MM WIDTH, 38MM BARREL, 316L, 120DEG. 5HOLES |  | B0704.1200F | 00 | 2019-06-04 | N. A. | N. A. | N. A. | QPR/B0704 | N. A. | N. A. | N. A. | N. A. | N. A. | PS/B0704 | 05 | 2019-08-08 | 2022-12-01 | 2019-12-01 | N. A. | B0704 | N. A. | N. A. | N. A. | SEMIFINISHED GOODS | N. A. | N. A. | N. A. | N. A. | N. A. | N. A. |  | N. A. | N. A. | N. A. | N. A. | N. A. | N. A. | N. A. | N. A. | N. A. | N. A. | 1 | SUB COMPONENTS | 0 | Initial issue | N | SUB COMPONENTS |  | No | No | N. A. | N. A. | N. A. | N. A.
B0703 | B0704.1206 | CHS BARREL PLATE (ASIAN), S`RUT, AUTO COMP. HOLES 38MM BARREL 120DEG., 6 HOLES |  | B0703.1200 | 07 | 2018-06-07 | N. A. | N. A. | N. A. | QPF/B0703 | 03 | 2017-01-04 | N. A. | N. A. | N. A. | PS/B0703 | 04 | 2018-03-03 | 2022-12-01 | 2019-12-01 | N. A. | B0703 | TMF-1 | IU/1 | Class C | FINISHED GOODS | SUSHRUT™ | CHS BARREL PLATE (ASIAN), AUTO COMP. HOLES | 38MM BARREL 120DEG., 6 HOLES | 16 | No | Yes |  | No | N. A. | No | N. A. | No | Yes | No | Yes | M. L.: MFG/MD/2021/000369 |  | 1 | SUSHRUT PRODUCTS\INTERNATIONAL IMPLANTS\COMPRESSION HIP SCREW IMPLANTS\CHS BARREL PLATES, 38MM AUTO COMP HOLES | 0 | Initial issue | Y | BONE PLATES |  | 1 | No | Yes | Yes | Yes | N. A.
B0704.1206F | B0704.1206F | CHS FORGING, 16MM WIDTH, 38MM BARREL, 316L, 120DEG. UPTO 6HOLES |  | B0704.1200F | 00 | 2019-06-04 | N. A. | N. A. | N. A. | QPF/B0704 | N. A. | N. A. | N. A. | N. A. | N. A. | PS/B0704 | 05 | 2019-08-08 | 2022-12-01 | 2019-12-01 | N. A. | B0704 | N. A. | N. A. | N. A. | SEMIFINISHED GOODS | N. A. | N. A. | N. A. | N. A. | N. A. | N. A. |  | N. A. | N. A. | N. A. | N. A. | N. A. | N. A. | N. A. | N. A. | N. A. | N. A. | 1 | SUB COMPONENTS | 0 | Initial issue | N | BONE PLATES |  | No | No | N. A. | N. A. | N. A. | N. A.
B0703 | B0704.1207 | CHS BARREL PLATE (ASIAN), S`RUT, AUTO COMP. HOLES 38MM BARREL 120DEG., 7 HOLES |  | B0703.1200 | 07 | 2018-06-07 | N. A. | N. A. | N. A. | QPF/B0703 | 03 | 2017-01-04 | N. A. | N. A. | N. A. | PS/B0703 | 04 | 2018-03-03 | 2022-12-01 | 2019-12-01 | N. A. | B0703 | TMF-1 | IU/1 | Class C | FINISHED GOODS | SUSHRUT™ | CHS BARREL PLATE (ASIAN), AUTO COMP. HOLES | 38MM BARREL 120DEG., 7 HOLES | 16 | No | Yes |  | No | N. A. | No | N. A. | No | Yes | No | Yes | M. L.: MFG/MD/2021/000369 |  | 1 | SUSHRUT PRODUCTS\INTERNATIONAL IMPLANTS\COMPRESSION HIP SCREW IMPLANTS\CHS BARREL PLATES, 38MM AUTO COMP HOLES | 0 | Initial issue | Y | BONE PLATES |  | 1 | No | Yes | Yes | Yes | N. A.
B0704.1207F | B0704.1207F | CHS FORGING, 16MM WIDTH, 38MM BARREL, 316L, 120DEG. 7HOLES |  | B0704.1200F | 00 | 2019-06-04 | N. A. | N. A. | N. A. | QPR/B0704 | N. A. | N. A. | N. A. | N. A. | N. A. | PS/B0704 | 05 | 2019-08-08 | 2022-12-01 | 2019-12-01 | N. A. | B0704 | N. A. | N. A. | N. A. | SEMIFINISHED GOODS | N. A. | N. A. | N. A. | N. A. | N. A. | N. A. |  | N. A. | N. A. | N. A. | N. A. | N. A. | N. A. | N. A. | N. A. | N. A. | N. A. | 1 | SUB COMPONENTS | 0 | Initial issue | N | SUB COMPONENTS |  | No | No | N. A. | N. A. | N. A. | N. A.
B0703 | B0704.1208 | CHS BARREL PLATE (ASIAN), S`RUT, AUTO COMP. HOLES 38MM BARREL 120DEG., 8 HOLES |  | B0703.1200 | 07 | 2018-06-07 | N. A. | N. A. | N. A. | QPF/B0703 | 03 | 2017-01-04 | N. A. | N. A. | N. A. | PS/B0703 | 04 | 2018-03-03 | 2022-12-01 | 2019-12-01 | N. A. | B0703 | TMF-1 | IU/1 | Class C | FINISHED GOODS | SUSHRUT™ | CHS BARREL PLATE (ASIAN), AUTO COMP. HOLES | 38MM BARREL 120DEG., 8 HOLES | 16 | No | Yes |  | No | N. A. | No | N. A. | No | Yes | No | Yes | M. L.: MFG/MD/2021/000369 |  | 1 | SUSHRUT PRODUCTS\INTERNATIONAL IMPLANTS\COMPRESSION HIP SCREW IMPLANTS\CHS BARREL PLATES, 38MM AUTO COMP HOLES | 0 | Initial issue | Y | BONE PLATES |  | 1 | No | Yes | Yes | Yes | N. A.
B0704.1208F | B0704.1208F | CHS FORGING, 16MM WIDTH, 38MM BARREL, 316L, 120DEG. 8HOLES |  | B0704.1200F | 00 | 2019-06-04 | N. A. | N. A. | N. A. | QPR/B0704 | N. A. | N. A. | N. A. | N. A. | N. A. | PS/B0704 | 05 | 2019-08-08 | 2022-12-01 | 2019-12-01 | N. A. | B0704 | N. A. | N. A. | N. A. | SEMIFINISHED GOODS | N. A. | N. A. | N. A. | N. A. | N. A. | N. A. |  | N. A. | N. A. | N. A. | N. A. | N. A. | N. A. | N. A. | N. A. | N. A. | N. A. | 1 | SUB COMPONENTS | 0 | Initial issue | N | SUB COMPONENTS |  | No | No | N. A. | N. A. | N. A. | N. A.
B0703 | B0704.1209 | CHS BARREL PLATE (ASIAN), S`RUT, AUTO COMP. HOLES 38MM BARREL 120DEG., 9 HOLES |  | B0703.1200 | 07 | 2018-06-07 | N. A. | N. A. | N. A. | QPF/B0703 | 03 | 2017-01-04 | N. A. | N. A. | N. A. | PS/B0703 | 04 | 2018-03-03 | 2022-12-01 | 2019-12-01 | N. A. | B0703 | TMF-1 | IU/1 | Class C | FINISHED GOODS | SUSHRUT™ | CHS BARREL PLATE (ASIAN), AUTO COMP. HOLES | 38MM BARREL 120DEG., 9 HOLES | 16 | No | Yes |  | No | N. A. | No | N. A. | No | Yes | No | Yes | M. L.: MFG/MD/2021/000369 |  | 1 | SUSHRUT PRODUCTS\INTERNATIONAL IMPLANTS\COMPRESSION HIP SCREW IMPLANTS\CHS BARREL PLATES, 38MM AUTO COMP HOLES | 0 | Initial issue | Y | BONE PLATES |  | 1 | No | Yes | Yes | Yes | N. A.
B0704.1209F | B0704.1209F | CHS FORGING, 16MM WIDTH, 38MM BARREL, 316L, 120DEG. UPTO 9HOLES |  | B0704.1200F | 00 | 2019-06-04 | N. A. | N. A. | N. A. | QPF/B0704 | N. A. | N. A. | N. A. | N. A. | N. A. | PS/B0704 | 05 | 2019-08-08 | 2022-12-01 | 2019-12-01 | N. A. | B0704 | N. A. | N. A. | N. A. | SEMIFINISHED GOODS | N. A. | N. A. | N. A. | N. A. | N. A. | N. A. |  | N. A. | N. A. | N. A. | N. A. | N. A. | N. A. | N. A. | N. A. | N. A. | N. A. | 1 | SUB COMPONENTS | 0 | Initial issue | N | BONE PLATES |  | No | No | N. A. | N. A. | N. A. | N. A.
B0703 | B0704.1210 | CHS BARREL PLATE (ASIAN), S`RUT, AUTO COMP. HOLES 38MM BARREL 120DEG., 10 HOLES |  | B0703.1200 | 07 | 2018-06-07 | N. A. | N. A. | N. A. | QPF/B0703 | 03 | 2017-01-04 | N. A. | N. A. | N. A. | PS/B0703 | 04 | 2018-03-03 | 2022-12-01 | 2019-12-01 | N. A. | B0703 | TMF-1 | IU/1 | Class C | FINISHED GOODS | SUSHRUT™ | CHS BARREL PLATE (ASIAN), AUTO COMP. HOLES | 38MM BARREL 120DEG., 10 HOLES | 16 | No | Yes |  | No | N. A. | No | N. A. | No | Yes | No | Yes | M. L.: MFG/MD/2021/000369 |  | 1 | SUSHRUT PRODUCTS\INTERNATIONAL IMPLANTS\COMPRESSION HIP SCREW IMPLANTS\CHS BARREL PLATES, 38MM AUTO COMP HOLES | 0 | Initial issue | Y | BONE PLATES |  | 1 | No | Yes | Yes | Yes | N. A.
B0704.1210F | B0704.1210F | CHS FORGING, 16MM WIDTH, 38MM BARREL, 316L, 120DEG. 10HOLES |  | B0704.1200F | 00 | 2019-06-04 | N. A. | N. A. | N. A. | QPR/B0704 | N. A. | N. A. | N. A. | N. A. | N. A. | PS/B0704 | 05 | 2019-08-08 | 2022-12-01 | 2019-12-01 | N. A. | B0704 | N. A. | N. A. | N. A. | SEMIFINISHED GOODS | N. A. | N. A. | N. A. | N. A. | N. A. | N. A. |  | N. A. | N. A. | N. A. | N. A. | N. A. | N. A. | N. A. | N. A. | N. A. | N. A. | 1 | SUB COMPONENTS | 0 | Initial issue | N | SUB COMPONENTS |  | No | No | N. A. | N. A. | N. A. | N. A.
B0703 | B0704.1211 | CHS BARREL PLATE (ASIAN), S`RUT, AUTO COMP. HOLES 38MM BARREL 120DEG., 11 HOLES |  | B0703.1200 | 07 | 2018-06-07 | N. A. | N. A. | N. A. | QPF/B0703 | 03 | 2017-01-04 | N. A. | N. A. | N. A. | PS/B0703 | 04 | 2018-03-03 | 2022-12-01 | 2019-12-01 | N. A. | B0703 | TMF-1 | IU/1 | Class C | FINISHED GOODS | SUSHRUT™ | CHS BARREL PLATE (ASIAN), AUTO COMP. HOLES | 38MM BARREL 120DEG., 11 HOLES | 16 | No | Yes |  | No | N. A. | No | N. A. | No | Yes | No | Yes | M. L.: MFG/MD/2021/000369 |  | 1 | SUSHRUT PRODUCTS\INTERNATIONAL IMPLANTS\COMPRESSION HIP SCREW IMPLANTS\CHS BARREL PLATES, 38MM AUTO COMP HOLES | 0 | Initial issue | Y | BONE PLATES |  | 1 | No | Yes | Yes | Yes | N. A.
B0704.1211F | B0704.1211F | CHS FORGING, 16MM WIDTH, 38MM BARREL, 316L, 120DEG. 11HOLES |  | B0704.1200F | 00 | 2019-06-04 | N. A. | N. A. | N. A. | QPR/B0704 | N. A. | N. A. | N. A. | N. A. | N. A. | PS/B0704 | 05 | 2019-08-08 | 2022-12-01 | 2019-12-01 | N. A. | B0704 | N. A. | N. A. | N. A. | SEMIFINISHED GOODS | N. A. | N. A. | N. A. | N. A. | N. A. | N. A. |  | N. A. | N. A. | N. A. | N. A. | N. A. | N. A. | N. A. | N. A. | N. A. | N. A. | 1 | SUB COMPONENTS | 0 | Initial issue | N | SUB COMPONENTS |  | No | No | N. A. | N. A. | N. A. | N. A.
B0703 | B0704.1212 | CHS BARREL PLATE (ASIAN), S`RUT, AUTO COMP. HOLES 38MM BARREL 120DEG., 12 HOLES |  | B0703.1200 | 07 | 2018-06-07 | N. A. | N. A. | N. A. | QPF/B0703 | 03 | 2017-01-04 | N. A. | N. A. | N. A. | PS/B0703 | 04 | 2018-03-03 | 2022-12-01 | 2019-12-01 | N. A. | B0703 | TMF-1 | IU/1 | Class C | FINISHED GOODS | SUSHRUT™ | CHS BARREL PLATE (ASIAN), AUTO COMP. HOLES | 38MM BARREL 120DEG., 12 HOLES | 16 | No | Yes |  | No | N. A. | No | N. A. | No | Yes | No | Yes | M. L.: MFG/MD/2021/000369 |  | 1 | SUSHRUT PRODUCTS\INTERNATIONAL IMPLANTS\COMPRESSION HIP SCREW IMPLANTS\CHS BARREL PLATES, 38MM AUTO COMP HOLES | 0 | Initial issue | Y | BONE PLATES |  | 1 | No | Yes | Yes | Yes | N. A.
B0704.1212F | B0704.1212F | CHS FORGING, 16MM WIDTH, 38MM BARREL, 316L, 120DEG. UPTO 12HOLES |  | B0704.1200F | 00 | 2019-06-04 | N. A. | N. A. | N. A. | QPF/B0704 | N. A. | N. A. | N. A. | N. A. | N. A. | PS/B0704 | 05 | 2019-08-08 | 2022-12-01 | 2019-12-01 | N. A. | B0704 | N. A. | N. A. | N. A. | SEMIFINISHED GOODS | N. A. | N. A. | N. A. | N. A. | N. A. | N. A. |  | N. A. | N. A. | N. A. | N. A. | N. A. | N. A. | N. A. | N. A. | N. A. | N. A. | 1 | SUB COMPONENTS | 0 | Initial issue | N | BONE PLATES |  | No | No | N. A. | N. A. | N. A. | N. A.
B0703 | B0704.1213 | CHS BARREL PLATE (ASIAN), S`RUT, AUTO COMP. HOLES 38MM BARREL 120DEG., 13 HOLES |  | B0703.1200 | 07 | 2018-06-07 | N. A. | N. A. | N. A. | QPF/B0703 | 03 | 2017-01-04 | N. A. | N. A. | N. A. | PS/B0703 | 04 | 2018-03-03 | 2022-12-01 | 2019-12-01 | N. A. | B0703 | TMF-1 | IU/1 | Class C | FINISHED GOODS | SUSHRUT™ | CHS BARREL PLATE (ASIAN), AUTO COMP. HOLES | 38MM BARREL 120DEG., 13 HOLES | 16 | No | Yes |  | No | N. A. | No | N. A. | No | Yes | No | Yes | M. L.: MFG/MD/2021/000369 |  | 1 | SUSHRUT PRODUCTS\INTERNATIONAL IMPLANTS\COMPRESSION HIP SCREW IMPLANTS\CHS BARREL PLATES, 38MM AUTO COMP HOLES | 0 | Initial issue | Y | BONE PLATES |  | 1 | No | Yes | Yes | Yes | N. A.
B0704.1213F | B0704.1213F | CHS FORGING, 16MM WIDTH, 38MM BARREL, 316L, 120DEG. 13HOLES |  | B0704.1200F | 00 | 2019-06-04 | N. A. | N. A. | N. A. | QPR/B0704 | N. A. | N. A. | N. A. | N. A. | N. A. | PS/B0704 | 05 | 2019-08-08 | 2022-12-01 | 2019-12-01 | N. A. | B0704 | N. A. | N. A. | N. A. | SEMIFINISHED GOODS | N. A. | N. A. | N. A. | N. A. | N. A. | N. A. |  | N. A. | N. A. | N. A. | N. A. | N. A. | N. A. | N. A. | N. A. | N. A. | N. A. | 1 | SUB COMPONENTS | 0 | Initial issue | N | SUB COMPONENTS |  | No | No | N. A. | N. A. | N. A. | N. A.
B0703 | B0704.1214 | CHS BARREL PLATE (ASIAN), S`RUT, AUTO COMP. HOLES 38MM BARREL 120DEG., 14 HOLES |  | B0703.1200 | 07 | 2018-06-07 | N. A. | N. A. | N. A. | QPF/B0703 | 03 | 2017-01-04 | N. A. | N. A. | N. A. | PS/B0703 | 04 | 2018-03-03 | 2022-12-01 | 2019-12-01 | N. A. | B0703 | TMF-1 | IU/1 | Class C | FINISHED GOODS | SUSHRUT™ | CHS BARREL PLATE (ASIAN), AUTO COMP. HOLES | 38MM BARREL 120DEG., 14 HOLES | 16 | No | Yes |  | No | N. A. | No | N. A. | No | Yes | No | Yes | M. L.: MFG/MD/2021/000369 |  | 1 | SUSHRUT PRODUCTS\INTERNATIONAL IMPLANTS\COMPRESSION HIP SCREW IMPLANTS\CHS BARREL PLATES, 38MM AUTO COMP HOLES | 0 | Initial issue | Y | BONE PLATES |  | 1 | No | Yes | Yes | Yes | N. A.
B0704.1214F | B0704.1214F | CHS FORGING, 16MM WIDTH, 38MM BARREL, 316L, 120DEG. 14HOLES |  | B0704.1200F | 00 | 2019-06-04 | N. A. | N. A. | N. A. | QPR/B0704 | N. A. | N. A. | N. A. | N. A. | N. A. | PS/B0704 | 05 | 2019-08-08 | 2022-12-01 | 2019-12-01 | N. A. | B0704 | N. A. | N. A. | N. A. | SEMIFINISHED GOODS | N. A. | N. A. | N. A. | N. A. | N. A. | N. A. |  | N. A. | N. A. | N. A. | N. A. | N. A. | N. A. | N. A. | N. A. | N. A. | N. A. | 1 | SUB COMPONENTS | 0 | Initial issue | N | SUB COMPONENTS |  | No | No | N. A. | N. A. | N. A. | N. A.
B0703 | B0704.1215 | CHS BARREL PLATE (ASIAN), S`RUT, AUTO COMP. HOLES 38MM BARREL 120DEG., 15 HOLES |  | B0703.1200 | 07 | 2018-06-07 | N. A. | N. A. | N. A. | QPF/B0703 | 03 | 2017-01-04 | N. A. | N. A. | N. A. | PS/B0703 | 04 | 2018-03-03 | 2022-12-01 | 2019-12-01 | N. A. | B0703 | TMF-1 | IU/1 | Class C | FINISHED GOODS | SUSHRUT™ | CHS BARREL PLATE (ASIAN), AUTO COMP. HOLES | 38MM BARREL 120DEG., 15 HOLES | 16 | No | Yes |  | No | N. A. | No | N. A. | No | Yes | No | Yes | M. L.: MFG/MD/2021/000369 |  | 1 | SUSHRUT PRODUCTS\INTERNATIONAL IMPLANTS\COMPRESSION HIP SCREW IMPLANTS\CHS BARREL PLATES, 38MM AUTO COMP HOLES | 0 | Initial issue | Y | BONE PLATES |  | 1 | No | Yes | Yes | Yes | N. A.
B0704.1215F | B0704.1215F | CHS FORGING, 16MM WIDTH, 38MM BARREL, 316L, 120DEG. UPTO 15HOLES |  | B0704.1200F | 00 | 2019-06-04 | N. A. | N. A. | N. A. | QPF/B0704 | N. A. | N. A. | N. A. | N. A. | N. A. | PS/B0704 | 05 | 2019-08-08 | 2022-12-01 | 2019-12-01 | N. A. | B0704 | N. A. | N. A. | N. A. | SEMIFINISHED GOODS | N. A. | N. A. | N. A. | N. A. | N. A. | N. A. |  | N. A. | N. A. | N. A. | N. A. | N. A. | N. A. | N. A. | N. A. | N. A. | N. A. | 1 | SUB COMPONENTS | 0 | Initial issue | N | BONE PLATES |  | No | No | N. A. | N. A. | N. A. | N. A.
B0703 | B0704.1216 | CHS BARREL PLATE (ASIAN), S`RUT, AUTO COMP. HOLES 38MM BARREL 120DEG., 16 HOLES |  | B0703.1200 | 07 | 2018-06-07 | N. A. | N. A. | N. A. | QPF/B0703 | 03 | 2017-01-04 | N. A. | N. A. | N. A. | PS/B0703 | 04 | 2018-03-03 | 2022-12-01 | 2019-12-01 | N. A. | B0703 | TMF-1 | IU/1 | Class C | FINISHED GOODS | SUSHRUT™ | CHS BARREL PLATE (ASIAN), AUTO COMP. HOLES | 38MM BARREL 120DEG., 16 HOLES | 16 | No | Yes |  | No | N. A. | No | N. A. | No | Yes | No | Yes | M. L.: MFG/MD/2021/000369 |  | 1 | SUSHRUT PRODUCTS\INTERNATIONAL IMPLANTS\COMPRESSION HIP SCREW IMPLANTS\CHS BARREL PLATES, 38MM AUTO COMP HOLES | 0 | Initial issue | Y | BONE PLATES |  | 1 | No | Yes | Yes | Yes | N. A.
B0704.1216F | B0704.1216F | CHS FORGING, 16MM WIDTH, 38MM BARREL, 316L, 120DEG. 16HOLES |  | B0704.1200F | 00 | 2019-06-04 | N. A. | N. A. | N. A. | QPR/B0704 | N. A. | N. A. | N. A. | N. A. | N. A. | PS/B0704 | 05 | 2019-08-08 | 2022-12-01 | 2019-12-01 | N. A. | B0704 | N. A. | N. A. | N. A. | SEMIFINISHED GOODS | N. A. | N. A. | N. A. | N. A. | N. A. | N. A. |  | N. A. | N. A. | N. A. | N. A. | N. A. | N. A. | N. A. | N. A. | N. A. | N. A. | 1 | SUB COMPONENTS | 0 | Initial issue | N | SUB COMPONENTS |  | No | No | N. A. | N. A. | N. A. | N. A.
B0704.1217F | B0704.1217F | CHS FORGING, 16MM WIDTH, 38MM BARREL, 316L, 120DEG. 17HOLES |  | B0704.1200F | 00 | 2019-06-04 | N. A. | N. A. | N. A. | QPR/B0704 | N. A. | N. A. | N. A. | N. A. | N. A. | PS/B0704 | 05 | 2019-08-08 | 2022-12-01 | 2019-12-01 | N. A. | B0704 | N. A. | N. A. | N. A. | SEMIFINISHED GOODS | N. A. | N. A. | N. A. | N. A. | N. A. | N. A. |  | N. A. | N. A. | N. A. | N. A. | N. A. | N. A. | N. A. | N. A. | N. A. | N. A. | 1 | SUB COMPONENTS | 0 | Initial issue | N | SUB COMPONENTS |  | No | No | N. A. | N. A. | N. A. | N. A.
B0703 | B0704.1218 | CHS BARREL PLATE (ASIAN), S`RUT, AUTO COMP. HOLES 38MM BARREL 120DEG., 18 HOLES |  | B0703.1200 | 07 | 2018-06-07 | N. A. | N. A. | N. A. | QPF/B0703 | 03 | 2017-01-04 | N. A. | N. A. | N. A. | PS/B0703 | 04 | 2018-03-03 | 2022-12-01 | 2019-12-01 | N. A. | B0703 | TMF-1 | IU/1 | Class C | FINISHED GOODS | SUSHRUT™ | CHS BARREL PLATE (ASIAN), AUTO COMP. HOLES | 38MM BARREL 120DEG., 18 HOLES | 16 | No | Yes |  | No | N. A. | No | N. A. | No | Yes | No | Yes | M. L.: MFG/MD/2021/000369 |  | 1 | SUSHRUT PRODUCTS\INTERNATIONAL IMPLANTS\COMPRESSION HIP SCREW IMPLANTS\CHS BARREL PLATES, 38MM AUTO COMP HOLES | 0 | Initial issue | Y | BONE PLATES |  | 1 | No | Yes | Yes | Yes | N. A.
B0704.1218F | B0704.1218F | CHS FORGING, 16MM WIDTH, 38MM BARREL, 316L, 120DEG. UPTO 18HOLES |  | B0704.1200F | 00 | 2019-06-04 | N. A. | N. A. | N. A. | QPF/B0704 | N. A. | N. A. | N. A. | N. A. | N. A. | PS/B0704 | 05 | 2019-08-08 | 2022-12-01 | 2019-12-01 | N. A. | B0704 | N. A. | N. A. | N. A. | SEMIFINISHED GOODS | N. A. | N. A. | N. A. | N. A. | N. A. | N. A. |  | N. A. | N. A. | N. A. | N. A. | N. A. | N. A. | N. A. | N. A. | N. A. | N. A. | 1 | SUB COMPONENTS | 0 | Initial issue | N | BONE PLATES |  | No | No | N. A. | N. A. | N. A. | N. A.
B0704.1250F | B0704.1250F | CHS FORGING, 16MM WIDTH, 38MM BARREL, 316L, 125DEG. DOUBLE ENDED |  | B0704.1250F | 00 | 2019-01-04 | N. A. | N. A. | N. A. | QPF/B0704F | N. A. | N. A. | N. A. | N. A. | N. A. | PS/B0704FDE | N. A. | N. A. | N. A. | N. A. | N. A. | B0704 | N. A. | N. A. | N. A. | SEMIFINISHED GOODS | N. A. | N. A. | N. A. | N. A. | N. A. | N. A. |  | N. A. | N. A. | N. A. | N. A. | N. A. | N. A. | N. A. | N. A. | N. A. | N. A. | 1 | SUB COMPONENTS | 0 | Initial issue | N | BONE PLATES |  | No | No | N. A. | N. A. | N. A. | N. A.
B0703 | B0704.1253 | CHS BARREL PLATE (ASIAN), S`RUT, AUTO COMP. HOLES 38MM BARREL 125DEG., 3 HOLES |  | B0703.1250 | 07 | 2018-06-07 | N. A. | N. A. | N. A. | QPF/B0703 | 03 | 2017-01-04 | N. A. | N. A. | N. A. | PS/B0703 | 04 | 2018-03-03 | 2022-12-01 | 2019-12-01 | N. A. | B0703 | TMF-1 | IU/1 | Class C | FINISHED GOODS | SUSHRUT™ | CHS BARREL PLATE (ASIAN), AUTO COMP. HOLES | 38MM BARREL 125DEG., 3 HOLES | 16 | No | Yes |  | No | N. A. | No | N. A. | No | Yes | No | Yes | M. L.: MFG/MD/2021/000369 |  | 1 | SUSHRUT PRODUCTS\INTERNATIONAL IMPLANTS\COMPRESSION HIP SCREW IMPLANTS\CHS BARREL PLATES, 38MM AUTO COMP HOLES | 0 | Initial issue | Y | BONE PLATES |  | 1 | No | Yes | Yes | Yes | N. A.
B0704.1253F | B0704.1253F | CHS FORGING, 16MM WIDTH, 38MM BARREL, 316L, 125DEG. 3HOLES |  | B0704.1250F | 00 | 2019-01-04 | N. A. | N. A. | N. A. | QPR/B0704 | N. A. | N. A. | N. A. | N. A. | N. A. | PS/B0704 | 05 | 2019-08-08 | 2022-12-01 | 2019-12-01 | N. A. | B0704 | N. A. | N. A. | N. A. | SEMIFINISHED GOODS | N. A. | N. A. | N. A. | N. A. | N. A. | N. A. |  | N. A. | N. A. | N. A. | N. A. | N. A. | N. A. | N. A. | N. A. | N. A. | N. A. | 1 | SUB COMPONENTS | 0 | Initial issue | N | SUB COMPONENTS |  | No | No | N. A. | N. A. | N. A. | N. A.
B0703 | B0704.1254 | CHS BARREL PLATE (ASIAN), S`RUT, AUTO COMP. HOLES 38MM BARREL 125DEG., 4 HOLES |  | B0703.1250 | 07 | 2018-06-07 | N. A. | N. A. | N. A. | QPF/B0703 | 03 | 2017-01-04 | N. A. | N. A. | N. A. | PS/B0703 | 04 | 2018-03-03 | 2022-12-01 | 2019-12-01 | N. A. | B0703 | TMF-1 | IU/1 | Class C | FINISHED GOODS | SUSHRUT™ | CHS BARREL PLATE (ASIAN), AUTO COMP. HOLES | 38MM BARREL 125DEG., 4 HOLES | 16 | No | Yes |  | No | N. A. | No | N. A. | No | Yes | No | Yes | M. L.: MFG/MD/2021/000369 |  | 1 | SUSHRUT PRODUCTS\INTERNATIONAL IMPLANTS\COMPRESSION HIP SCREW IMPLANTS\CHS BARREL PLATES, 38MM AUTO COMP HOLES | 0.0698 | Initial issue | Y | BONE PLATES |  | 1 | No | Yes | Yes | Yes | N. A.
B0704.1254F | B0704.1254F | CHS FORGING, 16MM WIDTH, 38MM BARREL, 316L, 125DEG. 4HOLES |  | B0704.1250F | 00 | 2019-01-04 | N. A. | N. A. | N. A. | QPR/B0704 | N. A. | N. A. | N. A. | N. A. | N. A. | PS/B0704 | 05 | 2019-08-08 | 2022-12-01 | 2019-12-01 | N. A. | B0704 | N. A. | N. A. | N. A. | SEMIFINISHED GOODS | N. A. | N. A. | N. A. | N. A. | N. A. | N. A. |  | N. A. | N. A. | N. A. | N. A. | N. A. | N. A. | N. A. | N. A. | N. A. | N. A. | 1 | SUB COMPONENTS | 0 | Initial issue | N | SUB COMPONENTS |  | No | No | N. A. | N. A. | N. A. | N. A.
B0703 | B0704.1255 | CHS BARREL PLATE (ASIAN), S`RUT, AUTO COMP. HOLES 38MM BARREL 125DEG., 5 HOLES |  | B0703.1250 | 07 | 2018-06-07 | N. A. | N. A. | N. A. | QPF/B0703 | 03 | 2017-01-04 | N. A. | N. A. | N. A. | PS/B0703 | 04 | 2018-03-03 | 2022-12-01 | 2019-12-01 | N. A. | B0703 | TMF-1 | IU/1 | Class C | FINISHED GOODS | SUSHRUT™ | CHS BARREL PLATE (ASIAN), AUTO COMP. HOLES | 38MM BARREL 125DEG., 5 HOLES | 16 | No | Yes |  | No | N. A. | No | N. A. | No | Yes | No | Yes | M. L.: MFG/MD/2021/000369 |  | 1 | SUSHRUT PRODUCTS\INTERNATIONAL IMPLANTS\COMPRESSION HIP SCREW IMPLANTS\CHS BARREL PLATES, 38MM AUTO COMP HOLES | 0.0781 | Initial issue | Y | BONE PLATES |  | 1 | No | Yes | Yes | Yes | N. A.
B0704.1255F | B0704.1255F | CHS FORGING, 16MM WIDTH, 38MM BARREL, 316L, 125DEG. 5HOLES |  | B0704.1250F | 00 | 2019-01-04 | N. A. | N. A. | N. A. | QPR/B0704 | N. A. | N. A. | N. A. | N. A. | N. A. | PS/B0704 | 05 | 2019-08-08 | 2022-12-01 | 2019-12-01 | N. A. | B0704 | N. A. | N. A. | N. A. | SEMIFINISHED GOODS | N. A. | N. A. | N. A. | N. A. | N. A. | N. A. |  | N. A. | N. A. | N. A. | N. A. | N. A. | N. A. | N. A. | N. A. | N. A. | N. A. | 1 | SUB COMPONENTS | 0 | Initial issue | N | SUB COMPONENTS |  | No | No | N. A. | N. A. | N. A. | N. A.
B0703 | B0704.1256 | CHS BARREL PLATE (ASIAN), S`RUT, AUTO COMP. HOLES 38MM BARREL 125DEG., 6 HOLES |  | B0703.1250 | 07 | 2018-06-07 | N. A. | N. A. | N. A. | QPF/B0703 | 03 | 2017-01-04 | N. A. | N. A. | N. A. | PS/B0703 | 04 | 2018-03-03 | 2022-12-01 | 2019-12-01 | N. A. | B0703 | TMF-1 | IU/1 | Class C | FINISHED GOODS | SUSHRUT™ | CHS BARREL PLATE (ASIAN), AUTO COMP. HOLES | 38MM BARREL 125DEG., 6 HOLES | 16 | No | Yes |  | No | N. A. | No | N. A. | No | Yes | No | Yes | M. L.: MFG/MD/2021/000369 |  | 1 | SUSHRUT PRODUCTS\INTERNATIONAL IMPLANTS\COMPRESSION HIP SCREW IMPLANTS\CHS BARREL PLATES, 38MM AUTO COMP HOLES | 0.0903 | Initial issue | Y | BONE PLATES |  | 1 | No | Yes | Yes | Yes | N. A.
B0704.1256F | B0704.1256F | CHS FORGING, 16MM WIDTH, 38MM BARREL, 316L, 125DEG. UPTO 6HOLES |  | B0704.1250F | 00 | 2019-01-04 | N. A. | N. A. | N. A. | QPF/B0704 | N. A. | N. A. | N. A. | N. A. | N. A. | PS/B0704 | 05 | 2019-08-08 | 2022-12-01 | 2019-12-01 | N. A. | B0704 | N. A. | N. A. | N. A. | SEMIFINISHED GOODS | N. A. | N. A. | N. A. | N. A. | N. A. | N. A. |  | N. A. | N. A. | N. A. | N. A. | N. A. | N. A. | N. A. | N. A. | N. A. | N. A. | 1 | SUB COMPONENTS | 0 | Initial issue | N | BONE PLATES |  | No | No | N. A. | N. A. | N. A. | N. A.
B0703 | B0704.1257 | CHS BARREL PLATE (ASIAN), S`RUT, AUTO COMP. HOLES 38MM BARREL 125DEG., 7 HOLES |  | B0703.1250 | 07 | 2018-06-07 | N. A. | N. A. | N. A. | QPF/B0703 | 03 | 2017-01-04 | N. A. | N. A. | N. A. | PS/B0703 | 04 | 2018-03-03 | 2022-12-01 | 2019-12-01 | N. A. | B0703 | TMF-1 | IU/1 | Class C | FINISHED GOODS | SUSHRUT™ | CHS BARREL PLATE (ASIAN), AUTO COMP. HOLES | 38MM BARREL 125DEG., 7 HOLES | 16 | No | Yes |  | No | N. A. | No | N. A. | No | Yes | No | Yes | M. L.: MFG/MD/2021/000369 |  | 1 | SUSHRUT PRODUCTS\INTERNATIONAL IMPLANTS\COMPRESSION HIP SCREW IMPLANTS\CHS BARREL PLATES, 38MM AUTO COMP HOLES | 0.101 | Initial issue | Y | BONE PLATES |  | 1 | No | Yes | Yes | Yes | N. A.
B0704.1257F | B0704.1257F | CHS FORGING, 16MM WIDTH, 38MM BARREL, 316L, 125DEG. 7HOLES |  | B0704.1250F | 00 | 2019-01-04 | N. A. | N. A. | N. A. | QPR/B0704 | N. A. | N. A. | N. A. | N. A. | N. A. | PS/B0704 | 05 | 2019-08-08 | 2022-12-01 | 2019-12-01 | N. A. | B0704 | N. A. | N. A. | N. A. | SEMIFINISHED GOODS | N. A. | N. A. | N. A. | N. A. | N. A. | N. A. |  | N. A. | N. A. | N. A. | N. A. | N. A. | N. A. | N. A. | N. A. | N. A. | N. A. | 1 | SUB COMPONENTS | 0 | Initial issue | N | SUB COMPONENTS |  | No | No | N. A. | N. A. | N. A. | N. A.
B0703 | B0704.1258 | CHS BARREL PLATE (ASIAN), S`RUT, AUTO COMP. HOLES 38MM BARREL 125DEG., 8 HOLES |  | B0703.1250 | 07 | 2018-06-07 | N. A. | N. A. | N. A. | QPF/B0703 | 03 | 2017-01-04 | N. A. | N. A. | N. A. | PS/B0703 | 04 | 2018-03-03 | 2022-12-01 | 2019-12-01 | N. A. | B0703 | TMF-1 | IU/1 | Class C | FINISHED GOODS | SUSHRUT™ | CHS BARREL PLATE (ASIAN), AUTO COMP. HOLES | 38MM BARREL 125DEG., 8 HOLES | 16 | No | Yes |  | No | N. A. | No | N. A. | No | Yes | No | Yes | M. L.: MFG/MD/2021/000369 |  | 1 | SUSHRUT PRODUCTS\INTERNATIONAL IMPLANTS\COMPRESSION HIP SCREW IMPLANTS\CHS BARREL PLATES, 38MM AUTO COMP HOLES | 0.113 | Initial issue | Y | BONE PLATES |  | 1 | No | Yes | Yes | Yes | N. A.
B0704.1258F | B0704.1258F | CHS FORGING, 16MM WIDTH, 38MM BARREL, 316L, 125DEG. 8HOLES |  | B0704.1250F | 00 | 2019-01-04 | N. A. | N. A. | N. A. | QPR/B0704 | N. A. | N. A. | N. A. | N. A. | N. A. | PS/B0704 | 05 | 2019-08-08 | 2022-12-01 | 2019-12-01 | N. A. | B0704 | N. A. | N. A. | N. A. | SEMIFINISHED GOODS | N. A. | N. A. | N. A. | N. A. | N. A. | N. A. |  | N. A. | N. A. | N. A. | N. A. | N. A. | N. A. | N. A. | N. A. | N. A. | N. A. | 1 | SUB COMPONENTS | 0 | Initial issue | N | SUB COMPONENTS |  | No | No | N. A. | N. A. | N. A. | N. A.
B0703 | B0704.1259 | CHS BARREL PLATE (ASIAN), S`RUT, AUTO COMP. HOLES 38MM BARREL 125DEG., 9 HOLES |  | B0703.1250 | 07 | 2018-06-07 | N. A. | N. A. | N. A. | QPF/B0703 | 03 | 2017-01-04 | N. A. | N. A. | N. A. | PS/B0703 | 04 | 2018-03-03 | 2022-12-01 | 2019-12-01 | N. A. | B0703 | TMF-1 | IU/1 | Class C | FINISHED GOODS | SUSHRUT™ | CHS BARREL PLATE (ASIAN), AUTO COMP. HOLES | 38MM BARREL 125DEG., 9 HOLES | 16 | No | Yes |  | No | N. A. | No | N. A. | No | Yes | No | Yes | M. L.: MFG/MD/2021/000369 |  | 1 | SUSHRUT PRODUCTS\INTERNATIONAL IMPLANTS\COMPRESSION HIP SCREW IMPLANTS\CHS BARREL PLATES, 38MM AUTO COMP HOLES | 0.125 | Initial issue | Y | BONE PLATES |  | 1 | No | Yes | Yes | Yes | N. A.
B0704.1259F | B0704.1259F | CHS FORGING, 16MM WIDTH, 38MM BARREL, 316L, 125DEG. UPTO 9HOLES |  | B0704.1250F | 00 | 2019-01-04 | N. A. | N. A. | N. A. | QPF/B0704 | N. A. | N. A. | N. A. | N. A. | N. A. | PS/B0704 | 05 | 2019-08-08 | 2022-12-01 | 2019-12-01 | N. A. | B0704 | N. A. | N. A. | N. A. | SEMIFINISHED GOODS | N. A. | N. A. | N. A. | N. A. | N. A. | N. A. |  | N. A. | N. A. | N. A. | N. A. | N. A. | N. A. | N. A. | N. A. | N. A. | N. A. | 1 | SUB COMPONENTS | 0 | Initial issue | N | BONE PLATES |  | No | No | N. A. | N. A. | N. A. | N. A.
B0703 | B0704.1260 | CHS BARREL PLATE (ASIAN), S`RUT, AUTO COMP. HOLES 38MM BARREL 125DEG., 10 HOLES |  | B0703.1250 | 07 | 2018-06-07 | N. A. | N. A. | N. A. | QPF/B0703 | 03 | 2017-01-04 | N. A. | N. A. | N. A. | PS/B0703 | 04 | 2018-03-03 | 2022-12-01 | 2019-12-01 | N. A. | B0703 | TMF-1 | IU/1 | Class C | FINISHED GOODS | SUSHRUT™ | CHS BARREL PLATE (ASIAN), AUTO COMP. HOLES | 38MM BARREL 125DEG., 10 HOLES | 16 | No | Yes |  | No | N. A. | No | N. A. | No | Yes | No | Yes | M. L.: MFG/MD/2021/000369 |  | 1 | SUSHRUT PRODUCTS\INTERNATIONAL IMPLANTS\COMPRESSION HIP SCREW IMPLANTS\CHS BARREL PLATES, 38MM AUTO COMP HOLES | 0.137 | Initial issue | Y | BONE PLATES |  | 1 | No | Yes | Yes | Yes | N. A.
B0704.1260F | B0704.1260F | CHS FORGING, 16MM WIDTH, 38MM BARREL, 316L, 125DEG. 10HOLES |  | B0704.1250F | 00 | 2019-01-04 | N. A. | N. A. | N. A. | QPR/B0704 | N. A. | N. A. | N. A. | N. A. | N. A. | PS/B0704 | 05 | 2019-08-08 | 2022-12-01 | 2019-12-01 | N. A. | B0704 | N. A. | N. A. | N. A. | SEMIFINISHED GOODS | N. A. | N. A. | N. A. | N. A. | N. A. | N. A. |  | N. A. | N. A. | N. A. | N. A. | N. A. | N. A. | N. A. | N. A. | N. A. | N. A. | 1 | SUB COMPONENTS | 0 | Initial issue | N | SUB COMPONENTS |  | No | No | N. A. | N. A. | N. A. | N. A.
B0703 | B0704.1261 | CHS BARREL PLATE (ASIAN), S`RUT, AUTO COMP. HOLES 38MM BARREL 125DEG., 11 HOLES |  | B0703.1250 | 07 | 2018-06-07 | N. A. | N. A. | N. A. | QPF/B0703 | 03 | 2017-01-04 | N. A. | N. A. | N. A. | PS/B0703 | 04 | 2018-03-03 | 2022-12-01 | 2019-12-01 | N. A. | B0703 | TMF-1 | IU/1 | Class C | FINISHED GOODS | SUSHRUT™ | CHS BARREL PLATE (ASIAN), AUTO COMP. HOLES | 38MM BARREL 125DEG., 11 HOLES | 16 | No | Yes |  | No | N. A. | No | N. A. | No | Yes | No | Yes | M. L.: MFG/MD/2021/000369 |  | 1 | SUSHRUT PRODUCTS\INTERNATIONAL IMPLANTS\COMPRESSION HIP SCREW IMPLANTS\CHS BARREL PLATES, 38MM AUTO COMP HOLES | 0 | Initial issue | Y | BONE PLATES |  | 1 | No | Yes | Yes | Yes | N. A.
B0704.1261F | B0704.1261F | CHS FORGING, 16MM WIDTH, 38MM BARREL, 316L, 125DEG. 11HOLES |  | B0704.1250F | 00 | 2019-01-04 | N. A. | N. A. | N. A. | QPR/B0704 | N. A. | N. A. | N. A. | N. A. | N. A. | PS/B0704 | 05 | 2019-08-08 | 2022-12-01 | 2019-12-01 | N. A. | B0704 | N. A. | N. A. | N. A. | SEMIFINISHED GOODS | N. A. | N. A. | N. A. | N. A. | N. A. | N. A. |  | N. A. | N. A. | N. A. | N. A. | N. A. | N. A. | N. A. | N. A. | N. A. | N. A. | 1 | SUB COMPONENTS | 0 | Initial issue | N | SUB COMPONENTS |  | No | No | N. A. | N. A. | N. A. | N. A.
B0703 | B0704.1262 | CHS BARREL PLATE (ASIAN), S`RUT, AUTO COMP. HOLES 38MM BARREL 125DEG., 12 HOLES |  | B0703.1250 | 07 | 2018-06-07 | N. A. | N. A. | N. A. | QPF/B0703 | 03 | 2017-01-04 | N. A. | N. A. | N. A. | PS/B0703 | 04 | 2018-03-03 | 2022-12-01 | 2019-12-01 | N. A. | B0703 | TMF-1 | IU/1 | Class C | FINISHED GOODS | SUSHRUT™ | CHS BARREL PLATE (ASIAN), AUTO COMP. HOLES | 38MM BARREL 125DEG., 12 HOLES | 16 | No | Yes |  | No | N. A. | No | N. A. | No | Yes | No | Yes | M. L.: MFG/MD/2021/000369 |  | 1 | SUSHRUT PRODUCTS\INTERNATIONAL IMPLANTS\COMPRESSION HIP SCREW IMPLANTS\CHS BARREL PLATES, 38MM AUTO COMP HOLES | 0 | Initial issue | Y | BONE PLATES |  | 1 | No | Yes | Yes | Yes | N. A.
B0704.1262F | B0704.1262F | CHS FORGING, 16MM WIDTH, 38MM BARREL, 316L, 125DEG. UPTO 12HOLES |  | B0704.1250F | 00 | 2019-01-04 | N. A. | N. A. | N. A. | QPF/B0704 | N. A. | N. A. | N. A. | N. A. | N. A. | PS/B0704 | 05 | 2019-08-08 | 2022-12-01 | 2019-12-01 | N. A. | B0704 | N. A. | N. A. | N. A. | SEMIFINISHED GOODS | N. A. | N. A. | N. A. | N. A. | N. A. | N. A. |  | N. A. | N. A. | N. A. | N. A. | N. A. | N. A. | N. A. | N. A. | N. A. | N. A. | 1 | SUB COMPONENTS | 0 | Initial issue | N | BONE PLATES |  | No | No | N. A. | N. A. | N. A. | N. A.
B0703 | B0704.1263 | CHS BARREL PLATE (ASIAN), S`RUT, AUTO COMP. HOLES 38MM BARREL 125DEG., 13 HOLES |  | B0703.1250 | 07 | 2018-06-07 | N. A. | N. A. | N. A. | QPF/B0703 | 03 | 2017-01-04 | N. A. | N. A. | N. A. | PS/B0703 | 04 | 2018-03-03 | 2022-12-01 | 2019-12-01 | N. A. | B0703 | TMF-1 | IU/1 | Class C | FINISHED GOODS | SUSHRUT™ | CHS BARREL PLATE (ASIAN), AUTO COMP. HOLES | 38MM BARREL 125DEG., 13 HOLES | 16 | No | Yes |  | No | N. A. | No | N. A. | No | Yes | No | Yes | M. L.: MFG/MD/2021/000369 |  | 1 | SUSHRUT PRODUCTS\INTERNATIONAL IMPLANTS\COMPRESSION HIP SCREW IMPLANTS\CHS BARREL PLATES, 38MM AUTO COMP HOLES | 0 | Initial issue | Y | BONE PLATES |  | 1 | No | Yes | Yes | Yes | N. A.
B0704.1263F | B0704.1263F | CHS FORGING, 16MM WIDTH, 38MM BARREL, 316L, 125DEG. 13HOLES |  | B0704.1250F | 00 | 2019-01-04 | N. A. | N. A. | N. A. | QPR/B0704 | N. A. | N. A. | N. A. | N. A. | N. A. | PS/B0704 | 05 | 2019-08-08 | 2022-12-01 | 2019-12-01 | N. A. | B0704 | N. A. | N. A. | N. A. | SEMIFINISHED GOODS | N. A. | N. A. | N. A. | N. A. | N. A. | N. A. |  | N. A. | N. A. | N. A. | N. A. | N. A. | N. A. | N. A. | N. A. | N. A. | N. A. | 1 | SUB COMPONENTS | 0 | Initial issue | N | SUB COMPONENTS |  | No | No | N. A. | N. A. | N. A. | N. A.
B0703 | B0704.1264 | CHS BARREL PLATE (ASIAN), S`RUT, AUTO COMP. HOLES 38MM BARREL 125DEG., 14 HOLES |  | B0703.1250 | 07 | 2018-06-07 | N. A. | N. A. | N. A. | QPF/B0703 | 03 | 2017-01-04 | N. A. | N. A. | N. A. | PS/B0703 | 04 | 2018-03-03 | 2022-12-01 | 2019-12-01 | N. A. | B0703 | TMF-1 | IU/1 | Class C | FINISHED GOODS | SUSHRUT™ | CHS BARREL PLATE (ASIAN), AUTO COMP. HOLES | 38MM BARREL 125DEG., 14 HOLES | 16 | No | Yes |  | No | N. A. | No | N. A. | No | Yes | No | Yes | M. L.: MFG/MD/2021/000369 |  | 1 | SUSHRUT PRODUCTS\INTERNATIONAL IMPLANTS\COMPRESSION HIP SCREW IMPLANTS\CHS BARREL PLATES, 38MM AUTO COMP HOLES | 0 | Initial issue | Y | BONE PLATES |  | 1 | No | Yes | Yes | Yes | N. A.
B0704.1264F | B0704.1264F | CHS FORGING, 16MM WIDTH, 38MM BARREL, 316L, 125DEG. 14HOLES |  | B0704.1250F | 00 | 2019-01-04 | N. A. | N. A. | N. A. | QPR/B0704 | N. A. | N. A. | N. A. | N. A. | N. A. | PS/B0704 | 05 | 2019-08-08 | 2022-12-01 | 2019-12-01 | N. A. | B0704 | N. A. | N. A. | N. A. | SEMIFINISHED GOODS | N. A. | N. A. | N. A. | N. A. | N. A. | N. A. |  | N. A. | N. A. | N. A. | N. A. | N. A. | N. A. | N. A. | N. A. | N. A. | N. A. | 1 | SUB COMPONENTS | 0 | Initial issue | N | SUB COMPONENTS |  | No | No | N. A. | N. A. | N. A. | N. A.
B0703 | B0704.1265 | CHS BARREL PLATE (ASIAN), S`RUT, AUTO COMP. HOLES 38MM BARREL 125DEG., 15 HOLES |  | B0703.1250 | 07 | 2018-06-07 | N. A. | N. A. | N. A. | QPF/B0703 | 03 | 2017-01-04 | N. A. | N. A. | N. A. | PS/B0703 | 04 | 2018-03-03 | 2022-12-01 | 2019-12-01 | N. A. | B0703 | TMF-1 | IU/1 | Class C | FINISHED GOODS | SUSHRUT™ | CHS BARREL PLATE (ASIAN), AUTO COMP. HOLES | 38MM BARREL 125DEG., 15 HOLES | 16 | No | Yes |  | No | N. A. | No | N. A. | No | Yes | No | Yes | M. L.: MFG/MD/2021/000369 |  | 1 | SUSHRUT PRODUCTS\INTERNATIONAL IMPLANTS\COMPRESSION HIP SCREW IMPLANTS\CHS BARREL PLATES, 38MM AUTO COMP HOLES | 0 | Initial issue | Y | BONE PLATES |  | 1 | No | Yes | Yes | Yes | N. A.
B0704.1265F | B0704.1265F | CHS FORGING, 16MM WIDTH, 38MM BARREL, 316L, 125DEG. UPTO 15HOLES |  | B0704.1250F | 00 | 2019-01-04 | N. A. | N. A. | N. A. | QPF/B0704 | N. A. | N. A. | N. A. | N. A. | N. A. | PS/B0704 | 05 | 2019-08-08 | 2022-12-01 | 2019-12-01 | N. A. | B0704 | N. A. | N. A. | N. A. | SEMIFINISHED GOODS | N. A. | N. A. | N. A. | N. A. | N. A. | N. A. |  | N. A. | N. A. | N. A. | N. A. | N. A. | N. A. | N. A. | N. A. | N. A. | N. A. | 1 | SUB COMPONENTS | 0 | Initial issue | N | BONE PLATES |  | No | No | N. A. | N. A. | N. A. | N. A.
B0703 | B0704.1266 | CHS BARREL PLATE (ASIAN), S`RUT, AUTO COMP. HOLES 38MM BARREL 125DEG., 16 HOLES |  | B0703.1250 | 07 | 2018-06-07 | N. A. | N. A. | N. A. | QPF/B0703 | 03 | 2017-01-04 | N. A. | N. A. | N. A. | PS/B0703 | 04 | 2018-03-03 | 2022-12-01 | 2019-12-01 | N. A. | B0703 | TMF-1 | IU/1 | Class C | FINISHED GOODS | SUSHRUT™ | CHS BARREL PLATE (ASIAN), AUTO COMP. HOLES | 38MM BARREL 125DEG., 16 HOLES | 16 | No | Yes |  | No | N. A. | No | N. A. | No | Yes | No | Yes | M. L.: MFG/MD/2021/000369 |  | 1 | SUSHRUT PRODUCTS\INTERNATIONAL IMPLANTS\COMPRESSION HIP SCREW IMPLANTS\CHS BARREL PLATES, 38MM AUTO COMP HOLES | 0 | Initial issue | Y | BONE PLATES |  | 1 | No | Yes | Yes | Yes | N. A.
B0704.1266F | B0704.1266F | CHS FORGING, 16MM WIDTH, 38MM BARREL, 316L, 125DEG. 16HOLES |  | B0704.1250F | 00 | 2019-01-04 | N. A. | N. A. | N. A. | QPR/B0704 | N. A. | N. A. | N. A. | N. A. | N. A. | PS/B0704 | 05 | 2019-08-08 | 2022-12-01 | 2019-12-01 | N. A. | B0704 | N. A. | N. A. | N. A. | SEMIFINISHED GOODS | N. A. | N. A. | N. A. | N. A. | N. A. | N. A. |  | N. A. | N. A. | N. A. | N. A. | N. A. | N. A. | N. A. | N. A. | N. A. | N. A. | 1 | SUB COMPONENTS | 0 | Initial issue | N | SUB COMPONENTS |  | No | No | N. A. | N. A. | N. A. | N. A.
B0704.1267F | B0704.1267F | CHS FORGING, 16MM WIDTH, 38MM BARREL, 316L, 125DEG. 17HOLES |  | B0704.1250F | 00 | 2019-01-04 | N. A. | N. A. | N. A. | QPR/B0704 | N. A. | N. A. | N. A. | N. A. | N. A. | PS/B0704 | 05 | 2019-08-08 | 2022-12-01 | 2019-12-01 | N. A. | B0704 | N. A. | N. A. | N. A. | SEMIFINISHED GOODS | N. A. | N. A. | N. A. | N. A. | N. A. | N. A. |  | N. A. | N. A. | N. A. | N. A. | N. A. | N. A. | N. A. | N. A. | N. A. | N. A. | 1 | SUB COMPONENTS | 0 | Initial issue | N | SUB COMPONENTS |  | No | No | N. A. | N. A. | N. A. | N. A.
B0703 | B0704.1268 | CHS BARREL PLATE (ASIAN), S`RUT, AUTO COMP. HOLES 38MM BARREL 125DEG., 18 HOLES |  | B0703.1250 | 07 | 2018-06-07 | N. A. | N. A. | N. A. | QPF/B0703 | 03 | 2017-01-04 | N. A. | N. A. | N. A. | PS/B0703 | 04 | 2018-03-03 | 2022-12-01 | 2019-12-01 | N. A. | B0703 | TMF-1 | IU/1 | Class C | FINISHED GOODS | SUSHRUT™ | CHS BARREL PLATE (ASIAN), AUTO COMP. HOLES | 38MM BARREL 125DEG., 18 HOLES | 16 | No | Yes |  | No | N. A. | No | N. A. | No | Yes | No | Yes | M. L.: MFG/MD/2021/000369 |  | 1 | SUSHRUT PRODUCTS\INTERNATIONAL IMPLANTS\COMPRESSION HIP SCREW IMPLANTS\CHS BARREL PLATES, 38MM AUTO COMP HOLES | 0 | Initial issue | Y | BONE PLATES |  | 1 | No | Yes | Yes | Yes | N. A.
B0704.1268F | B0704.1268F | CHS FORGING, 16MM WIDTH, 38MM BARREL, 316L, 125DEG. UPTO 18HOLES |  | B0704.1250F | 00 | 2019-01-04 | N. A. | N. A. | N. A. | QPF/B0704 | N. A. | N. A. | N. A. | N. A. | N. A. | PS/B0704 | 05 | 2019-08-08 | 2022-12-01 | 2019-12-01 | N. A. | B0704 | N. A. | N. A. | N. A. | SEMIFINISHED GOODS | N. A. | N. A. | N. A. | N. A. | N. A. | N. A. |  | N. A. | N. A. | N. A. | N. A. | N. A. | N. A. | N. A. | N. A. | N. A. | N. A. | 1 | SUB COMPONENTS | 0 | Initial issue | N | BONE PLATES |  | No | No | N. A. | N. A. | N. A. | N. A.
B0704.1300F | B0704.1300F | CHS FORGING, 16MM WIDTH, 38MM BARREL, 316L, 130DEG. DOUBLE ENDED |  | B0704.1300F | 01 | 2019-11-13 | N. A. | N. A. | N. A. | QPF/B0704F | N. A. | N. A. | N. A. | N. A. | N. A. | PS/B0704FDE | N. A. | N. A. | N. A. | N. A. | N. A. | B0704 | N. A. | N. A. | N. A. | SEMIFINISHED GOODS | N. A. | N. A. | N. A. | N. A. | N. A. | N. A. |  | N. A. | N. A. | N. A. | N. A. | N. A. | N. A. | N. A. | N. A. | N. A. | N. A. | 1 | SUB COMPONENTS | 0 | Initial issue | N | BONE PLATES |  | No | No | N. A. | N. A. | N. A. | N. A.
B0703 | B0704.1303 | CHS BARREL PLATE (ASIAN), S`RUT, AUTO COMP. HOLES 38MM BARREL 130DEG., 3 HOLES |  | B0703.1300 | 07 | 2018-06-07 | N. A. | N. A. | N. A. | QPF/B0703 | 03 | 2017-01-04 | N. A. | N. A. | N. A. | PS/B0703 | 04 | 2018-03-03 | 2022-12-01 | 2019-12-01 | N. A. | B0703 | TMF-1 | IU/1 | Class C | FINISHED GOODS | SUSHRUT™ | CHS BARREL PLATE (ASIAN), AUTO COMP. HOLES | 38MM BARREL 130DEG., 3 HOLES | 16 | No | Yes |  | No | N. A. | No | N. A. | No | Yes | No | Yes | M. L.: MFG/MD/2021/000369 |  | 1 | SUSHRUT PRODUCTS\INTERNATIONAL IMPLANTS\COMPRESSION HIP SCREW IMPLANTS\CHS BARREL PLATES, 38MM AUTO COMP HOLES | 0.0597 | Initial issue | N | BONE PLATES |  | 1 | No | Yes | Yes | Yes | N. A.
B0704.1303F | B0704.1303F | CHS FORGING, 16MM WIDTH, 38MM BARREL, 316L, 130DEG. 3HOLES |  | B0704.1300F | 00 | 2010-12-28 | N. A. | N. A. | N. A. | QPR/B0704 | N. A. | N. A. | N. A. | N. A. | N. A. | PS/B0704 | 05 | 2019-08-08 | 2022-12-01 | 2019-12-01 | N. A. | B0704 | N. A. | N. A. | N. A. | SEMIFINISHED GOODS | N. A. | N. A. | N. A. | N. A. | N. A. | N. A. |  | N. A. | N. A. | N. A. | N. A. | N. A. | N. A. | N. A. | N. A. | N. A. | N. A. | 1 | SUB COMPONENTS | 0 | Initial issue | N | SUB COMPONENTS |  | No | No | N. A. | N. A. | N. A. | N. A.
B0703 | B0704.1304 | CHS BARREL PLATE (ASIAN), S`RUT, AUTO COMP. HOLES 38MM BARREL 130DEG., 4 HOLES |  | B0703.1300 | 07 | 2018-06-07 | N. A. | N. A. | N. A. | QPF/B0703 | 03 | 2017-01-04 | N. A. | N. A. | N. A. | PS/B0703 | 04 | 2018-03-03 | 2022-12-01 | 2019-12-01 | N. A. | B0703 | TMF-1 | IU/1 | Class C | FINISHED GOODS | SUSHRUT™ | CHS BARREL PLATE (ASIAN), AUTO COMP. HOLES | 38MM BARREL 130DEG., 4 HOLES | 16 | No | Yes |  | No | N. A. | No | N. A. | No | Yes | No | Yes | M. L.: MFG/MD/2021/000369 |  | 1 | SUSHRUT PRODUCTS\INTERNATIONAL IMPLANTS\COMPRESSION HIP SCREW IMPLANTS\CHS BARREL PLATES, 38MM AUTO COMP HOLES | 0 | Initial issue | N | BONE PLATES |  | 1 | No | Yes | Yes | Yes | N. A.
B0704.1304F | B0704.1304F | CHS FORGING, 16MM WIDTH, 38MM BARREL, 316L, 130DEG. 4HOLES |  | B0704.1300F | 00 | 2010-12-28 | N. A. | N. A. | N. A. | QPR/B0704 | N. A. | N. A. | N. A. | N. A. | N. A. | PS/B0704 | 05 | 2019-08-08 | 2022-12-01 | 2019-12-01 | N. A. | B0704 | N. A. | N. A. | N. A. | SEMIFINISHED GOODS | N. A. | N. A. | N. A. | N. A. | N. A. | N. A. |  | N. A. | N. A. | N. A. | N. A. | N. A. | N. A. | N. A. | N. A. | N. A. | N. A. | 1 | SUB COMPONENTS | 0 | Initial issue | N | SUB COMPONENTS |  | No | No | N. A. | N. A. | N. A. | N. A.
B0703 | B0704.1305 | CHS BARREL PLATE (ASIAN), S`RUT, AUTO COMP. HOLES 38MM BARREL 130DEG., 5 HOLES |  | B0703.1300 | 07 | 2018-06-07 | N. A. | N. A. | N. A. | QPF/B0703 | 03 | 2017-01-04 | N. A. | N. A. | N. A. | PS/B0703 | 04 | 2018-03-03 | 2022-12-01 | 2019-12-01 | N. A. | B0703 | TMF-1 | IU/1 | Class C | FINISHED GOODS | SUSHRUT™ | CHS BARREL PLATE (ASIAN), AUTO COMP. HOLES | 38MM BARREL 130DEG., 5 HOLES | 16 | No | Yes |  | No | N. A. | No | N. A. | No | Yes | No | Yes | M. L.: MFG/MD/2021/000369 |  | 1 | SUSHRUT PRODUCTS\INTERNATIONAL IMPLANTS\COMPRESSION HIP SCREW IMPLANTS\CHS BARREL PLATES, 38MM AUTO COMP HOLES | 0.0791 | Initial issue | N | BONE PLATES |  | 1 | No | Yes | Yes | Yes | N. A.
B0704.1305F | B0704.1305F | CHS FORGING, 16MM WIDTH, 38MM BARREL, 316L, 130DEG. 5HOLES |  | B0704.1300F | 00 | 2010-12-28 | N. A. | N. A. | N. A. | QPR/B0704 | N. A. | N. A. | N. A. | N. A. | N. A. | PS/B0704 | 05 | 2019-08-08 | 2022-12-01 | 2019-12-01 | N. A. | B0704 | N. A. | N. A. | N. A. | SEMIFINISHED GOODS | N. A. | N. A. | N. A. | N. A. | N. A. | N. A. |  | N. A. | N. A. | N. A. | N. A. | N. A. | N. A. | N. A. | N. A. | N. A. | N. A. | 1 | SUB COMPONENTS | 0 | Initial issue | N | SUB COMPONENTS |  | No | No | N. A. | N. A. | N. A. | N. A.
B0703 | B0704.1306 | CHS BARREL PLATE (ASIAN), S`RUT, AUTO COMP. HOLES 38MM BARREL 130DEG., 6 HOLES |  | B0703.1300 | 07 | 2018-06-07 | N. A. | N. A. | N. A. | QPF/B0703 | 03 | 2017-01-04 | N. A. | N. A. | N. A. | PS/B0703 | 04 | 2018-03-03 | 2022-12-01 | 2019-12-01 | N. A. | B0703 | TMF-1 | IU/1 | Class C | FINISHED GOODS | SUSHRUT™ | CHS BARREL PLATE (ASIAN), AUTO COMP. HOLES | 38MM BARREL 130DEG., 6 HOLES | 16 | No | Yes |  | No | N. A. | No | N. A. | No | Yes | No | Yes | M. L.: MFG/MD/2021/000369 |  | 1 | SUSHRUT PRODUCTS\INTERNATIONAL IMPLANTS\COMPRESSION HIP SCREW IMPLANTS\CHS BARREL PLATES, 38MM AUTO COMP HOLES | 0.0853 | Initial issue | N | BONE PLATES |  | 1 | No | Yes | Yes | Yes | N. A.
B0704.1306F | B0704.1306F | CHS FORGING, 16MM WIDTH, 38MM BARREL, 316L, 130DEG. UPTO 6HOLES |  | B0704.1300F | 00 | 2010-12-28 | N. A. | N. A. | N. A. | QPF/B0704 | N. A. | N. A. | N. A. | N. A. | N. A. | PS/B0704 | 05 | 2019-08-08 | 2022-12-01 | 2019-12-01 | N. A. | B0704 | N. A. | N. A. | N. A. | SEMIFINISHED GOODS | N. A. | N. A. | N. A. | N. A. | N. A. | N. A. |  | N. A. | N. A. | N. A. | N. A. | N. A. | N. A. | N. A. | N. A. | N. A. | N. A. | 1 | SUB COMPONENTS | 0 | Initial issue | N | BONE PLATES |  | No | No | N. A. | N. A. | N. A. | N. A.
B0703 | B0704.1307 | CHS BARREL PLATE (ASIAN), S`RUT, AUTO COMP. HOLES 38MM BARREL 130DEG., 7 HOLES |  | B0703.1300 | 07 | 2018-06-07 | N. A. | N. A. | N. A. | QPF/B0703 | 03 | 2017-01-04 | N. A. | N. A. | N. A. | PS/B0703 | 04 | 2018-03-03 | 2022-12-01 | 2019-12-01 | N. A. | B0703 | TMF-1 | IU/1 | Class C | FINISHED GOODS | SUSHRUT™ | CHS BARREL PLATE (ASIAN), AUTO COMP. HOLES | 38MM BARREL 130DEG., 7 HOLES | 16 | No | Yes |  | No | N. A. | No | N. A. | No | Yes | No | Yes | M. L.: MFG/MD/2021/000369 |  | 1 | SUSHRUT PRODUCTS\INTERNATIONAL IMPLANTS\COMPRESSION HIP SCREW IMPLANTS\CHS BARREL PLATES, 38MM AUTO COMP HOLES | 0.092 | Initial issue | Y | BONE PLATES |  | 1 | No | Yes | Yes | Yes | N. A.
B0704.1307F | B0704.1307F | CHS FORGING, 16MM WIDTH, 38MM BARREL, 316L, 130DEG. 7HOLES |  | B0704.1300F | 00 | 2010-12-28 | N. A. | N. A. | N. A. | QPR/B0704 | N. A. | N. A. | N. A. | N. A. | N. A. | PS/B0704 | 05 | 2019-08-08 | 2022-12-01 | 2019-12-01 | N. A. | B0704 | N. A. | N. A. | N. A. | SEMIFINISHED GOODS | N. A. | N. A. | N. A. | N. A. | N. A. | N. A. |  | N. A. | N. A. | N. A. | N. A. | N. A. | N. A. | N. A. | N. A. | N. A. | N. A. | 1 | SUB COMPONENTS | 0 | Initial issue | N | SUB COMPONENTS |  | No | No | N. A. | N. A. | N. A. | N. A.
B0703 | B0704.1308 | CHS BARREL PLATE (ASIAN), S`RUT, AUTO COMP. HOLES 38MM BARREL 130DEG., 8 HOLES |  | B0703.1300 | 07 | 2018-06-07 | N. A. | N. A. | N. A. | QPF/B0703 | 03 | 2017-01-04 | N. A. | N. A. | N. A. | PS/B0703 | 04 | 2018-03-03 | 2022-12-01 | 2019-12-01 | N. A. | B0703 | TMF-1 | IU/1 | Class C | FINISHED GOODS | SUSHRUT™ | CHS BARREL PLATE (ASIAN), AUTO COMP. HOLES | 38MM BARREL 130DEG., 8 HOLES | 16 | No | Yes |  | No | N. A. | No | N. A. | No | Yes | No | Yes | M. L.: MFG/MD/2021/000369 |  | 1 | SUSHRUT PRODUCTS\INTERNATIONAL IMPLANTS\COMPRESSION HIP SCREW IMPLANTS\CHS BARREL PLATES, 38MM AUTO COMP HOLES | 0.1025 | Initial issue | Y | BONE PLATES |  | 1 | No | Yes | Yes | Yes | N. A.
B0704.1308F | B0704.1308F | CHS FORGING, 16MM WIDTH, 38MM BARREL, 316L, 130DEG. 8HOLES |  | B0704.1300F | 00 | 2010-12-28 | N. A. | N. A. | N. A. | QPR/B0704 | N. A. | N. A. | N. A. | N. A. | N. A. | PS/B0704 | 05 | 2019-08-08 | 2022-12-01 | 2019-12-01 | N. A. | B0704 | N. A. | N. A. | N. A. | SEMIFINISHED GOODS | N. A. | N. A. | N. A. | N. A. | N. A. | N. A. |  | N. A. | N. A. | N. A. | N. A. | N. A. | N. A. | N. A. | N. A. | N. A. | N. A. | 1 | SUB COMPONENTS | 0 | Initial issue | N | SUB COMPONENTS |  | No | No | N. A. | N. A. | N. A. | N. A.
B0703 | B0704.1309 | CHS BARREL PLATE (ASIAN), S`RUT, AUTO COMP. HOLES 38MM BARREL 130DEG., 9 HOLES |  | B0703.1300 | 07 | 2018-06-07 | N. A. | N. A. | N. A. | QPF/B0703 | 03 | 2017-01-04 | N. A. | N. A. | N. A. | PS/B0703 | 04 | 2018-03-03 | 2022-12-01 | 2019-12-01 | N. A. | B0703 | TMF-1 | IU/1 | Class C | FINISHED GOODS | SUSHRUT™ | CHS BARREL PLATE (ASIAN), AUTO COMP. HOLES | 38MM BARREL 130DEG., 9 HOLES | 16 | No | Yes |  | No | N. A. | No | N. A. | No | Yes | No | Yes | M. L.: MFG/MD/2021/000369 |  | 1 | SUSHRUT PRODUCTS\INTERNATIONAL IMPLANTS\COMPRESSION HIP SCREW IMPLANTS\CHS BARREL PLATES, 38MM AUTO COMP HOLES | 0.1124 | Initial issue | Y | BONE PLATES |  | 1 | No | Yes | Yes | Yes | N. A.
B0704.1309F | B0704.1309F | CHS FORGING, 16MM WIDTH, 38MM BARREL, 316L, 130DEG. UPTO 9HOLES |  | B0704.1300F | 00 | 2010-12-28 | N. A. | N. A. | N. A. | QPF/B0704 | N. A. | N. A. | N. A. | N. A. | N. A. | PS/B0704 | 05 | 2019-08-08 | 2022-12-01 | 2019-12-01 | N. A. | B0704 | N. A. | N. A. | N. A. | SEMIFINISHED GOODS | N. A. | N. A. | N. A. | N. A. | N. A. | N. A. |  | N. A. | N. A. | N. A. | N. A. | N. A. | N. A. | N. A. | N. A. | N. A. | N. A. | 1 | SUB COMPONENTS | 0 | Initial issue | N | BONE PLATES |  | No | No | N. A. | N. A. | N. A. | N. A.
B0703 | B0704.1310 | CHS BARREL PLATE (ASIAN), S`RUT, AUTO COMP. HOLES 38MM BARREL 130DEG., 10 HOLES |  | B0703.1300 | 07 | 2018-06-07 | N. A. | N. A. | N. A. | QPF/B0703 | 03 | 2017-01-04 | N. A. | N. A. | N. A. | PS/B0703 | 04 | 2018-03-03 | 2022-12-01 | 2019-12-01 | N. A. | B0703 | TMF-1 | IU/1 | Class C | FINISHED GOODS | SUSHRUT™ | CHS BARREL PLATE (ASIAN), AUTO COMP. HOLES | 38MM BARREL 130DEG., 10 HOLES | 16 | No | Yes |  | No | N. A. | No | N. A. | No | Yes | No | Yes | M. L.: MFG/MD/2021/000369 |  | 1 | SUSHRUT PRODUCTS\INTERNATIONAL IMPLANTS\COMPRESSION HIP SCREW IMPLANTS\CHS BARREL PLATES, 38MM AUTO COMP HOLES | 0 | Initial issue | Y | BONE PLATES |  | 1 | No | Yes | Yes | Yes | N. A.
B0704.1310F | B0704.1310F | CHS FORGING, 16MM WIDTH, 38MM BARREL, 316L, 130DEG. 10HOLES |  | B0704.1300F | 00 | 2010-12-28 | N. A. | N. A. | N. A. | QPR/B0704 | N. A. | N. A. | N. A. | N. A. | N. A. | PS/B0704 | 05 | 2019-08-08 | 2022-12-01 | 2019-12-01 | N. A. | B0704 | N. A. | N. A. | N. A. | SEMIFINISHED GOODS | N. A. | N. A. | N. A. | N. A. | N. A. | N. A. |  | N. A. | N. A. | N. A. | N. A. | N. A. | N. A. | N. A. | N. A. | N. A. | N. A. | 1 | SUB COMPONENTS | 0 | Initial issue | N | SUB COMPONENTS |  | No | No | N. A. | N. A. | N. A. | N. A.
B0703 | B0704.1311 | CHS BARREL PLATE (ASIAN), S`RUT, AUTO COMP. HOLES 38MM BARREL 130DEG., 11 HOLES |  | B0703.1300 | 07 | 2018-06-07 | N. A. | N. A. | N. A. | QPF/B0703 | 03 | 2017-01-04 | N. A. | N. A. | N. A. | PS/B0703 | 04 | 2018-03-03 | 2022-12-01 | 2019-12-01 | N. A. | B0703 | TMF-1 | IU/1 | Class C | FINISHED GOODS | SUSHRUT™ | CHS BARREL PLATE (ASIAN), AUTO COMP. HOLES | 38MM BARREL 130DEG., 11 HOLES | 16 | No | Yes |  | No | N. A. | No | N. A. | No | Yes | No | Yes | M. L.: MFG/MD/2021/000369 |  | 1 | SUSHRUT PRODUCTS\INTERNATIONAL IMPLANTS\COMPRESSION HIP SCREW IMPLANTS\CHS BARREL PLATES, 38MM AUTO COMP HOLES | 0.1225 | Initial issue | Y | BONE PLATES |  | 1 | No | Yes | Yes | Yes | N. A.
B0704.1311F | B0704.1311F | CHS FORGING, 16MM WIDTH, 38MM BARREL, 316L, 130DEG. 11HOLES |  | B0704.1300F | 00 | 2010-12-28 | N. A. | N. A. | N. A. | QPR/B0704 | N. A. | N. A. | N. A. | N. A. | N. A. | PS/B0704 | 05 | 2019-08-08 | 2022-12-01 | 2019-12-01 | N. A. | B0704 | N. A. | N. A. | N. A. | SEMIFINISHED GOODS | N. A. | N. A. | N. A. | N. A. | N. A. | N. A. |  | N. A. | N. A. | N. A. | N. A. | N. A. | N. A. | N. A. | N. A. | N. A. | N. A. | 1 | SUB COMPONENTS | 0 | Initial issue | N | SUB COMPONENTS |  | No | No | N. A. | N. A. | N. A. | N. A.
B0703 | B0704.1312 | CHS BARREL PLATE (ASIAN), S`RUT, AUTO COMP. HOLES 38MM BARREL 130DEG., 12 HOLES |  | B0703.1300 | 07 | 2018-06-07 | N. A. | N. A. | N. A. | QPF/B0703 | 03 | 2017-01-04 | N. A. | N. A. | N. A. | PS/B0703 | 04 | 2018-03-03 | 2022-12-01 | 2019-12-01 | N. A. | B0703 | TMF-1 | IU/1 | Class C | FINISHED GOODS | SUSHRUT™ | CHS BARREL PLATE (ASIAN), AUTO COMP. HOLES | 38MM BARREL 130DEG., 12 HOLES | 16 | No | Yes |  | No | N. A. | No | N. A. | No | Yes | No | Yes | M. L.: MFG/MD/2021/000369 |  | 1 | SUSHRUT PRODUCTS\INTERNATIONAL IMPLANTS\COMPRESSION HIP SCREW IMPLANTS\CHS BARREL PLATES, 38MM AUTO COMP HOLES | 0 | Initial issue | Y | BONE PLATES |  | 1 | No | Yes | Yes | Yes | N. A.
B0704.1312F | B0704.1312F | CHS FORGING, 16MM WIDTH, 38MM BARREL, 316L, 130DEG. UPTO 12HOLES |  | B0704.1300F | 00 | 2010-12-28 | N. A. | N. A. | N. A. | QPF/B0704 | N. A. | N. A. | N. A. | N. A. | N. A. | PS/B0704 | 05 | 2019-08-08 | 2022-12-01 | 2019-12-01 | N. A. | B0704 | N. A. | N. A. | N. A. | SEMIFINISHED GOODS | N. A. | N. A. | N. A. | N. A. | N. A. | N. A. |  | N. A. | N. A. | N. A. | N. A. | N. A. | N. A. | N. A. | N. A. | N. A. | N. A. | 1 | SUB COMPONENTS | 0 | Initial issue | N | BONE PLATES |  | No | No | N. A. | N. A. | N. A. | N. A.
B0703 | B0704.1313 | CHS BARREL PLATE (ASIAN), S`RUT, AUTO COMP. HOLES 38MM BARREL 130DEG., 13 HOLES |  | B0703.1300 | 07 | 2018-06-07 | N. A. | N. A. | N. A. | QPF/B0703 | 03 | 2017-01-04 | N. A. | N. A. | N. A. | PS/B0703 | 04 | 2018-03-03 | 2022-12-01 | 2019-12-01 | N. A. | B0703 | TMF-1 | IU/1 | Class C | FINISHED GOODS | SUSHRUT™ | CHS BARREL PLATE (ASIAN), AUTO COMP. HOLES | 38MM BARREL 130DEG., 13 HOLES | 16 | No | Yes |  | No | N. A. | No | N. A. | No | Yes | No | Yes | M. L.: MFG/MD/2021/000369 |  | 1 | SUSHRUT PRODUCTS\INTERNATIONAL IMPLANTS\COMPRESSION HIP SCREW IMPLANTS\CHS BARREL PLATES, 38MM AUTO COMP HOLES | 0 | Initial issue | Y | BONE PLATES |  | 1 | No | Yes | Yes | Yes | N. A.
B0704.1313F | B0704.1313F | CHS FORGING, 16MM WIDTH, 38MM BARREL, 316L, 130DEG. 13HOLES |  | B0704.1300F | 00 | 2010-12-28 | N. A. | N. A. | N. A. | QPR/B0704 | N. A. | N. A. | N. A. | N. A. | N. A. | PS/B0704 | 05 | 2019-08-08 | 2022-12-01 | 2019-12-01 | N. A. | B0704 | N. A. | N. A. | N. A. | SEMIFINISHED GOODS | N. A. | N. A. | N. A. | N. A. | N. A. | N. A. |  | N. A. | N. A. | N. A. | N. A. | N. A. | N. A. | N. A. | N. A. | N. A. | N. A. | 1 | SUB COMPONENTS | 0 | Initial issue | N | SUB COMPONENTS |  | No | No | N. A. | N. A. | N. A. | N. A.
B0703 | B0704.1314 | CHS BARREL PLATE (ASIAN), S`RUT, AUTO COMP. HOLES 38MM BARREL 130DEG., 14 HOLES |  | B0703.1300 | 07 | 2018-06-07 | N. A. | N. A. | N. A. | QPF/B0703 | 03 | 2017-01-04 | N. A. | N. A. | N. A. | PS/B0703 | 04 | 2018-03-03 | 2022-12-01 | 2019-12-01 | N. A. | B0703 | TMF-1 | IU/1 | Class C | FINISHED GOODS | SUSHRUT™ | CHS BARREL PLATE (ASIAN), AUTO COMP. HOLES | 38MM BARREL 130DEG., 14 HOLES | 16 | No | Yes |  | No | N. A. | No | N. A. | No | Yes | No | Yes | M. L.: MFG/MD/2021/000369 |  | 1 | SUSHRUT PRODUCTS\INTERNATIONAL IMPLANTS\COMPRESSION HIP SCREW IMPLANTS\CHS BARREL PLATES, 38MM AUTO COMP HOLES | 0 | Initial issue | Y | BONE PLATES |  | 1 | No | Yes | Yes | Yes | N. A.
B0704.1314F | B0704.1314F | CHS FORGING, 16MM WIDTH, 38MM BARREL, 316L, 130DEG. 14HOLES |  | B0704.1300F | 00 | 2010-12-28 | N. A. | N. A. | N. A. | QPR/B0704 | N. A. | N. A. | N. A. | N. A. | N. A. | PS/B0704 | 05 | 2019-08-08 | 2022-12-01 | 2019-12-01 | N. A. | B0704 | N. A. | N. A. | N. A. | SEMIFINISHED GOODS | N. A. | N. A. | N. A. | N. A. | N. A. | N. A. |  | N. A. | N. A. | N. A. | N. A. | N. A. | N. A. | N. A. | N. A. | N. A. | N. A. | 1 | SUB COMPONENTS | 0 | Initial issue | N | SUB COMPONENTS |  | No | No | N. A. | N. A. | N. A. | N. A.
B0703 | B0704.1315 | CHS BARREL PLATE (ASIAN), S`RUT, AUTO COMP. HOLES 38MM BARREL 130DEG., 15 HOLES |  | B0703.1300 | 07 | 2018-06-07 | N. A. | N. A. | N. A. | QPF/B0703 | 03 | 2017-01-04 | N. A. | N. A. | N. A. | PS/B0703 | 04 | 2018-03-03 | 2022-12-01 | 2019-12-01 | N. A. | B0703 | TMF-1 | IU/1 | Class C | FINISHED GOODS | SUSHRUT™ | CHS BARREL PLATE (ASIAN), AUTO COMP. HOLES | 38MM BARREL 130DEG., 15 HOLES | 16 | No | Yes |  | No | N. A. | No | N. A. | No | Yes | No | Yes | M. L.: MFG/MD/2021/000369 |  | 1 | SUSHRUT PRODUCTS\INTERNATIONAL IMPLANTS\COMPRESSION HIP SCREW IMPLANTS\CHS BARREL PLATES, 38MM AUTO COMP HOLES | 0 | Initial issue | Y | BONE PLATES |  | 1 | No | Yes | Yes | Yes | N. A.
B0704.1315F | B0704.1315F | CHS FORGING, 16MM WIDTH, 38MM BARREL, 316L, 130DEG. UPTO 15HOLES |  | B0704.1300F | 00 | 2010-12-28 | N. A. | N. A. | N. A. | QPF/B0704 | N. A. | N. A. | N. A. | N. A. | N. A. | PS/B0704 | 05 | 2019-08-08 | 2022-12-01 | 2019-12-01 | N. A. | B0704 | N. A. | N. A. | N. A. | SEMIFINISHED GOODS | N. A. | N. A. | N. A. | N. A. | N. A. | N. A. |  | N. A. | N. A. | N. A. | N. A. | N. A. | N. A. | N. A. | N. A. | N. A. | N. A. | 1 | SUB COMPONENTS | 0 | Initial issue | N | BONE PLATES |  | No | No | N. A. | N. A. | N. A. | N. A.
B0703 | B0704.1316 | CHS BARREL PLATE (ASIAN), S`RUT, AUTO COMP. HOLES 38MM BARREL 130DEG., 16 HOLES |  | B0703.1300 | 07 | 2018-06-07 | N. A. | N. A. | N. A. | QPF/B0703 | 03 | 2017-01-04 | N. A. | N. A. | N. A. | PS/B0703 | 04 | 2018-03-03 | 2022-12-01 | 2019-12-01 | N. A. | B0703 | TMF-1 | IU/1 | Class C | FINISHED GOODS | SUSHRUT™ | CHS BARREL PLATE (ASIAN), AUTO COMP. HOLES | 38MM BARREL 130DEG., 16 HOLES | 16 | No | Yes |  | No | N. A. | No | N. A. | No | Yes | No | Yes | M. L.: MFG/MD/2021/000369 |  | 1 | SUSHRUT PRODUCTS\INTERNATIONAL IMPLANTS\COMPRESSION HIP SCREW IMPLANTS\CHS BARREL PLATES, 38MM AUTO COMP HOLES | 0 | Initial issue | Y | BONE PLATES |  | 1 | No | Yes | Yes | Yes | N. A.
B0704.1316F | B0704.1316F | CHS FORGING, 16MM WIDTH, 38MM BARREL, 316L, 130DEG. 16HOLES |  | B0704.1300F | 00 | 2010-12-28 | N. A. | N. A. | N. A. | QPR/B0704 | N. A. | N. A. | N. A. | N. A. | N. A. | PS/B0704 | 05 | 2019-08-08 | 2022-12-01 | 2019-12-01 | N. A. | B0704 | N. A. | N. A. | N. A. | SEMIFINISHED GOODS | N. A. | N. A. | N. A. | N. A. | N. A. | N. A. |  | N. A. | N. A. | N. A. | N. A. | N. A. | N. A. | N. A. | N. A. | N. A. | N. A. | 1 | SUB COMPONENTS | 0 | Initial issue | N | SUB COMPONENTS |  | No | No | N. A. | N. A. | N. A. | N. A.
B0704.1317F | B0704.1317F | CHS FORGING, 16MM WIDTH, 38MM BARREL, 316L, 130DEG. 17HOLES |  | B0704.1300F | 00 | 2010-12-28 | N. A. | N. A. | N. A. | QPR/B0704 | N. A. | N. A. | N. A. | N. A. | N. A. | PS/B0704 | 05 | 2019-08-08 | 2022-08-07 | N. A. | N. A. | B0704 | N. A. | N. A. | N. A. | SEMIFINISHED GOODS | N. A. | N. A. | N. A. | N. A. | N. A. | N. A. |  | N. A. | N. A. | N. A. | N. A. | N. A. | N. A. | N. A. | N. A. | N. A. | N. A. | 1 | SUB COMPONENTS | 0 | Initial issue | N | SUB COMPONENTS |  | No | No | N. A. | N. A. | N. A. | N. A.
B0703 | B0704.1318 | CHS BARREL PLATE (ASIAN), S`RUT, AUTO COMP. HOLES 38MM BARREL 130DEG., 18 HOLES |  | B0703.1300 | 07 | 2018-06-07 | N. A. | N. A. | N. A. | QPF/B0703 | 03 | 2017-01-04 | N. A. | N. A. | N. A. | PS/B0703 | 04 | 2018-03-03 | 2022-12-01 | 2019-12-01 | N. A. | B0703 | TMF-1 | IU/1 | Class C | FINISHED GOODS | SUSHRUT™ | CHS BARREL PLATE (ASIAN), AUTO COMP. HOLES | 38MM BARREL 130DEG., 18 HOLES | 16 | No | Yes |  | No | N. A. | No | N. A. | No | Yes | No | Yes | M. L.: MFG/MD/2021/000369 |  | 1 | SUSHRUT PRODUCTS\INTERNATIONAL IMPLANTS\COMPRESSION HIP SCREW IMPLANTS\CHS BARREL PLATES, 38MM AUTO COMP HOLES | 0 | Initial issue | Y | BONE PLATES |  | 1 | No | Yes | Yes | Yes | N. A.
B0704.1318F | B0704.1318F | CHS FORGING, 16MM WIDTH, 38MM BARREL, 316L, 130DEG. UPTO 18HOLES |  | B0704.1300F | 00 | 2010-12-28 | N. A. | N. A. | N. A. | QPF/B0704 | N. A. | N. A. | N. A. | N. A. | N. A. | PS/B0704 | 05 | 2019-08-08 | 2022-12-01 | 2019-12-01 | N. A. | B0704 | N. A. | N. A. | N. A. | SEMIFINISHED GOODS | N. A. | N. A. | N. A. | N. A. | N. A. | N. A. |  | N. A. | N. A. | N. A. | N. A. | N. A. | N. A. | N. A. | N. A. | N. A. | N. A. | 1 | SUB COMPONENTS | 0 | Initial issue | N | BONE PLATES |  | No | No | N. A. | N. A. | N. A. | N. A.
B0704.1350F | B0704.1350F | CHS FORGING, 16MM WIDTH, 38MM BARREL, 316L, 135DEG. DOUBLE ENDED |  | B0704.1350F | 03 | 2019-11-13 | N. A. | N. A. | N. A. | QPF/B0704F | N. A. | N. A. | N. A. | N. A. | N. A. | PS/B0704FDE | N. A. | N. A. | N. A. | N. A. | N. A. | B0704 | N. A. | N. A. | N. A. | SEMIFINISHED GOODS | N. A. | N. A. | N. A. | N. A. | N. A. | N. A. |  | N. A. | N. A. | N. A. | N. A. | N. A. | N. A. | N. A. | N. A. | N. A. | N. A. | 1 | SUB COMPONENTS | 0 | Initial issue | N | BONE PLATES |  | No | No | N. A. | N. A. | N. A. | N. A.
B0703 | B0704.1352 | CHS BARREL PLATE (ASIAN), S`RUT, AUTO COMP. HOLES 38MM BARREL 135DEG., 2 HOLES |  | B0703.1500 | 09 | 2018-06-07 | N. A. | N. A. | N. A. | QPF/B0703 | 03 | 2017-01-04 | N. A. | N. A. | N. A. | PS/B0703 | 04 | 2018-03-03 | 2022-12-01 | 2019-12-01 | N. A. | B0703 | TMF-1 | IU/1 | Class C | FINISHED GOODS | SUSHRUT™ | CHS BARREL PLATE (ASIAN), AUTO COMP. HOLES | 38MM BARREL 135DEG., 2 HOLES | 16 | No | Yes |  | No | N. A. | No | N. A. | No | Yes | No | Yes | M. L.: MFG/MD/2021/000369 |  | 1 | SUSHRUT PRODUCTS\INTERNATIONAL IMPLANTS\COMPRESSION HIP SCREW IMPLANTS\CHS BARREL PLATES, 38MM AUTO COMP HOLES | 0 | Initial issue | N | BONE PLATES |  | 1 | No | Yes | Yes | Yes | N. A.
B0703 | B0704.1353 | CHS BARREL PLATE (ASIAN), S`RUT, AUTO COMP. HOLES 38MM BARREL 135DEG., 3 HOLES |  | B0703.1350 | 07 | 2018-06-07 | N. A. | N. A. | N. A. | QPF/B0703 | 03 | 2017-01-04 | N. A. | N. A. | N. A. | PS/B0703 | 04 | 2018-03-03 | 2022-12-01 | 2019-12-01 | N. A. | B0703 | TMF-1 | IU/1 | Class C | FINISHED GOODS | SUSHRUT™ | CHS BARREL PLATE (ASIAN) | 38MM BARREL 135DEG., 3 HOLES AUTO COMP. HOLES | 16 | No | Yes |  | No | N. A. | No | N. A. | No | Yes | No | Yes | M. L.: MFG/MD/2021/000369 |  | 1 | SUSHRUT PRODUCTS\INTERNATIONAL IMPLANTS\COMPRESSION HIP SCREW IMPLANTS\CHS BARREL PLATES, 38MM AUTO COMP HOLES | 0.0633 | Initial issue | N | BONE PLATES |  | 1 | No | Yes | Yes | Yes | N. A.
B0704.1353F | B0704.1353F | CHS FORGING, 16MM WIDTH, 38MM BARREL, 316L, 135DEG. 3HOLES |  | B0704.1350F | 02 | 2017-03-16 | N. A. | N. A. | N. A. | QPR/B0704 | N. A. | N. A. | N. A. | N. A. | N. A. | PS/B0704 | 05 | 2019-08-08 | 2022-12-01 | 2019-12-01 | N. A. | B0704 | N. A. | N. A. | N. A. | SEMIFINISHED GOODS | N. A. | N. A. | N. A. | N. A. | N. A. | N. A. |  | N. A. | N. A. | N. A. | N. A. | N. A. | N. A. | N. A. | N. A. | N. A. | N. A. | 1 | SUB COMPONENTS | 0 | Initial issue | N | SUB COMPONENTS |  | No | No | N. A. | N. A. | N. A. | N. A.
B0703 | B0704.1354 | CHS BARREL PLATE (ASIAN), S`RUT, AUTO COMP. HOLES 38MM BARREL 135DEG., 4 HOLES |  | B0703.1350 | 07 | 2018-06-07 | N. A. | N. A. | N. A. | QPF/B0703 | 03 | 2017-01-04 | N. A. | N. A. | N. A. | PS/B0703 | 04 | 2018-03-03 | 2022-12-01 | 2019-12-01 | N. A. | B0703 | TMF-1 | IU/1 | Class C | FINISHED GOODS | SUSHRUT™ | CHS BARREL PLATE (ASIAN) | 38MM BARREL 135DEG., 4 HOLES AUTO COMP. HOLES | 16 | No | Yes |  | No | N. A. | No | N. A. | No | Yes | No | Yes | M. L.: MFG/MD/2021/000369 |  | 1 | SUSHRUT PRODUCTS\INTERNATIONAL IMPLANTS\COMPRESSION HIP SCREW IMPLANTS\CHS BARREL PLATES, 38MM AUTO COMP HOLES | 0.0702 | Initial issue | N | BONE PLATES |  | 1 | No | Yes | Yes | Yes | N. A.
B0704.1354F | B0704.1354F | CHS FORGING, 16MM WIDTH, 38MM BARREL, 316L, 135DEG. 4HOLES |  | B0704.1350F | 02 | 2017-03-16 | N. A. | N. A. | N. A. | QPR/B0704 | N. A. | N. A. | N. A. | N. A. | N. A. | PS/B0704 | 05 | 2019-08-08 | 2022-12-01 | 2019-12-01 | N. A. | B0704 | N. A. | N. A. | N. A. | SEMIFINISHED GOODS | N. A. | N. A. | N. A. | N. A. | N. A. | N. A. |  | N. A. | N. A. | N. A. | N. A. | N. A. | N. A. | N. A. | N. A. | N. A. | N. A. | 1 | SUB COMPONENTS | 0 | Initial issue | N | SUB COMPONENTS |  | No | No | N. A. | N. A. | N. A. | N. A.
B0703 | B0704.1355 | CHS BARREL PLATE (ASIAN), S`RUT, AUTO COMP. HOLES 38MM BARREL 135DEG., 5 HOLES |  | B0703.1350 | 07 | 2018-06-07 | N. A. | N. A. | N. A. | QPF/B0703 | 03 | 2017-01-04 | N. A. | N. A. | N. A. | PS/B0703 | 04 | 2018-03-03 | 2022-12-01 | 2019-12-01 | N. A. | B0703 | TMF-1 | IU/1 | Class C | FINISHED GOODS | SUSHRUT™ | CHS BARREL PLATE (ASIAN) | 38MM BARREL 135DEG., 5 HOLES AUTO COMP. HOLES | 16 | No | Yes |  | No | N. A. | No | N. A. | No | Yes | No | Yes | M. L.: MFG/MD/2021/000369 |  | 1 | SUSHRUT PRODUCTS\INTERNATIONAL IMPLANTS\COMPRESSION HIP SCREW IMPLANTS\CHS BARREL PLATES, 38MM AUTO COMP HOLES | 0.078 | Initial issue | N | BONE PLATES |  | 1 | No | Yes | Yes | Yes | N. A.
B0704.1355F | B0704.1355F | CHS FORGING, 16MM WIDTH, 38MM BARREL, 316L, 135DEG. 5HOLES |  | B0704.1350F | 02 | 2017-03-16 | N. A. | N. A. | N. A. | QPR/B0704 | N. A. | N. A. | N. A. | N. A. | N. A. | PS/B0704 | 05 | 2019-08-08 | 2022-12-01 | 2019-12-01 | N. A. | B0704 | N. A. | N. A. | N. A. | SEMIFINISHED GOODS | N. A. | N. A. | N. A. | N. A. | N. A. | N. A. |  | N. A. | N. A. | N. A. | N. A. | N. A. | N. A. | N. A. | N. A. | N. A. | N. A. | 1 | SUB COMPONENTS | 0 | Initial issue | N | SUB COMPONENTS |  | No | No | N. A. | N. A. | N. A. | N. A.
B0703 | B0704.1356 | CHS BARREL PLATE (ASIAN), S`RUT, AUTO COMP. HOLES 38MM BARREL 135DEG., 6 HOLES |  | B0703.1350 | 07 | 2018-06-07 | N. A. | N. A. | N. A. | QPF/B0703 | 03 | 2017-01-04 | N. A. | N. A. | N. A. | PS/B0703 | 04 | 2018-03-03 | 2022-12-01 | 2019-12-01 | N. A. | B0703 | TMF-1 | IU/1 | Class C | FINISHED GOODS | SUSHRUT™ | CHS BARREL PLATE (ASIAN), AUTO COMP. HOLES | 38MM BARREL 135DEG., 6 HOLES | 16 | No | Yes |  | No | N. A. | No | N. A. | No | Yes | No | Yes | M. L.: MFG/MD/2021/000369 |  | 1 | SUSHRUT PRODUCTS\INTERNATIONAL IMPLANTS\COMPRESSION HIP SCREW IMPLANTS\CHS BARREL PLATES, 38MM AUTO COMP HOLES | 0.086 | Initial issue | N | BONE PLATES |  | 1 | No | Yes | Yes | Yes | N. A.
B0704.1356F | B0704.1356F | CHS FORGING, 16MM WIDTH, 38MM BARREL, 316L, 135DEG. UPTO 6HOLES |  | B0704.1350F | 02 | 2017-03-16 | N. A. | N. A. | N. A. | QPF/B0704 | N. A. | N. A. | N. A. | N. A. | N. A. | PS/B0704 | 05 | 2019-08-08 | 2022-12-01 | 2019-12-01 | N. A. | B0704 | N. A. | N. A. | N. A. | SEMIFINISHED GOODS | N. A. | N. A. | N. A. | N. A. | N. A. | N. A. |  | N. A. | N. A. | N. A. | N. A. | N. A. | N. A. | N. A. | N. A. | N. A. | N. A. | 1 | SUB COMPONENTS | 0 | Initial issue | N | BONE PLATES |  | No | No | N. A. | N. A. | N. A. | N. A.
B0703 | B0704.1357 | CHS BARREL PLATE (ASIAN), S`RUT, AUTO COMP. HOLES 38MM BARREL 135DEG., 7 HOLES |  | B0703.1350 | 07 | 2018-06-07 | N. A. | N. A. | N. A. | QPF/B0703 | 03 | 2017-01-04 | N. A. | N. A. | N. A. | PS/B0703 | 04 | 2018-03-03 | 2022-12-01 | 2019-12-01 | N. A. | B0703 | TMF-1 | IU/1 | Class C | FINISHED GOODS | SUSHRUT™ | CHS BARREL PLATE (ASIAN), AUTO COMP. HOLES | 38MM BARREL 135DEG., 7 HOLES | 16 | No | Yes |  | No | N. A. | No | N. A. | No | Yes | No | Yes | M. L.: MFG/MD/2021/000369 |  | 1 | SUSHRUT PRODUCTS\INTERNATIONAL IMPLANTS\COMPRESSION HIP SCREW IMPLANTS\CHS BARREL PLATES, 38MM AUTO COMP HOLES | 0 | Initial issue | N | BONE PLATES |  | 1 | No | Yes | Yes | Yes | N. A.
B0704.1357F | B0704.1357F | CHS FORGING, 16MM WIDTH, 38MM BARREL, 316L, 135DEG. 7HOLES |  | B0704.1350F | 02 | 2017-03-16 | N. A. | N. A. | N. A. | QPR/B0704 | N. A. | N. A. | N. A. | N. A. | N. A. | PS/B0704 | 05 | 2019-08-08 | 2022-12-01 | 2019-12-01 | N. A. | B0704 | N. A. | N. A. | N. A. | SEMIFINISHED GOODS | N. A. | N. A. | N. A. | N. A. | N. A. | N. A. |  | N. A. | N. A. | N. A. | N. A. | N. A. | N. A. | N. A. | N. A. | N. A. | N. A. | 1 | SUB COMPONENTS | 0 | Initial issue | N | SUB COMPONENTS |  | No | No | N. A. | N. A. | N. A. | N. A.
B0703 | B0704.1358 | CHS BARREL PLATE (ASIAN), S`RUT, AUTO COMP. HOLES 38MM BARREL 135DEG., 8 HOLES |  | B0703.1350 | 07 | 2018-06-07 | N. A. | N. A. | N. A. | QPF/B0703 | 03 | 2017-01-04 | N. A. | N. A. | N. A. | PS/B0703 | 04 | 2018-03-03 | 2022-12-01 | 2019-12-01 | N. A. | B0703 | TMF-1 | IU/1 | Class C | FINISHED GOODS | SUSHRUT™ | CHS BARREL PLATE (ASIAN), AUTO COMP. HOLES | 38MM BARREL 135DEG., 8 HOLES | 16 | No | Yes |  | No | N. A. | No | N. A. | No | Yes | No | Yes | M. L.: MFG/MD/2021/000369 |  | 1 | SUSHRUT PRODUCTS\INTERNATIONAL IMPLANTS\COMPRESSION HIP SCREW IMPLANTS\CHS BARREL PLATES, 38MM AUTO COMP HOLES | 0.1057 | Initial issue | N | BONE PLATES |  | 1 | No | Yes | Yes | Yes | N. A.
B0704.1358F | B0704.1358F | CHS FORGING, 16MM WIDTH, 38MM BARREL, 316L, 135DEG. 8HOLES |  | B0704.1350F | 02 | 2017-03-16 | N. A. | N. A. | N. A. | QPR/B0704 | N. A. | N. A. | N. A. | N. A. | N. A. | PS/B0704 | 05 | 2019-08-08 | 2022-12-01 | 2019-12-01 | N. A. | B0704 | N. A. | N. A. | N. A. | SEMIFINISHED GOODS | N. A. | N. A. | N. A. | N. A. | N. A. | N. A. |  | N. A. | N. A. | N. A. | N. A. | N. A. | N. A. | N. A. | N. A. | N. A. | N. A. | 1 | SUB COMPONENTS | 0 | Initial issue | N | SUB COMPONENTS |  | No | No | N. A. | N. A. | N. A. | N. A.
B0703 | B0704.1359 | CHS BARREL PLATE (ASIAN), S`RUT, AUTO COMP. HOLES 38MM BARREL 135DEG., 9 HOLES |  | B0703.1350 | 07 | 2018-06-07 | N. A. | N. A. | N. A. | QPF/B0703 | 03 | 2017-01-04 | N. A. | N. A. | N. A. | PS/B0703 | 04 | 2018-03-03 | 2022-12-01 | 2019-12-01 | N. A. | B0703 | TMF-1 | IU/1 | Class C | FINISHED GOODS | SUSHRUT™ | CHS BARREL PLATE (ASIAN), AUTO COMP. HOLES | 38MM BARREL 135DEG., 9 HOLES | 16 | No | Yes |  | No | N. A. | No | N. A. | No | Yes | No | Yes | M. L.: MFG/MD/2021/000369 |  | 1 | SUSHRUT PRODUCTS\INTERNATIONAL IMPLANTS\COMPRESSION HIP SCREW IMPLANTS\CHS BARREL PLATES, 38MM AUTO COMP HOLES | 0.1162 | Initial issue | N | BONE PLATES |  | 1 | No | Yes | Yes | Yes | N. A.
B0704.1359F | B0704.1359F | CHS FORGING, 16MM WIDTH, 38MM BARREL, 316L, 135DEG. UPTO 9HOLES |  | B0704.1350F | 02 | 2017-03-16 | N. A. | N. A. | N. A. | QPF/B0704 | N. A. | N. A. | N. A. | N. A. | N. A. | PS/B0704 | 05 | 2019-08-08 | 2022-12-01 | 2019-12-01 | N. A. | B0704 | N. A. | N. A. | N. A. | SEMIFINISHED GOODS | N. A. | N. A. | N. A. | N. A. | N. A. | N. A. |  | N. A. | N. A. | N. A. | N. A. | N. A. | N. A. | N. A. | N. A. | N. A. | N. A. | 1 | SUB COMPONENTS | 0 | Initial issue | N | BONE PLATES |  | No | No | N. A. | N. A. | N. A. | N. A.
B0703 | B0704.1360 | CHS BARREL PLATE (ASIAN), S`RUT, AUTO COMP. HOLES 38MM BARREL 135DEG., 10 HOLES |  | B0703.1350 | 07 | 2018-06-07 | N. A. | N. A. | N. A. | QPF/B0703 | 03 | 2017-01-04 | N. A. | N. A. | N. A. | PS/B0703 | 04 | 2018-03-03 | 2022-12-01 | 2019-12-01 | N. A. | B0703 | TMF-1 | IU/1 | Class C | FINISHED GOODS | SUSHRUT™ | CHS BARREL PLATE (ASIAN), AUTO COMP. HOLES | 38MM BARREL 135DEG., 10 HOLES | 16 | No | Yes |  | No | N. A. | No | N. A. | No | Yes | No | Yes | M. L.: MFG/MD/2021/000369 |  | 1 | SUSHRUT PRODUCTS\INTERNATIONAL IMPLANTS\COMPRESSION HIP SCREW IMPLANTS\CHS BARREL PLATES, 38MM AUTO COMP HOLES | 0.1243 | Initial issue | N | BONE PLATES |  | 1 | No | Yes | Yes | Yes | N. A.
B0704.1360F | B0704.1360F | CHS FORGING, 16MM WIDTH, 38MM BARREL, 316L, 135DEG. 10HOLES |  | B0704.1350F | 02 | 2017-03-16 | N. A. | N. A. | N. A. | QPR/B0704 | N. A. | N. A. | N. A. | N. A. | N. A. | PS/B0704 | 05 | 2019-08-08 | 2022-12-01 | 2019-12-01 | N. A. | B0704 | N. A. | N. A. | N. A. | SEMIFINISHED GOODS | N. A. | N. A. | N. A. | N. A. | N. A. | N. A. |  | N. A. | N. A. | N. A. | N. A. | N. A. | N. A. | N. A. | N. A. | N. A. | N. A. | 1 | SUB COMPONENTS | 0 | Initial issue | N | SUB COMPONENTS |  | No | No | N. A. | N. A. | N. A. | N. A.
B0703 | B0704.1361 | CHS BARREL PLATE (ASIAN), S`RUT, AUTO COMP. HOLES 38MM BARREL 135DEG., 11 HOLES |  | B0703.1350 | 07 | 2018-06-07 | N. A. | N. A. | N. A. | QPF/B0703 | 03 | 2017-01-04 | N. A. | N. A. | N. A. | PS/B0703 | 04 | 2018-03-03 | 2022-12-01 | 2019-12-01 | N. A. | B0703 | TMF-1 | IU/1 | Class C | FINISHED GOODS | SUSHRUT™ | CHS BARREL PLATE (ASIAN), AUTO COMP. HOLES | 38MM BARREL 135DEG., 11 HOLES | 16 | No | Yes |  | No | N. A. | No | N. A. | No | Yes | No | Yes | M. L.: MFG/MD/2021/000369 |  | 1 | SUSHRUT PRODUCTS\INTERNATIONAL IMPLANTS\COMPRESSION HIP SCREW IMPLANTS\CHS BARREL PLATES, 38MM AUTO COMP HOLES | 0.132 | Initial issue | N | BONE PLATES |  | 1 | No | Yes | Yes | Yes | N. A.
B0704.1361F | B0704.1361F | CHS FORGING, 16MM WIDTH, 38MM BARREL, 316L, 135DEG. 11HOLES |  | B0704.1350F | 02 | 2017-03-16 | N. A. | N. A. | N. A. | QPR/B0704 | N. A. | N. A. | N. A. | N. A. | N. A. | PS/B0704 | 05 | 2019-08-08 | 2022-12-01 | 2019-12-01 | N. A. | B0704 | N. A. | N. A. | N. A. | SEMIFINISHED GOODS | N. A. | N. A. | N. A. | N. A. | N. A. | N. A. |  | N. A. | N. A. | N. A. | N. A. | N. A. | N. A. | N. A. | N. A. | N. A. | N. A. | 1 | SUB COMPONENTS | 0 | Initial issue | N | SUB COMPONENTS |  | No | No | N. A. | N. A. | N. A. | N. A.
B0703 | B0704.1362 | CHS BARREL PLATE (ASIAN), S`RUT, AUTO COMP. HOLES 38MM BARREL 135DEG., 12 HOLES |  | B0703.1350 | 07 | 2018-06-07 | N. A. | N. A. | N. A. | QPF/B0703 | 03 | 2017-01-04 | N. A. | N. A. | N. A. | PS/B0703 | 04 | 2018-03-03 | 2022-12-01 | 2019-12-01 | N. A. | B0703 | TMF-1 | IU/1 | Class C | FINISHED GOODS | SUSHRUT™ | CHS BARREL PLATE (ASIAN), AUTO COMP. HOLES | 38MM BARREL 135DEG., 12 HOLES | 16 | No | Yes |  | No | N. A. | No | N. A. | No | Yes | No | Yes | M. L.: MFG/MD/2021/000369 |  | 1 | SUSHRUT PRODUCTS\INTERNATIONAL IMPLANTS\COMPRESSION HIP SCREW IMPLANTS\CHS BARREL PLATES, 38MM AUTO COMP HOLES | 0.143 | Initial issue | N | BONE PLATES |  | 1 | No | Yes | Yes | Yes | N. A.
B0704.1362F | B0704.1362F | CHS FORGING, 16MM WIDTH, 38MM BARREL, 316L, 135DEG. UPTO 12HOLES |  | B0704.1350F | 02 | 2017-03-16 | N. A. | N. A. | N. A. | QPF/B0704 | N. A. | N. A. | N. A. | N. A. | N. A. | PS/B0704 | 05 | 2019-08-08 | 2022-12-01 | 2019-12-01 | N. A. | B0704 | N. A. | N. A. | N. A. | SEMIFINISHED GOODS | N. A. | N. A. | N. A. | N. A. | N. A. | N. A. |  | N. A. | N. A. | N. A. | N. A. | N. A. | N. A. | N. A. | N. A. | N. A. | N. A. | 1 | SUB COMPONENTS | 0 | Initial issue | N | BONE PLATES |  | No | No | N. A. | N. A. | N. A. | N. A.
B0703 | B0704.1363 | CHS BARREL PLATE (ASIAN), S`RUT, AUTO COMP. HOLES 38MM BARREL 135DEG., 13 HOLES |  | B0703.1350 | 07 | 2018-06-07 | N. A. | N. A. | N. A. | QPF/B0703 | 03 | 2017-01-04 | N. A. | N. A. | N. A. | PS/B0703 | 04 | 2018-03-03 | 2022-12-01 | 2019-12-01 | N. A. | B0703 | TMF-1 | IU/1 | Class C | FINISHED GOODS | SUSHRUT™ | CHS BARREL PLATE (ASIAN), AUTO COMP. HOLES | 38MM BARREL 135DEG., 13 HOLES | 16 | No | Yes |  | No | N. A. | No | N. A. | No | Yes | No | Yes | M. L.: MFG/MD/2021/000369 |  | 1 | SUSHRUT PRODUCTS\INTERNATIONAL IMPLANTS\COMPRESSION HIP SCREW IMPLANTS\CHS BARREL PLATES, 38MM AUTO COMP HOLES | 0.1506 | Initial issue | Y | BONE PLATES |  | 1 | No | Yes | Yes | Yes | N. A.
B0704.1363F | B0704.1363F | CHS FORGING, 16MM WIDTH, 38MM BARREL, 316L, 135DEG. 13HOLES |  | B0704.1350F | 02 | 2017-03-16 | N. A. | N. A. | N. A. | QPR/B0704 | N. A. | N. A. | N. A. | N. A. | N. A. | PS/B0704 | 05 | 2019-08-08 | 2022-12-01 | 2019-12-01 | N. A. | B0704 | N. A. | N. A. | N. A. | SEMIFINISHED GOODS | N. A. | N. A. | N. A. | N. A. | N. A. | N. A. |  | N. A. | N. A. | N. A. | N. A. | N. A. | N. A. | N. A. | N. A. | N. A. | N. A. | 1 | SUB COMPONENTS | 0 | Initial issue | N | SUB COMPONENTS |  | No | No | N. A. | N. A. | N. A. | N. A.
B0703 | B0704.1364 | CHS BARREL PLATE (ASIAN), S`RUT, AUTO COMP. HOLES 38MM BARREL 135DEG., 14 HOLES |  | B0703.1350 | 07 | 2018-06-07 | N. A. | N. A. | N. A. | QPF/B0703 | 03 | 2017-01-04 | N. A. | N. A. | N. A. | PS/B0703 | 04 | 2018-03-03 | 2022-12-01 | 2019-12-01 | N. A. | B0703 | TMF-1 | IU/1 | Class C | FINISHED GOODS | SUSHRUT™ | CHS BARREL PLATE (ASIAN), AUTO COMP. HOLES | 38MM BARREL 135DEG., 14 HOLES | 16 | No | Yes |  | No | N. A. | No | N. A. | No | Yes | No | Yes | M. L.: MFG/MD/2021/000369 |  | 1 | SUSHRUT PRODUCTS\INTERNATIONAL IMPLANTS\COMPRESSION HIP SCREW IMPLANTS\CHS BARREL PLATES, 38MM AUTO COMP HOLES | 0 | Initial issue | Y | BONE PLATES |  | 1 | No | Yes | Yes | Yes | N. A.
B0704.1364F | B0704.1364F | CHS FORGING, 16MM WIDTH, 38MM BARREL, 316L, 135DEG. 14HOLES |  | B0704.1350F | 02 | 2017-03-16 | N. A. | N. A. | N. A. | QPR/B0704 | N. A. | N. A. | N. A. | N. A. | N. A. | PS/B0704 | 05 | 2019-08-08 | 2022-12-01 | 2019-12-01 | N. A. | B0704 | N. A. | N. A. | N. A. | SEMIFINISHED GOODS | N. A. | N. A. | N. A. | N. A. | N. A. | N. A. |  | N. A. | N. A. | N. A. | N. A. | N. A. | N. A. | N. A. | N. A. | N. A. | N. A. | 1 | SUB COMPONENTS | 0 | Initial issue | N | SUB COMPONENTS |  | No | No | N. A. | N. A. | N. A. | N. A.
B0703 | B0704.1365 | CHS BARREL PLATE (ASIAN), S`RUT, AUTO COMP. HOLES 38MM BARREL 135DEG., 15 HOLES |  | B0703.1350 | 07 | 2018-06-07 | N. A. | N. A. | N. A. | QPF/B0703 | 03 | 2017-01-04 | N. A. | N. A. | N. A. | PS/B0703 | 04 | 2018-03-03 | 2022-12-01 | 2019-12-01 | N. A. | B0703 | TMF-1 | IU/1 | Class C | FINISHED GOODS | SUSHRUT™ | CHS BARREL PLATE (ASIAN), AUTO COMP. HOLES | 38MM BARREL 135DEG., 15 HOLES | 16 | No | Yes |  | No | N. A. | No | N. A. | No | Yes | No | Yes | M. L.: MFG/MD/2021/000369 |  | 1 | SUSHRUT PRODUCTS\INTERNATIONAL IMPLANTS\COMPRESSION HIP SCREW IMPLANTS\CHS BARREL PLATES, 38MM AUTO COMP HOLES | 0.1622 | Initial issue | Y | BONE PLATES |  | 1 | No | Yes | Yes | Yes | N. A.
B0704.1365F | B0704.1365F | CHS FORGING, 16MM WIDTH, 38MM BARREL, 316L, 135DEG. UPTO 15HOLES |  | B0704.1350F | 02 | 2017-03-16 | N. A. | N. A. | N. A. | QPF/B0704 | N. A. | N. A. | N. A. | N. A. | N. A. | PS/B0704 | 05 | 2019-08-08 | 2022-12-01 | 2019-12-01 | N. A. | B0704 | N. A. | N. A. | N. A. | SEMIFINISHED GOODS | N. A. | N. A. | N. A. | N. A. | N. A. | N. A. |  | N. A. | N. A. | N. A. | N. A. | N. A. | N. A. | N. A. | N. A. | N. A. | N. A. | 1 | SUB COMPONENTS | 0 | Initial issue | N | BONE PLATES |  | No | No | N. A. | N. A. | N. A. | N. A.
B0703 | B0704.1366 | CHS BARREL PLATE (ASIAN), S`RUT, AUTO COMP. HOLES 38MM BARREL 135DEG., 16 HOLES |  | B0703.1350 | 07 | 2018-06-07 | N. A. | N. A. | N. A. | QPF/B0703 | 03 | 2017-01-04 | N. A. | N. A. | N. A. | PS/B0703 | 04 | 2018-03-03 | 2022-12-01 | 2019-12-01 | N. A. | B0703 | TMF-1 | IU/1 | Class C | FINISHED GOODS | SUSHRUT™ | CHS BARREL PLATE (ASIAN), AUTO COMP. HOLES | 38MM BARREL 135DEG., 16 HOLES | 16 | No | Yes |  | No | N. A. | No | N. A. | No | Yes | No | Yes | M. L.: MFG/MD/2021/000369 |  | 1 | SUSHRUT PRODUCTS\INTERNATIONAL IMPLANTS\COMPRESSION HIP SCREW IMPLANTS\CHS BARREL PLATES, 38MM AUTO COMP HOLES | 0.178 | Initial issue | Y | BONE PLATES |  | 1 | No | Yes | Yes | Yes | N. A.
B0704.1366F | B0704.1366F | CHS FORGING, 16MM WIDTH, 38MM BARREL, 316L, 135DEG. 16HOLES |  | B0704.1350F | 02 | 2017-03-16 | N. A. | N. A. | N. A. | QPR/B0704 | N. A. | N. A. | N. A. | N. A. | N. A. | PS/B0704 | 05 | 2019-08-08 | 2022-12-01 | 2019-12-01 | N. A. | B0704 | N. A. | N. A. | N. A. | SEMIFINISHED GOODS | N. A. | N. A. | N. A. | N. A. | N. A. | N. A. |  | N. A. | N. A. | N. A. | N. A. | N. A. | N. A. | N. A. | N. A. | N. A. | N. A. | 1 | SUB COMPONENTS | 0 | Initial issue | N | SUB COMPONENTS |  | No | No | N. A. | N. A. | N. A. | N. A.
B0704.1367F | B0704.1367F | CHS FORGING, 16MM WIDTH, 38MM BARREL, 316L, 135DEG. 17HOLES |  | B0704.1350F | 02 | 2017-03-16 | N. A. | N. A. | N. A. | QPR/B0704 | N. A. | N. A. | N. A. | N. A. | N. A. | PS/B0704 | 05 | 2019-08-08 | 2022-08-07 | N. A. | N. A. | B0704 | N. A. | N. A. | N. A. | SEMIFINISHED GOODS | N. A. | N. A. | N. A. | N. A. | N. A. | N. A. |  | N. A. | N. A. | N. A. | N. A. | N. A. | N. A. | N. A. | N. A. | N. A. | N. A. | 1 | SUB COMPONENTS | 0 | Initial issue | N | SUB COMPONENTS |  | No | No | N. A. | N. A. | N. A. | N. A.
B0703 | B0704.1368 | CHS BARREL PLATE (ASIAN), S`RUT, AUTO COMP. HOLES 38MM BARREL 135DEG., 18 HOLES |  | B0703.1350 | 07 | 2018-06-07 | N. A. | N. A. | N. A. | QPF/B0703 | 03 | 2017-01-04 | N. A. | N. A. | N. A. | PS/B0703 | 04 | 2018-03-03 | 2022-12-01 | 2019-12-01 | N. A. | B0703 | TMF-1 | IU/1 | Class C | FINISHED GOODS | SUSHRUT™ | CHS BARREL PLATE (ASIAN), AUTO COMP. HOLES | 38MM BARREL 135DEG., 18 HOLES | 16 | No | Yes |  | No | N. A. | No | N. A. | No | Yes | No | Yes | M. L.: MFG/MD/2021/000369 |  | 1 | SUSHRUT PRODUCTS\INTERNATIONAL IMPLANTS\COMPRESSION HIP SCREW IMPLANTS\CHS BARREL PLATES, 38MM AUTO COMP HOLES | 0 | Initial issue | Y | BONE PLATES |  | 1 | No | Yes | Yes | Yes | N. A.
B0704.1368F | B0704.1368F | CHS FORGING, 16MM WIDTH, 38MM BARREL, 316L, 135DEG. UPTO 18HOLES |  | B0704.1350F | 02 | 2017-03-16 | N. A. | N. A. | N. A. | QPF/B0704 | N. A. | N. A. | N. A. | N. A. | N. A. | PS/B0704 | 05 | 2019-08-08 | 2022-12-01 | 2019-12-01 | N. A. | B0704 | N. A. | N. A. | N. A. | SEMIFINISHED GOODS | N. A. | N. A. | N. A. | N. A. | N. A. | N. A. |  | N. A. | N. A. | N. A. | N. A. | N. A. | N. A. | N. A. | N. A. | N. A. | N. A. | 1 | SUB COMPONENTS | 0 | Initial issue | N | BONE PLATES |  | No | No | N. A. | N. A. | N. A. | N. A.
B0704.1400F | B0704.1400F | CHS FORGING, 16MM WIDTH, 38MM BARREL, 316L, 140DEG. DOUBLE ENDED |  | B0704.1400F | N. A. | N. A. | N. A. | N. A. | N. A. | QPF/B0704F | N. A. | N. A. | N. A. | N. A. | N. A. | PS/B0704FDE | N. A. | N. A. | N. A. | N. A. | N. A. | B0704 | N. A. | N. A. | N. A. | SEMIFINISHED GOODS | N. A. | N. A. | N. A. | N. A. | N. A. | N. A. |  | N. A. | N. A. | N. A. | N. A. | N. A. | N. A. | N. A. | N. A. | N. A. | N. A. | 1 | SUB COMPONENTS | 0 | Initial issue | N | BONE PLATES |  | No | No | N. A. | N. A. | N. A. | N. A.
B0703 | B0704.1403 | CHS BARREL PLATE (ASIAN), S`RUT, AUTO COMP. HOLES 38MM BARREL 140DEG., 3 HOLES |  | B0703.1400 | N. A. | N. A. | N. A. | N. A. | N. A. | QPF/B0703 | 03 | 2017-01-04 | N. A. | N. A. | N. A. | PS/B0703 | 04 | 2018-03-03 | 2022-12-01 | 2019-12-01 | N. A. | B0703 | TMF-1 | IU/1 | Class C | FINISHED GOODS | SUSHRUT™ | CHS BARREL PLATE (ASIAN), AUTO COMP. HOLES | 38MM BARREL 140DEG., 3 HOLES | 16 | No | Yes |  | No | N. A. | No | N. A. | No | Yes | No | Yes | M. L.: MFG/MD/2021/000369 |  | 1 | SUSHRUT PRODUCTS\INTERNATIONAL IMPLANTS\COMPRESSION HIP SCREW IMPLANTS\CHS BARREL PLATES, 38MM AUTO COMP HOLES | 0 | Initial issue | Y | BONE PLATES |  | 1 | No | Yes | Yes | Yes | N. A.
B0704.1403F | B0704.1403F | CHS FORGING, 16MM WIDTH, 38MM BARREL, 316L, 140DEG. 3HOLES |  | B0704.1400F | N. A. | N. A. | N. A. | N. A. | N. A. | QPR/B0704 | N. A. | N. A. | N. A. | N. A. | N. A. | PS/B0704 | 05 | 2019-08-08 | 2022-12-01 | 2019-12-01 | N. A. | B0704 | N. A. | N. A. | N. A. | SEMIFINISHED GOODS | N. A. | N. A. | N. A. | N. A. | N. A. | N. A. |  | N. A. | N. A. | N. A. | N. A. | N. A. | N. A. | N. A. | N. A. | N. A. | N. A. | 1 | SUB COMPONENTS | 0 | Initial issue | N | SUB COMPONENTS |  | No | No | N. A. | N. A. | N. A. | N. A.
B0703 | B0704.1404 | CHS BARREL PLATE (ASIAN), S`RUT, AUTO COMP. HOLES 38MM BARREL 140DEG., 4 HOLES |  | B0703.1400 | N. A. | N. A. | N. A. | N. A. | N. A. | QPF/B0703 | 03 | 2017-01-04 | N. A. | N. A. | N. A. | PS/B0703 | 04 | 2018-03-03 | 2022-12-01 | 2019-12-01 | N. A. | B0703 | TMF-1 | IU/1 | Class C | FINISHED GOODS | SUSHRUT™ | CHS BARREL PLATE (ASIAN), AUTO COMP. HOLES | 38MM BARREL 140DEG., 4 HOLES | 16 | No | Yes |  | No | N. A. | No | N. A. | No | Yes | No | Yes | M. L.: MFG/MD/2021/000369 |  | 1 | SUSHRUT PRODUCTS\INTERNATIONAL IMPLANTS\COMPRESSION HIP SCREW IMPLANTS\CHS BARREL PLATES, 38MM AUTO COMP HOLES | 0.072 | Initial issue | Y | BONE PLATES |  | 1 | No | Yes | Yes | Yes | N. A.
B0704.1404F | B0704.1404F | CHS FORGING, 16MM WIDTH, 38MM BARREL, 316L, 140DEG. 4HOLES |  | B0704.1400F | N. A. | N. A. | N. A. | N. A. | N. A. | QPR/B0704 | N. A. | N. A. | N. A. | N. A. | N. A. | PS/B0704 | 05 | 2019-08-08 | 2022-12-01 | 2019-12-01 | N. A. | B0704 | N. A. | N. A. | N. A. | SEMIFINISHED GOODS | N. A. | N. A. | N. A. | N. A. | N. A. | N. A. |  | N. A. | N. A. | N. A. | N. A. | N. A. | N. A. | N. A. | N. A. | N. A. | N. A. | 1 | SUB COMPONENTS | 0 | Initial issue | N | SUB COMPONENTS |  | No | No | N. A. | N. A. | N. A. | N. A.
B0703 | B0704.1405 | CHS BARREL PLATE (ASIAN), S`RUT, AUTO COMP. HOLES 38MM BARREL 140DEG., 5 HOLES |  | B0703.1400 | N. A. | N. A. | N. A. | N. A. | N. A. | QPF/B0703 | 03 | 2017-01-04 | N. A. | N. A. | N. A. | PS/B0703 | 04 | 2018-03-03 | 2022-12-01 | 2019-12-01 | N. A. | B0703 | TMF-1 | IU/1 | Class C | FINISHED GOODS | SUSHRUT™ | CHS BARREL PLATE (ASIAN), AUTO COMP. HOLES | 38MM BARREL 140DEG., 5 HOLES | 16 | No | Yes |  | No | N. A. | No | N. A. | No | Yes | No | Yes | M. L.: MFG/MD/2021/000369 |  | 1 | SUSHRUT PRODUCTS\INTERNATIONAL IMPLANTS\COMPRESSION HIP SCREW IMPLANTS\CHS BARREL PLATES, 38MM AUTO COMP HOLES | 0.0815 | Initial issue | Y | BONE PLATES |  | 1 | No | Yes | Yes | Yes | N. A.
B0704.1405F | B0704.1405F | CHS FORGING, 16MM WIDTH, 38MM BARREL, 316L, 140DEG. 5HOLES |  | B0704.1400F | N. A. | N. A. | N. A. | N. A. | N. A. | QPR/B0704 | N. A. | N. A. | N. A. | N. A. | N. A. | PS/B0704 | 05 | 2019-08-08 | 2022-12-01 | 2019-12-01 | N. A. | B0704 | N. A. | N. A. | N. A. | SEMIFINISHED GOODS | N. A. | N. A. | N. A. | N. A. | N. A. | N. A. |  | N. A. | N. A. | N. A. | N. A. | N. A. | N. A. | N. A. | N. A. | N. A. | N. A. | 1 | SUB COMPONENTS | 0 | Initial issue | N | SUB COMPONENTS |  | No | No | N. A. | N. A. | N. A. | N. A.
B0703 | B0704.1406 | CHS BARREL PLATE (ASIAN), S`RUT, AUTO COMP. HOLES 38MM BARREL 140DEG., 6 HOLES |  | B0703.1400 | N. A. | N. A. | N. A. | N. A. | N. A. | QPF/B0703 | 03 | 2017-01-04 | N. A. | N. A. | N. A. | PS/B0703 | 04 | 2018-03-03 | 2022-12-01 | 2019-12-01 | N. A. | B0703 | TMF-1 | IU/1 | Class C | FINISHED GOODS | SUSHRUT™ | CHS BARREL PLATE (ASIAN), AUTO COMP. HOLES | 38MM BARREL 140DEG., 6 HOLES | 16 | No | Yes |  | No | N. A. | No | N. A. | No | Yes | No | Yes | M. L.: MFG/MD/2021/000369 |  | 1 | SUSHRUT PRODUCTS\INTERNATIONAL IMPLANTS\COMPRESSION HIP SCREW IMPLANTS\CHS BARREL PLATES, 38MM AUTO COMP HOLES | 0.0853 | Initial issue | Y | BONE PLATES |  | 1 | No | Yes | Yes | Yes | N. A.
B0704.1406F | B0704.1406F | CHS FORGING, 16MM WIDTH, 38MM BARREL, 316L, 140DEG. UPTO 6HOLES |  | B0704.1400F | N. A. | N. A. | N. A. | N. A. | N. A. | QPF/B0704 | N. A. | N. A. | N. A. | N. A. | N. A. | PS/B0704 | 05 | 2019-08-08 | 2022-12-01 | 2019-12-01 | N. A. | B0704 | N. A. | N. A. | N. A. | SEMIFINISHED GOODS | N. A. | N. A. | N. A. | N. A. | N. A. | N. A. |  | N. A. | N. A. | N. A. | N. A. | N. A. | N. A. | N. A. | N. A. | N. A. | N. A. | 1 | SUB COMPONENTS | 0 | Initial issue | N | BONE PLATES |  | No | No | N. A. | N. A. | N. A. | N. A.
B0703 | B0704.1407 | CHS BARREL PLATE (ASIAN), S`RUT, AUTO COMP. HOLES 38MM BARREL 140DEG., 7 HOLES |  | B0703.1400 | N. A. | N. A. | N. A. | N. A. | N. A. | QPF/B0703 | 03 | 2017-01-04 | N. A. | N. A. | N. A. | PS/B0703 | 04 | 2018-03-03 | 2022-12-01 | 2019-12-01 | N. A. | B0703 | TMF-1 | IU/1 | Class C | FINISHED GOODS | SUSHRUT™ | CHS BARREL PLATE (ASIAN), AUTO COMP. HOLES | 38MM BARREL 140DEG., 7 HOLES | 16 | No | Yes |  | No | N. A. | No | N. A. | No | Yes | No | Yes | M. L.: MFG/MD/2021/000369 |  | 1 | SUSHRUT PRODUCTS\INTERNATIONAL IMPLANTS\COMPRESSION HIP SCREW IMPLANTS\CHS BARREL PLATES, 38MM AUTO COMP HOLES | 0 | Initial issue | Y | BONE PLATES |  | 1 | No | Yes | Yes | Yes | N. A.
B0704.1407F | B0704.1407F | CHS FORGING, 16MM WIDTH, 38MM BARREL, 316L, 140DEG. 7HOLES |  | B0704.1400F | N. A. | N. A. | N. A. | N. A. | N. A. | QPR/B0704 | N. A. | N. A. | N. A. | N. A. | N. A. | PS/B0704 | 05 | 2019-08-08 | 2022-12-01 | 2019-12-01 | N. A. | B0704 | N. A. | N. A. | N. A. | SEMIFINISHED GOODS | N. A. | N. A. | N. A. | N. A. | N. A. | N. A. |  | N. A. | N. A. | N. A. | N. A. | N. A. | N. A. | N. A. | N. A. | N. A. | N. A. | 1 | SUB COMPONENTS | 0 | Initial issue | N | SUB COMPONENTS |  | No | No | N. A. | N. A. | N. A. | N. A.
B0703 | B0704.1408 | CHS BARREL PLATE (ASIAN), S`RUT, AUTO COMP. HOLES 38MM BARREL 140DEG., 8 HOLES |  | B0703.1400 | N. A. | N. A. | N. A. | N. A. | N. A. | QPF/B0703 | 03 | 2017-01-04 | N. A. | N. A. | N. A. | PS/B0703 | 04 | 2018-03-03 | 2022-12-01 | 2019-12-01 | N. A. | B0703 | TMF-1 | IU/1 | Class C | FINISHED GOODS | SUSHRUT™ | CHS BARREL PLATE (ASIAN), AUTO COMP. HOLES | 38MM BARREL 140DEG., 8 HOLES | 16 | No | Yes |  | No | N. A. | No | N. A. | No | Yes | No | Yes | M. L.: MFG/MD/2021/000369 |  | 1 | SUSHRUT PRODUCTS\INTERNATIONAL IMPLANTS\COMPRESSION HIP SCREW IMPLANTS\CHS BARREL PLATES, 38MM AUTO COMP HOLES | 0 | Initial issue | Y | BONE PLATES |  | 1 | No | Yes | Yes | Yes | N. A.
B0704.1408F | B0704.1408F | CHS FORGING, 16MM WIDTH, 38MM BARREL, 316L, 140DEG. 8HOLES |  | B0704.1400F | N. A. | N. A. | N. A. | N. A. | N. A. | QPR/B0704 | N. A. | N. A. | N. A. | N. A. | N. A. | PS/B0704 | 05 | 2019-08-08 | 2022-12-01 | 2019-12-01 | N. A. | B0704 | N. A. | N. A. | N. A. | SEMIFINISHED GOODS | N. A. | N. A. | N. A. | N. A. | N. A. | N. A. |  | N. A. | N. A. | N. A. | N. A. | N. A. | N. A. | N. A. | N. A. | N. A. | N. A. | 1 | SUB COMPONENTS | 0 | Initial issue | N | SUB COMPONENTS |  | No | No | N. A. | N. A. | N. A. | N. A.
B0703 | B0704.1409 | CHS BARREL PLATE (ASIAN), S`RUT, AUTO COMP. HOLES 38MM BARREL 140DEG., 9 HOLES |  | B0703.1400 | N. A. | N. A. | N. A. | N. A. | N. A. | QPF/B0703 | 03 | 2017-01-04 | N. A. | N. A. | N. A. | PS/B0703 | 04 | 2018-03-03 | 2022-12-01 | 2019-12-01 | N. A. | B0703 | TMF-1 | IU/1 | Class C | FINISHED GOODS | SUSHRUT™ | CHS BARREL PLATE (ASIAN), AUTO COMP. HOLES | 38MM BARREL 140DEG., 9 HOLES | 16 | No | Yes |  | No | N. A. | No | N. A. | No | Yes | No | Yes | M. L.: MFG/MD/2021/000369 |  | 1 | SUSHRUT PRODUCTS\INTERNATIONAL IMPLANTS\COMPRESSION HIP SCREW IMPLANTS\CHS BARREL PLATES, 38MM AUTO COMP HOLES | 0 | Initial issue | Y | BONE PLATES |  | 1 | No | Yes | Yes | Yes | N. A.
B0704.1409F | B0704.1409F | CHS FORGING, 16MM WIDTH, 38MM BARREL, 316L, 140DEG. UPTO 9HOLES |  | B0704.1400F | N. A. | N. A. | N. A. | N. A. | N. A. | QPF/B0704 | N. A. | N. A. | N. A. | N. A. | N. A. | PS/B0704 | 05 | 2019-08-08 | 2022-12-01 | 2019-12-01 | N. A. | B0704 | N. A. | N. A. | N. A. | SEMIFINISHED GOODS | N. A. | N. A. | N. A. | N. A. | N. A. | N. A. |  | N. A. | N. A. | N. A. | N. A. | N. A. | N. A. | N. A. | N. A. | N. A. | N. A. | 1 | SUB COMPONENTS | 0 | Initial issue | N | BONE PLATES |  | No | No | N. A. | N. A. | N. A. | N. A.
B0703 | B0704.1410 | CHS BARREL PLATE (ASIAN), S`RUT, AUTO COMP. HOLES 38MM BARREL 140DEG., 10 HOLES |  | B0703.1400 | N. A. | N. A. | N. A. | N. A. | N. A. | QPF/B0703 | 03 | 2017-01-04 | N. A. | N. A. | N. A. | PS/B0703 | 04 | 2018-03-03 | 2022-12-01 | 2019-12-01 | N. A. | B0703 | TMF-1 | IU/1 | Class C | FINISHED GOODS | SUSHRUT™ | CHS BARREL PLATE (ASIAN), AUTO COMP. HOLES | 38MM BARREL 140DEG., 10 HOLES | 16 | No | Yes |  | No | N. A. | No | N. A. | No | Yes | No | Yes | M. L.: MFG/MD/2021/000369 |  | 1 | SUSHRUT PRODUCTS\INTERNATIONAL IMPLANTS\COMPRESSION HIP SCREW IMPLANTS\CHS BARREL PLATES, 38MM AUTO COMP HOLES | 0 | Initial issue | Y | BONE PLATES |  | 1 | No | Yes | Yes | Yes | N. A.
B0704.1410F | B0704.1410F | CHS FORGING, 16MM WIDTH, 38MM BARREL, 316L, 140DEG. 10HOLES |  | B0704.1400F | N. A. | N. A. | N. A. | N. A. | N. A. | QPR/B0704 | N. A. | N. A. | N. A. | N. A. | N. A. | PS/B0704 | 05 | 2019-08-08 | 2022-12-01 | 2019-12-01 | N. A. | B0704 | N. A. | N. A. | N. A. | SEMIFINISHED GOODS | N. A. | N. A. | N. A. | N. A. | N. A. | N. A. |  | N. A. | N. A. | N. A. | N. A. | N. A. | N. A. | N. A. | N. A. | N. A. | N. A. | 1 | SUB COMPONENTS | 0 | Initial issue | N | SUB COMPONENTS |  | No | No | N. A. | N. A. | N. A. | N. A.
B0703 | B0704.1411 | CHS BARREL PLATE (ASIAN), S`RUT, AUTO COMP. HOLES 38MM BARREL 140DEG., 11 HOLES |  | B0703.1400 | N. A. | N. A. | N. A. | N. A. | N. A. | QPF/B0703 | 03 | 2017-01-04 | N. A. | N. A. | N. A. | PS/B0703 | 04 | 2018-03-03 | 2022-12-01 | 2019-12-01 | N. A. | B0703 | TMF-1 | IU/1 | Class C | FINISHED GOODS | SUSHRUT™ | CHS BARREL PLATE (ASIAN), AUTO COMP. HOLES | 38MM BARREL 140DEG., 11 HOLES | 16 | No | Yes |  | No | N. A. | No | N. A. | No | Yes | No | Yes | M. L.: MFG/MD/2021/000369 |  | 1 | SUSHRUT PRODUCTS\INTERNATIONAL IMPLANTS\COMPRESSION HIP SCREW IMPLANTS\CHS BARREL PLATES, 38MM AUTO COMP HOLES | 0 | Initial issue | Y | BONE PLATES |  | 1 | No | Yes | Yes | Yes | N. A.
B0704.1411F | B0704.1411F | CHS FORGING, 16MM WIDTH, 38MM BARREL, 316L, 140DEG. 11HOLES |  | B0704.1400F | N. A. | N. A. | N. A. | N. A. | N. A. | QPR/B0704 | N. A. | N. A. | N. A. | N. A. | N. A. | PS/B0704 | 05 | 2019-08-08 | 2022-12-01 | 2019-12-01 | N. A. | B0704 | N. A. | N. A. | N. A. | SEMIFINISHED GOODS | N. A. | N. A. | N. A. | N. A. | N. A. | N. A. |  | N. A. | N. A. | N. A. | N. A. | N. A. | N. A. | N. A. | N. A. | N. A. | N. A. | 1 | SUB COMPONENTS | 0 | Initial issue | N | SUB COMPONENTS |  | No | No | N. A. | N. A. | N. A. | N. A.
B0703 | B0704.1412 | CHS BARREL PLATE (ASIAN), S`RUT, AUTO COMP. HOLES 38MM BARREL 140DEG., 12 HOLES |  | B0703.1400 | N. A. | N. A. | N. A. | N. A. | N. A. | QPF/B0703 | 03 | 2017-01-04 | N. A. | N. A. | N. A. | PS/B0703 | 04 | 2018-03-03 | 2022-12-01 | 2019-12-01 | N. A. | B0703 | TMF-1 | IU/1 | Class C | FINISHED GOODS | SUSHRUT™ | CHS BARREL PLATE (ASIAN), AUTO COMP. HOLES | 38MM BARREL 140DEG., 12 HOLES | 16 | No | Yes |  | No | N. A. | No | N. A. | No | Yes | No | Yes | M. L.: MFG/MD/2021/000369 |  | 1 | SUSHRUT PRODUCTS\INTERNATIONAL IMPLANTS\COMPRESSION HIP SCREW IMPLANTS\CHS BARREL PLATES, 38MM AUTO COMP HOLES | 0 | Initial issue | Y | BONE PLATES |  | 1 | No | Yes | Yes | Yes | N. A.
B0704.1412F | B0704.1412F | CHS FORGING, 16MM WIDTH, 38MM BARREL, 316L, 140DEG. UPTO 12HOLES |  | B0704.1400F | N. A. | N. A. | N. A. | N. A. | N. A. | QPF/B0704 | N. A. | N. A. | N. A. | N. A. | N. A. | PS/B0704 | 05 | 2019-08-08 | 2022-12-01 | 2019-12-01 | N. A. | B0704 | N. A. | N. A. | N. A. | SEMIFINISHED GOODS | N. A. | N. A. | N. A. | N. A. | N. A. | N. A. |  | N. A. | N. A. | N. A. | N. A. | N. A. | N. A. | N. A. | N. A. | N. A. | N. A. | 1 | SUB COMPONENTS | 0 | Initial issue | N | BONE PLATES |  | No | No | N. A. | N. A. | N. A. | N. A.
B0703 | B0704.1413 | CHS BARREL PLATE (ASIAN), S`RUT, AUTO COMP. HOLES 38MM BARREL 140DEG., 13 HOLES |  | B0703.1400 | N. A. | N. A. | N. A. | N. A. | N. A. | QPF/B0703 | 03 | 2017-01-04 | N. A. | N. A. | N. A. | PS/B0703 | 04 | 2018-03-03 | 2022-12-01 | 2019-12-01 | N. A. | B0703 | TMF-1 | IU/1 | Class C | FINISHED GOODS | SUSHRUT™ | CHS BARREL PLATE (ASIAN), AUTO COMP. HOLES | 38MM BARREL 140DEG., 13 HOLES | 16 | No | Yes |  | No | N. A. | No | N. A. | No | Yes | No | Yes | M. L.: MFG/MD/2021/000369 |  | 1 | SUSHRUT PRODUCTS\INTERNATIONAL IMPLANTS\COMPRESSION HIP SCREW IMPLANTS\CHS BARREL PLATES, 38MM AUTO COMP HOLES | 0 | Initial issue | Y | BONE PLATES |  | 1 | No | Yes | Yes | Yes | N. A.
B0704.1413F | B0704.1413F | CHS FORGING, 16MM WIDTH, 38MM BARREL, 316L, 140DEG. 13HOLES |  | B0704.1400F | N. A. | N. A. | N. A. | N. A. | N. A. | QPR/B0704 | N. A. | N. A. | N. A. | N. A. | N. A. | PS/B0704 | 05 | 2019-08-08 | 2022-12-01 | 2019-12-01 | N. A. | B0704 | N. A. | N. A. | N. A. | SEMIFINISHED GOODS | N. A. | N. A. | N. A. | N. A. | N. A. | N. A. |  | N. A. | N. A. | N. A. | N. A. | N. A. | N. A. | N. A. | N. A. | N. A. | N. A. | 1 | SUB COMPONENTS | 0 | Initial issue | N | SUB COMPONENTS |  | No | No | N. A. | N. A. | N. A. | N. A.
B0703 | B0704.1414 | CHS BARREL PLATE (ASIAN), S`RUT, AUTO COMP. HOLES 38MM BARREL 140DEG., 14 HOLES |  | B0703.1400 | N. A. | N. A. | N. A. | N. A. | N. A. | QPF/B0703 | 03 | 2017-01-04 | N. A. | N. A. | N. A. | PS/B0703 | 04 | 2018-03-03 | 2022-12-01 | 2019-12-01 | N. A. | B0703 | TMF-1 | IU/1 | Class C | FINISHED GOODS | SUSHRUT™ | CHS BARREL PLATE (ASIAN), AUTO COMP. HOLES | 38MM BARREL 140DEG., 14 HOLES | 16 | No | Yes |  | No | N. A. | No | N. A. | No | Yes | No | Yes | M. L.: MFG/MD/2021/000369 |  | 1 | SUSHRUT PRODUCTS\INTERNATIONAL IMPLANTS\COMPRESSION HIP SCREW IMPLANTS\CHS BARREL PLATES, 38MM AUTO COMP HOLES | 0 | Initial issue | Y | BONE PLATES |  | 1 | No | Yes | Yes | Yes | N. A.
B0704.1414F | B0704.1414F | CHS FORGING, 16MM WIDTH, 38MM BARREL, 316L, 140DEG. 14HOLES |  | B0704.1400F | N. A. | N. A. | N. A. | N. A. | N. A. | QPR/B0704 | N. A. | N. A. | N. A. | N. A. | N. A. | PS/B0704 | 05 | 2019-08-08 | 2022-12-01 | 2019-12-01 | N. A. | B0704 | N. A. | N. A. | N. A. | SEMIFINISHED GOODS | N. A. | N. A. | N. A. | N. A. | N. A. | N. A. |  | N. A. | N. A. | N. A. | N. A. | N. A. | N. A. | N. A. | N. A. | N. A. | N. A. | 1 | SUB COMPONENTS | 0 | Initial issue | N | SUB COMPONENTS |  | No | No | N. A. | N. A. | N. A. | N. A.
B0703 | B0704.1415 | CHS BARREL PLATE (ASIAN), S`RUT, AUTO COMP. HOLES 38MM BARREL 140DEG., 15 HOLES |  | B0703.1400 | N. A. | N. A. | N. A. | N. A. | N. A. | QPF/B0703 | 03 | 2017-01-04 | N. A. | N. A. | N. A. | PS/B0703 | 04 | 2018-03-03 | 2022-12-01 | 2019-12-01 | N. A. | B0703 | TMF-1 | IU/1 | Class C | FINISHED GOODS | SUSHRUT™ | CHS BARREL PLATE (ASIAN), AUTO COMP. HOLES | 38MM BARREL 140DEG., 15 HOLES | 16 | No | Yes |  | No | N. A. | No | N. A. | No | Yes | No | Yes | M. L.: MFG/MD/2021/000369 |  | 1 | SUSHRUT PRODUCTS\INTERNATIONAL IMPLANTS\COMPRESSION HIP SCREW IMPLANTS\CHS BARREL PLATES, 38MM AUTO COMP HOLES | 0 | Initial issue | Y | BONE PLATES |  | 1 | No | Yes | Yes | Yes | N. A.
B0704.1415F | B0704.1415F | CHS FORGING, 16MM WIDTH, 38MM BARREL, 316L, 140DEG. UPTO 15HOLES |  | B0704.1400F | N. A. | N. A. | N. A. | N. A. | N. A. | QPF/B0704 | N. A. | N. A. | N. A. | N. A. | N. A. | PS/B0704 | 05 | 2019-08-08 | 2022-12-01 | 2019-12-01 | N. A. | B0704 | N. A. | N. A. | N. A. | SEMIFINISHED GOODS | N. A. | N. A. | N. A. | N. A. | N. A. | N. A. |  | N. A. | N. A. | N. A. | N. A. | N. A. | N. A. | N. A. | N. A. | N. A. | N. A. | 1 | SUB COMPONENTS | 0 | Initial issue | N | BONE PLATES |  | No | No | N. A. | N. A. | N. A. | N. A.
B0703 | B0704.1416 | CHS BARREL PLATE (ASIAN), S`RUT, AUTO COMP. HOLES 38MM BARREL 140DEG., 16 HOLES |  | B0703.1400 | N. A. | N. A. | N. A. | N. A. | N. A. | QPF/B0703 | 03 | 2017-01-04 | N. A. | N. A. | N. A. | PS/B0703 | 04 | 2018-03-03 | 2022-12-01 | 2019-12-01 | N. A. | B0703 | TMF-1 | IU/1 | Class C | FINISHED GOODS | SUSHRUT™ | CHS BARREL PLATE (ASIAN), AUTO COMP. HOLES | 38MM BARREL 140DEG., 16 HOLES | 16 | No | Yes |  | No | N. A. | No | N. A. | No | Yes | No | Yes | M. L.: MFG/MD/2021/000369 |  | 1 | SUSHRUT PRODUCTS\INTERNATIONAL IMPLANTS\COMPRESSION HIP SCREW IMPLANTS\CHS BARREL PLATES, 38MM AUTO COMP HOLES | 0 | Initial issue | Y | BONE PLATES |  | 1 | No | Yes | Yes | Yes | N. A.
B0704.1416F | B0704.1416F | CHS FORGING, 16MM WIDTH, 38MM BARREL, 316L, 140DEG. 16HOLES |  | B0704.1400F | N. A. | N. A. | N. A. | N. A. | N. A. | QPR/B0704 | N. A. | N. A. | N. A. | N. A. | N. A. | PS/B0704 | 05 | 2019-08-08 | 2022-12-01 | 2019-12-01 | N. A. | B0704 | N. A. | N. A. | N. A. | SEMIFINISHED GOODS | N. A. | N. A. | N. A. | N. A. | N. A. | N. A. |  | N. A. | N. A. | N. A. | N. A. | N. A. | N. A. | N. A. | N. A. | N. A. | N. A. | 1 | SUB COMPONENTS | 0 | Initial issue | N | SUB COMPONENTS |  | No | No | N. A. | N. A. | N. A. | N. A.
B0704.1417F | B0704.1417F | CHS FORGING, 16MM WIDTH, 38MM BARREL, 316L, 140DEG. 17HOLES |  | B0704.1400F | N. A. | N. A. | N. A. | N. A. | N. A. | QPR/B0704 | N. A. | N. A. | N. A. | N. A. | N. A. | PS/B0704 | 05 | 2019-08-08 | 2022-08-07 | N. A. | N. A. | B0704 | N. A. | N. A. | N. A. | SEMIFINISHED GOODS | N. A. | N. A. | N. A. | N. A. | N. A. | N. A. |  | N. A. | N. A. | N. A. | N. A. | N. A. | N. A. | N. A. | N. A. | N. A. | N. A. | 1 | SUB COMPONENTS | 0 | Initial issue | N | SUB COMPONENTS |  | No | No | N. A. | N. A. | N. A. | N. A.
B0703 | B0704.1418 | CHS BARREL PLATE (ASIAN), S`RUT, AUTO COMP. HOLES 38MM BARREL 140DEG., 18 HOLES |  | B0703.1400 | N. A. | N. A. | N. A. | N. A. | N. A. | QPF/B0703 | 03 | 2017-01-04 | N. A. | N. A. | N. A. | PS/B0703 | 04 | 2018-03-03 | 2022-12-01 | 2019-12-01 | N. A. | B0703 | TMF-1 | IU/1 | Class C | FINISHED GOODS | SUSHRUT™ | CHS BARREL PLATE (ASIAN), AUTO COMP. HOLES | 38MM BARREL 140DEG., 18 HOLES | 16 | No | Yes |  | No | N. A. | No | N. A. | No | Yes | No | Yes | M. L.: MFG/MD/2021/000369 |  | 1 | SUSHRUT PRODUCTS\INTERNATIONAL IMPLANTS\COMPRESSION HIP SCREW IMPLANTS\CHS BARREL PLATES, 38MM AUTO COMP HOLES | 0 | Initial issue | Y | BONE PLATES |  | 1 | No | Yes | Yes | Yes | N. A.
B0704.1418F | B0704.1418F | CHS FORGING, 16MM WIDTH, 38MM BARREL, 316L, 140DEG. UPTO 18HOLES |  | B0704.1400F | N. A. | N. A. | N. A. | N. A. | N. A. | QPF/B0704 | N. A. | N. A. | N. A. | N. A. | N. A. | PS/B0704 | 05 | 2019-08-08 | 2022-12-01 | 2019-12-01 | N. A. | B0704 | N. A. | N. A. | N. A. | SEMIFINISHED GOODS | N. A. | N. A. | N. A. | N. A. | N. A. | N. A. |  | N. A. | N. A. | N. A. | N. A. | N. A. | N. A. | N. A. | N. A. | N. A. | N. A. | 1 | SUB COMPONENTS | 0 | Initial issue | N | BONE PLATES |  | No | No | N. A. | N. A. | N. A. | N. A.
B0704.1450F | B0704.1450F | CHS FORGING, 16MM WIDTH, 38MM BARREL, 316L, 145DEG. DOUBLE ENDED |  | B0704.1450F | N. A. | N. A. | N. A. | N. A. | N. A. | QPF/B0704F | N. A. | N. A. | N. A. | N. A. | N. A. | PS/B0704FDE | N. A. | N. A. | N. A. | N. A. | N. A. | B0704 | N. A. | N. A. | N. A. | SEMIFINISHED GOODS | N. A. | N. A. | N. A. | N. A. | N. A. | N. A. |  | N. A. | N. A. | N. A. | N. A. | N. A. | N. A. | N. A. | N. A. | N. A. | N. A. | 1 | SUB COMPONENTS | 0 | Initial issue | N | BONE PLATES |  | No | No | N. A. | N. A. | N. A. | N. A.
B0703 | B0704.1453 | CHS BARREL PLATE (ASIAN), S`RUT, AUTO COMP. HOLES 38MM BARREL 145DEG., 3 HOLES |  | B0703.1450 | 07 | 2018-06-07 | N. A. | N. A. | N. A. | QPF/B0703 | 03 | 2017-01-04 | N. A. | N. A. | N. A. | PS/B0703 | 04 | 2018-03-03 | 2022-12-01 | 2019-12-01 | N. A. | B0703 | TMF-1 | IU/1 | Class C | FINISHED GOODS | SUSHRUT™ | CHS BARREL PLATE (ASIAN), AUTO COMP. HOLES | 38MM BARREL 145DEG., 3 HOLES | 16 | No | Yes |  | No | N. A. | No | N. A. | No | Yes | No | Yes | M. L.: MFG/MD/2021/000369 |  | 1 | SUSHRUT PRODUCTS\INTERNATIONAL IMPLANTS\COMPRESSION HIP SCREW IMPLANTS\CHS BARREL PLATES, 38MM AUTO COMP HOLES | 0 | Initial issue | Y | BONE PLATES |  | 1 | No | Yes | Yes | Yes | N. A.
B0704.1453F | B0704.1453F | CHS FORGING, 16MM WIDTH, 38MM BARREL, 316L, 145DEG. 3HOLES |  | B0704.1450F | N. A. | N. A. | N. A. | N. A. | N. A. | QPR/B0704 | N. A. | N. A. | N. A. | N. A. | N. A. | PS/B0704 | 05 | 2019-08-08 | 2022-12-01 | 2019-12-01 | N. A. | B0704 | N. A. | N. A. | N. A. | SEMIFINISHED GOODS | N. A. | N. A. | N. A. | N. A. | N. A. | N. A. |  | N. A. | N. A. | N. A. | N. A. | N. A. | N. A. | N. A. | N. A. | N. A. | N. A. | 1 | SUB COMPONENTS | 0 | Initial issue | N | SUB COMPONENTS |  | No | No | N. A. | N. A. | N. A. | N. A.
B0703 | B0704.1454 | CHS BARREL PLATE (ASIAN), S`RUT, AUTO COMP. HOLES 38MM BARREL 145DEG., 4 HOLES |  | B0703.1450 | 07 | 2018-06-07 | N. A. | N. A. | N. A. | QPF/B0703 | 03 | 2017-01-04 | N. A. | N. A. | N. A. | PS/B0703 | 04 | 2018-03-03 | 2022-12-01 | 2019-12-01 | N. A. | B0703 | TMF-1 | IU/1 | Class C | FINISHED GOODS | SUSHRUT™ | CHS BARREL PLATE (ASIAN), AUTO COMP. HOLES | 38MM BARREL 145DEG., 4 HOLES | 16 | No | Yes |  | No | N. A. | No | N. A. | No | Yes | No | Yes | M. L.: MFG/MD/2021/000369 |  | 1 | SUSHRUT PRODUCTS\INTERNATIONAL IMPLANTS\COMPRESSION HIP SCREW IMPLANTS\CHS BARREL PLATES, 38MM AUTO COMP HOLES | 0 | Initial issue | Y | BONE PLATES |  | 1 | No | Yes | Yes | Yes | N. A.
B0704.1454F | B0704.1454F | CHS FORGING, 16MM WIDTH, 38MM BARREL, 316L, 145DEG. 4HOLES |  | B0704.1450F | N. A. | N. A. | N. A. | N. A. | N. A. | QPR/B0704 | N. A. | N. A. | N. A. | N. A. | N. A. | PS/B0704 | 05 | 2019-08-08 | 2022-12-01 | 2019-12-01 | N. A. | B0704 | N. A. | N. A. | N. A. | SEMIFINISHED GOODS | N. A. | N. A. | N. A. | N. A. | N. A. | N. A. |  | N. A. | N. A. | N. A. | N. A. | N. A. | N. A. | N. A. | N. A. | N. A. | N. A. | 1 | SUB COMPONENTS | 0 | Initial issue | N | SUB COMPONENTS |  | No | No | N. A. | N. A. | N. A. | N. A.
B0703 | B0704.1455 | CHS BARREL PLATE (ASIAN), S`RUT, AUTO COMP. HOLES 38MM BARREL 145DEG., 5 HOLES |  | B0703.1450 | 07 | 2018-06-07 | N. A. | N. A. | N. A. | QPF/B0703 | 03 | 2017-01-04 | N. A. | N. A. | N. A. | PS/B0703 | 04 | 2018-03-03 | 2022-12-01 | 2019-12-01 | N. A. | B0703 | TMF-1 | IU/1 | Class C | FINISHED GOODS | SUSHRUT™ | CHS BARREL PLATE (ASIAN), AUTO COMP. HOLES | 38MM BARREL 145DEG., 5 HOLES | 16 | No | Yes |  | No | N. A. | No | N. A. | No | Yes | No | Yes | M. L.: MFG/MD/2021/000369 |  | 1 | SUSHRUT PRODUCTS\INTERNATIONAL IMPLANTS\COMPRESSION HIP SCREW IMPLANTS\CHS BARREL PLATES, 38MM AUTO COMP HOLES | 0 | Initial issue | Y | BONE PLATES |  | 1 | No | Yes | Yes | Yes | N. A.
B0704.1455F | B0704.1455F | CHS FORGING, 16MM WIDTH, 38MM BARREL, 316L, 145DEG. 5HOLES |  | B0704.1450F | N. A. | N. A. | N. A. | N. A. | N. A. | QPR/B0704 | N. A. | N. A. | N. A. | N. A. | N. A. | PS/B0704 | 05 | 2019-08-08 | 2022-12-01 | 2019-12-01 | N. A. | B0704 | N. A. | N. A. | N. A. | SEMIFINISHED GOODS | N. A. | N. A. | N. A. | N. A. | N. A. | N. A. |  | N. A. | N. A. | N. A. | N. A. | N. A. | N. A. | N. A. | N. A. | N. A. | N. A. | 1 | SUB COMPONENTS | 0 | Initial issue | N | SUB COMPONENTS |  | No | No | N. A. | N. A. | N. A. | N. A.
B0703 | B0704.1456 | CHS BARREL PLATE (ASIAN), S`RUT, AUTO COMP. HOLES 38MM BARREL 145DEG., 6 HOLES |  | B0703.1450 | 07 | 2018-06-07 | N. A. | N. A. | N. A. | QPF/B0703 | 03 | 2017-01-04 | N. A. | N. A. | N. A. | PS/B0703 | 04 | 2018-03-03 | 2022-12-01 | 2019-12-01 | N. A. | B0703 | TMF-1 | IU/1 | Class C | FINISHED GOODS | SUSHRUT™ | CHS BARREL PLATE (ASIAN), AUTO COMP. HOLES | 38MM BARREL 145DEG., 6 HOLES | 16 | No | Yes |  | No | N. A. | No | N. A. | No | Yes | No | Yes | M. L.: MFG/MD/2021/000369 |  | 1 | SUSHRUT PRODUCTS\INTERNATIONAL IMPLANTS\COMPRESSION HIP SCREW IMPLANTS\CHS BARREL PLATES, 38MM AUTO COMP HOLES | 0 | Initial issue | Y | BONE PLATES |  | 1 | No | Yes | Yes | Yes | N. A.
B0704.1456F | B0704.1456F | CHS FORGING, 16MM WIDTH, 38MM BARREL, 316L, 145DEG. UPTO 6HOLES |  | B0704.1450F | N. A. | N. A. | N. A. | N. A. | N. A. | QPF/B0704 | N. A. | N. A. | N. A. | N. A. | N. A. | PS/B0704 | 05 | 2019-08-08 | 2022-12-01 | 2019-12-01 | N. A. | B0704 | N. A. | N. A. | N. A. | SEMIFINISHED GOODS | N. A. | N. A. | N. A. | N. A. | N. A. | N. A. |  | N. A. | N. A. | N. A. | N. A. | N. A. | N. A. | N. A. | N. A. | N. A. | N. A. | 1 | SUB COMPONENTS | 0 | Initial issue | N | BONE PLATES |  | No | No | N. A. | N. A. | N. A. | N. A.
B0703 | B0704.1457 | CHS BARREL PLATE (ASIAN), S`RUT, AUTO COMP. HOLES 38MM BARREL 145DEG., 7 HOLES |  | B0703.1450 | 07 | 2018-06-07 | N. A. | N. A. | N. A. | QPF/B0703 | 03 | 2017-01-04 | N. A. | N. A. | N. A. | PS/B0703 | 04 | 2018-03-03 | 2022-12-01 | 2019-12-01 | N. A. | B0703 | TMF-1 | IU/1 | Class C | FINISHED GOODS | SUSHRUT™ | CHS BARREL PLATE (ASIAN), AUTO COMP. HOLES | 38MM BARREL 145DEG., 7 HOLES | 16 | No | Yes |  | No | N. A. | No | N. A. | No | Yes | No | Yes | M. L.: MFG/MD/2021/000369 |  | 1 | SUSHRUT PRODUCTS\INTERNATIONAL IMPLANTS\COMPRESSION HIP SCREW IMPLANTS\CHS BARREL PLATES, 38MM AUTO COMP HOLES | 0 | Initial issue | Y | BONE PLATES |  | 1 | No | Yes | Yes | Yes | N. A.
B0704.1457F | B0704.1457F | CHS FORGING, 16MM WIDTH, 38MM BARREL, 316L, 145DEG. 7HOLES |  | B0704.1450F | N. A. | N. A. | N. A. | N. A. | N. A. | QPR/B0704 | N. A. | N. A. | N. A. | N. A. | N. A. | PS/B0704 | 05 | 2019-08-08 | 2022-12-01 | 2019-12-01 | N. A. | B0704 | N. A. | N. A. | N. A. | SEMIFINISHED GOODS | N. A. | N. A. | N. A. | N. A. | N. A. | N. A. |  | N. A. | N. A. | N. A. | N. A. | N. A. | N. A. | N. A. | N. A. | N. A. | N. A. | 1 | SUB COMPONENTS | 0 | Initial issue | N | SUB COMPONENTS |  | No | No | N. A. | N. A. | N. A. | N. A.
B0703 | B0704.1458 | CHS BARREL PLATE (ASIAN), S`RUT, AUTO COMP. HOLES 38MM BARREL 145DEG., 8 HOLES |  | B0703.1450 | 07 | 2018-06-07 | N. A. | N. A. | N. A. | QPF/B0703 | 03 | 2017-01-04 | N. A. | N. A. | N. A. | PS/B0703 | 04 | 2018-03-03 | 2022-12-01 | 2019-12-01 | N. A. | B0703 | TMF-1 | IU/1 | Class C | FINISHED GOODS | SUSHRUT™ | CHS BARREL PLATE (ASIAN), AUTO COMP. HOLES | 38MM BARREL 145DEG., 8 HOLES | 16 | No | Yes |  | No | N. A. | No | N. A. | No | Yes | No | Yes | M. L.: MFG/MD/2021/000369 |  | 1 | SUSHRUT PRODUCTS\INTERNATIONAL IMPLANTS\COMPRESSION HIP SCREW IMPLANTS\CHS BARREL PLATES, 38MM AUTO COMP HOLES | 0 | Initial issue | Y | BONE PLATES |  | 1 | No | Yes | Yes | Yes | N. A.
B0704.1458F | B0704.1458F | CHS FORGING, 16MM WIDTH, 38MM BARREL, 316L, 145DEG. 8HOLES |  | B0704.1450F | N. A. | N. A. | N. A. | N. A. | N. A. | QPR/B0704 | N. A. | N. A. | N. A. | N. A. | N. A. | PS/B0704 | 05 | 2019-08-08 | 2022-12-01 | 2019-12-01 | N. A. | B0704 | N. A. | N. A. | N. A. | SEMIFINISHED GOODS | N. A. | N. A. | N. A. | N. A. | N. A. | N. A. |  | N. A. | N. A. | N. A. | N. A. | N. A. | N. A. | N. A. | N. A. | N. A. | N. A. | 1 | SUB COMPONENTS | 0 | Initial issue | N | SUB COMPONENTS |  | No | No | N. A. | N. A. | N. A. | N. A.
B0703 | B0704.1459 | CHS BARREL PLATE (ASIAN), S`RUT, AUTO COMP. HOLES 38MM BARREL 145DEG., 9 HOLES |  | B0703.1450 | 07 | 2018-06-07 | N. A. | N. A. | N. A. | QPF/B0703 | 03 | 2017-01-04 | N. A. | N. A. | N. A. | PS/B0703 | 04 | 2018-03-03 | 2022-12-01 | 2019-12-01 | N. A. | B0703 | TMF-1 | IU/1 | Class C | FINISHED GOODS | SUSHRUT™ | CHS BARREL PLATE (ASIAN), AUTO COMP. HOLES | 38MM BARREL 145DEG., 9 HOLES | 16 | No | Yes |  | No | N. A. | No | N. A. | No | Yes | No | Yes | M. L.: MFG/MD/2021/000369 |  | 1 | SUSHRUT PRODUCTS\INTERNATIONAL IMPLANTS\COMPRESSION HIP SCREW IMPLANTS\CHS BARREL PLATES, 38MM AUTO COMP HOLES | 0 | Initial issue | Y | BONE PLATES |  | 1 | No | Yes | Yes | Yes | N. A.
B0704.1459F | B0704.1459F | CHS FORGING, 16MM WIDTH, 38MM BARREL, 316L, 145DEG. UPTO 9HOLES |  | B0704.1450F | N. A. | N. A. | N. A. | N. A. | N. A. | QPF/B0704 | N. A. | N. A. | N. A. | N. A. | N. A. | PS/B0704 | 05 | 2019-08-08 | 2022-12-01 | 2019-12-01 | N. A. | B0704 | N. A. | N. A. | N. A. | SEMIFINISHED GOODS | N. A. | N. A. | N. A. | N. A. | N. A. | N. A. |  | N. A. | N. A. | N. A. | N. A. | N. A. | N. A. | N. A. | N. A. | N. A. | N. A. | 1 | SUB COMPONENTS | 0 | Initial issue | N | BONE PLATES |  | No | No | N. A. | N. A. | N. A. | N. A.
B0703 | B0704.1460 | CHS BARREL PLATE (ASIAN), S`RUT, AUTO COMP. HOLES 38MM BARREL 145DEG., 10 HOLES |  | B0703.1450 | 07 | 2018-06-07 | N. A. | N. A. | N. A. | QPF/B0703 | 03 | 2017-01-04 | N. A. | N. A. | N. A. | PS/B0703 | 04 | 2018-03-03 | 2022-12-01 | 2019-12-01 | N. A. | B0703 | TMF-1 | IU/1 | Class C | FINISHED GOODS | SUSHRUT™ | CHS BARREL PLATE (ASIAN), AUTO COMP. HOLES | 38MM BARREL 145DEG., 10 HOLES | 16 | No | Yes |  | No | N. A. | No | N. A. | No | Yes | No | Yes | M. L.: MFG/MD/2021/000369 |  | 1 | SUSHRUT PRODUCTS\INTERNATIONAL IMPLANTS\COMPRESSION HIP SCREW IMPLANTS\CHS BARREL PLATES, 38MM AUTO COMP HOLES | 0 | Initial issue | Y | BONE PLATES |  | 1 | No | Yes | Yes | Yes | N. A.
B0704.1460F | B0704.1460F | CHS FORGING, 16MM WIDTH, 38MM BARREL, 316L, 145DEG. 10HOLES |  | B0704.1450F | N. A. | N. A. | N. A. | N. A. | N. A. | QPR/B0704 | N. A. | N. A. | N. A. | N. A. | N. A. | PS/B0704 | 05 | 2019-08-08 | 2022-12-01 | 2019-12-01 | N. A. | B0704 | N. A. | N. A. | N. A. | SEMIFINISHED GOODS | N. A. | N. A. | N. A. | N. A. | N. A. | N. A. |  | N. A. | N. A. | N. A. | N. A. | N. A. | N. A. | N. A. | N. A. | N. A. | N. A. | 1 | SUB COMPONENTS | 0 | Initial issue | N | SUB COMPONENTS |  | No | No | N. A. | N. A. | N. A. | N. A.
B0703 | B0704.1461 | CHS BARREL PLATE (ASIAN), S`RUT, AUTO COMP. HOLES 38MM BARREL 145DEG., 11 HOLES |  | B0703.1450 | 07 | 2018-06-07 | N. A. | N. A. | N. A. | QPF/B0703 | 03 | 2017-01-04 | N. A. | N. A. | N. A. | PS/B0703 | 04 | 2018-03-03 | 2022-12-01 | 2019-12-01 | N. A. | B0703 | TMF-1 | IU/1 | Class C | FINISHED GOODS | SUSHRUT™ | CHS BARREL PLATE (ASIAN), AUTO COMP. HOLES | 38MM BARREL 145DEG., 11 HOLES | 16 | No | Yes |  | No | N. A. | No | N. A. | No | Yes | No | Yes | M. L.: MFG/MD/2021/000369 |  | 1 | SUSHRUT PRODUCTS\INTERNATIONAL IMPLANTS\COMPRESSION HIP SCREW IMPLANTS\CHS BARREL PLATES, 38MM AUTO COMP HOLES | 0 | Initial issue | Y | BONE PLATES |  | 1 | No | Yes | Yes | Yes | N. A.
B0704.1461F | B0704.1461F | CHS FORGING, 16MM WIDTH, 38MM BARREL, 316L, 145DEG. 11HOLES |  | B0704.1450F | N. A. | N. A. | N. A. | N. A. | N. A. | QPR/B0704 | N. A. | N. A. | N. A. | N. A. | N. A. | PS/B0704 | 05 | 2019-08-08 | 2022-12-01 | 2019-12-01 | N. A. | B0704 | N. A. | N. A. | N. A. | SEMIFINISHED GOODS | N. A. | N. A. | N. A. | N. A. | N. A. | N. A. |  | N. A. | N. A. | N. A. | N. A. | N. A. | N. A. | N. A. | N. A. | N. A. | N. A. | 1 | SUB COMPONENTS | 0 | Initial issue | N | SUB COMPONENTS |  | No | No | N. A. | N. A. | N. A. | N. A.
B0703 | B0704.1462 | CHS BARREL PLATE (ASIAN), S`RUT, AUTO COMP. HOLES 38MM BARREL 145DEG., 12 HOLES |  | B0703.1450 | 07 | 2018-06-07 | N. A. | N. A. | N. A. | QPF/B0703 | 03 | 2017-01-04 | N. A. | N. A. | N. A. | PS/B0703 | 04 | 2018-03-03 | 2022-12-01 | 2019-12-01 | N. A. | B0703 | TMF-1 | IU/1 | Class C | FINISHED GOODS | SUSHRUT™ | CHS BARREL PLATE (ASIAN), AUTO COMP. HOLES | 38MM BARREL 145DEG., 12 HOLES | 16 | No | Yes |  | No | N. A. | No | N. A. | No | Yes | No | Yes | M. L.: MFG/MD/2021/000369 |  | 1 | SUSHRUT PRODUCTS\INTERNATIONAL IMPLANTS\COMPRESSION HIP SCREW IMPLANTS\CHS BARREL PLATES, 38MM AUTO COMP HOLES | 0 | Initial issue | Y | BONE PLATES |  | 1 | No | Yes | Yes | Yes | N. A.
B0704.1462F | B0704.1462F | CHS FORGING, 16MM WIDTH, 38MM BARREL, 316L, 145DEG. UPTO 12HOLES |  | B0704.1450F | N. A. | N. A. | N. A. | N. A. | N. A. | QPF/B0704 | N. A. | N. A. | N. A. | N. A. | N. A. | PS/B0704 | 05 | 2019-08-08 | 2022-12-01 | 2019-12-01 | N. A. | B0704 | N. A. | N. A. | N. A. | SEMIFINISHED GOODS | N. A. | N. A. | N. A. | N. A. | N. A. | N. A. |  | N. A. | N. A. | N. A. | N. A. | N. A. | N. A. | N. A. | N. A. | N. A. | N. A. | 1 | SUB COMPONENTS | 0 | Initial issue | N | BONE PLATES |  | No | No | N. A. | N. A. | N. A. | N. A.
B0703 | B0704.1463 | CHS BARREL PLATE (ASIAN), S`RUT, AUTO COMP. HOLES 38MM BARREL 145DEG., 13 HOLES |  | B0703.1450 | 07 | 2018-06-07 | N. A. | N. A. | N. A. | QPF/B0703 | 03 | 2017-01-04 | N. A. | N. A. | N. A. | PS/B0703 | 04 | 2018-03-03 | 2022-12-01 | 2019-12-01 | N. A. | B0703 | TMF-1 | IU/1 | Class C | FINISHED GOODS | SUSHRUT™ | CHS BARREL PLATE (ASIAN), AUTO COMP. HOLES | 38MM BARREL 145DEG., 13 HOLES | 16 | No | Yes |  | No | N. A. | No | N. A. | No | Yes | No | Yes | M. L.: MFG/MD/2021/000369 |  | 1 | SUSHRUT PRODUCTS\INTERNATIONAL IMPLANTS\COMPRESSION HIP SCREW IMPLANTS\CHS BARREL PLATES, 38MM AUTO COMP HOLES | 0 | Initial issue | Y | BONE PLATES |  | 1 | No | Yes | Yes | Yes | N. A.
B0704.1463F | B0704.1463F | CHS FORGING, 16MM WIDTH, 38MM BARREL, 316L, 145DEG. 13HOLES |  | B0704.1450F | N. A. | N. A. | N. A. | N. A. | N. A. | QPR/B0704 | N. A. | N. A. | N. A. | N. A. | N. A. | PS/B0704 | 05 | 2019-08-08 | 2022-12-01 | 2019-12-01 | N. A. | B0704 | N. A. | N. A. | N. A. | SEMIFINISHED GOODS | N. A. | N. A. | N. A. | N. A. | N. A. | N. A. |  | N. A. | N. A. | N. A. | N. A. | N. A. | N. A. | N. A. | N. A. | N. A. | N. A. | 1 | SUB COMPONENTS | 0 | Initial issue | N | SUB COMPONENTS |  | No | No | N. A. | N. A. | N. A. | N. A.
B0703 | B0704.1464 | CHS BARREL PLATE (ASIAN), S`RUT, AUTO COMP. HOLES 38MM BARREL 145DEG., 14 HOLES |  | B0703.1450 | 07 | 2018-06-07 | N. A. | N. A. | N. A. | QPF/B0703 | 03 | 2017-01-04 | N. A. | N. A. | N. A. | PS/B0703 | 04 | 2018-03-03 | 2022-12-01 | 2019-12-01 | N. A. | B0703 | TMF-1 | IU/1 | Class C | FINISHED GOODS | SUSHRUT™ | CHS BARREL PLATE (ASIAN), AUTO COMP. HOLES | 38MM BARREL 145DEG., 14 HOLES | 16 | No | Yes |  | No | N. A. | No | N. A. | No | Yes | No | Yes | M. L.: MFG/MD/2021/000369 |  | 1 | SUSHRUT PRODUCTS\INTERNATIONAL IMPLANTS\COMPRESSION HIP SCREW IMPLANTS\CHS BARREL PLATES, 38MM AUTO COMP HOLES | 0 | Initial issue | Y | BONE PLATES |  | 1 | No | Yes | Yes | Yes | N. A.
B0704.1464F | B0704.1464F | CHS FORGING, 16MM WIDTH, 38MM BARREL, 316L, 145DEG. 14HOLES |  | B0704.1450F | N. A. | N. A. | N. A. | N. A. | N. A. | QPR/B0704 | N. A. | N. A. | N. A. | N. A. | N. A. | PS/B0704 | 05 | 2019-08-08 | 2022-12-01 | 2019-12-01 | N. A. | B0704 | N. A. | N. A. | N. A. | SEMIFINISHED GOODS | N. A. | N. A. | N. A. | N. A. | N. A. | N. A. |  | N. A. | N. A. | N. A. | N. A. | N. A. | N. A. | N. A. | N. A. | N. A. | N. A. | 1 | SUB COMPONENTS | 0 | Initial issue | N | SUB COMPONENTS |  | No | No | N. A. | N. A. | N. A. | N. A.
B0703 | B0704.1465 | CHS BARREL PLATE (ASIAN), S`RUT, AUTO COMP. HOLES 38MM BARREL 145DEG., 15 HOLES |  | B0703.1450 | 07 | 2018-06-07 | N. A. | N. A. | N. A. | QPF/B0703 | 03 | 2017-01-04 | N. A. | N. A. | N. A. | PS/B0703 | 04 | 2018-03-03 | 2022-12-01 | 2019-12-01 | N. A. | B0703 | TMF-1 | IU/1 | Class C | FINISHED GOODS | SUSHRUT™ | CHS BARREL PLATE (ASIAN), AUTO COMP. HOLES | 38MM BARREL 145DEG., 15 HOLES | 16 | No | Yes |  | No | N. A. | No | N. A. | No | Yes | No | Yes | M. L.: MFG/MD/2021/000369 |  | 1 | SUSHRUT PRODUCTS\INTERNATIONAL IMPLANTS\COMPRESSION HIP SCREW IMPLANTS\CHS BARREL PLATES, 38MM AUTO COMP HOLES | 0 | Initial issue | Y | BONE PLATES |  | 1 | No | Yes | Yes | Yes | N. A.
B0704.1465F | B0704.1465F | CHS FORGING, 16MM WIDTH, 38MM BARREL, 316L, 145DEG. UPTO 15HOLES |  | B0704.1450F | N. A. | N. A. | N. A. | N. A. | N. A. | QPF/B0704 | N. A. | N. A. | N. A. | N. A. | N. A. | PS/B0704 | 05 | 2019-08-08 | 2022-12-01 | 2019-12-01 | N. A. | B0704 | N. A. | N. A. | N. A. | SEMIFINISHED GOODS | N. A. | N. A. | N. A. | N. A. | N. A. | N. A. |  | N. A. | N. A. | N. A. | N. A. | N. A. | N. A. | N. A. | N. A. | N. A. | N. A. | 1 | SUB COMPONENTS | 0 | Initial issue | N | BONE PLATES |  | No | No | N. A. | N. A. | N. A. | N. A.
B0703 | B0704.1466 | CHS BARREL PLATE (ASIAN), S`RUT, AUTO COMP. HOLES 38MM BARREL 145DEG., 16 HOLES |  | B0703.1450 | 07 | 2018-06-07 | N. A. | N. A. | N. A. | QPF/B0703 | 03 | 2017-01-04 | N. A. | N. A. | N. A. | PS/B0703 | 04 | 2018-03-03 | 2022-12-01 | 2019-12-01 | N. A. | B0703 | TMF-1 | IU/1 | Class C | FINISHED GOODS | SUSHRUT™ | CHS BARREL PLATE (ASIAN), AUTO COMP. HOLES | 38MM BARREL 145DEG., 16 HOLES | 16 | No | Yes |  | No | N. A. | No | N. A. | No | Yes | No | Yes | M. L.: MFG/MD/2021/000369 |  | 1 | SUSHRUT PRODUCTS\INTERNATIONAL IMPLANTS\COMPRESSION HIP SCREW IMPLANTS\CHS BARREL PLATES, 38MM AUTO COMP HOLES | 0 | Initial issue | Y | BONE PLATES |  | 1 | No | Yes | Yes | Yes | N. A.
B0704.1466F | B0704.1466F | CHS FORGING, 16MM WIDTH, 38MM BARREL, 316L, 145DEG. 16HOLES |  | B0704.1450F | N. A. | N. A. | N. A. | N. A. | N. A. | QPR/B0704 | N. A. | N. A. | N. A. | N. A. | N. A. | PS/B0704 | 05 | 2019-08-08 | 2022-12-01 | 2019-12-01 | N. A. | B0704 | N. A. | N. A. | N. A. | SEMIFINISHED GOODS | N. A. | N. A. | N. A. | N. A. | N. A. | N. A. |  | N. A. | N. A. | N. A. | N. A. | N. A. | N. A. | N. A. | N. A. | N. A. | N. A. | 1 | SUB COMPONENTS | 0 | Initial issue | N | SUB COMPONENTS |  | No | No | N. A. | N. A. | N. A. | N. A.
B0704.1467F | B0704.1467F | CHS FORGING, 16MM WIDTH, 38MM BARREL, 316L, 145DEG. 17HOLES |  | B0704.1450F | N. A. | N. A. | N. A. | N. A. | N. A. | QPR/B0704 | N. A. | N. A. | N. A. | N. A. | N. A. | PS/B0704 | 05 | 2019-08-08 | 2022-12-01 | 2019-12-01 | N. A. | B0704 | N. A. | N. A. | N. A. | SEMIFINISHED GOODS | N. A. | N. A. | N. A. | N. A. | N. A. | N. A. |  | N. A. | N. A. | N. A. | N. A. | N. A. | N. A. | N. A. | N. A. | N. A. | N. A. | 1 | SUB COMPONENTS | 0 | Initial issue | N | SUB COMPONENTS |  | No | No | N. A. | N. A. | N. A. | N. A.
B0703 | B0704.1468 | CHS BARREL PLATE (ASIAN), S`RUT, AUTO COMP. HOLES 38MM BARREL 145DEG., 18 HOLES |  | B0703.1450 | 07 | 2018-06-07 | N. A. | N. A. | N. A. | QPF/B0703 | 03 | 2017-01-04 | N. A. | N. A. | N. A. | PS/B0703 | 04 | 2018-03-03 | 2022-12-01 | 2019-12-01 | N. A. | B0703 | TMF-1 | IU/1 | Class C | FINISHED GOODS | SUSHRUT™ | CHS BARREL PLATE (ASIAN), AUTO COMP. HOLES | 38MM BARREL 145DEG., 18 HOLES | 16 | No | Yes |  | No | N. A. | No | N. A. | No | Yes | No | Yes | M. L.: MFG/MD/2021/000369 |  | 1 | SUSHRUT PRODUCTS\INTERNATIONAL IMPLANTS\COMPRESSION HIP SCREW IMPLANTS\CHS BARREL PLATES, 38MM AUTO COMP HOLES | 0 | Initial issue | Y | BONE PLATES |  | 1 | No | Yes | Yes | Yes | N. A.
B0704.1468F | B0704.1468F | CHS FORGING, 16MM WIDTH, 38MM BARREL, 316L, 145DEG. UPTO 18HOLES |  | B0704.1450F | N. A. | N. A. | N. A. | N. A. | N. A. | QPF/B0704 | N. A. | N. A. | N. A. | N. A. | N. A. | PS/B0704 | 05 | 2019-08-08 | 2022-12-01 | 2019-12-01 | N. A. | B0704 | N. A. | N. A. | N. A. | SEMIFINISHED GOODS | N. A. | N. A. | N. A. | N. A. | N. A. | N. A. |  | N. A. | N. A. | N. A. | N. A. | N. A. | N. A. | N. A. | N. A. | N. A. | N. A. | 1 | SUB COMPONENTS | 0 | Initial issue | N | BONE PLATES |  | No | No | N. A. | N. A. | N. A. | N. A.
B0704.1500F | B0704.1500F | CHS FORGING, 16MM WIDTH, 38MM BARREL, 316L, 150DEG. DOUBLE ENDED |  | B0704.1500F | N. A. | N. A. | N. A. | N. A. | N. A. | QPF/B0704F | N. A. | N. A. | N. A. | N. A. | N. A. | PS/B0704FDE | N. A. | N. A. | N. A. | N. A. | N. A. | B0704 | N. A. | N. A. | N. A. | SEMIFINISHED GOODS | N. A. | N. A. | N. A. | N. A. | N. A. | N. A. |  | N. A. | N. A. | N. A. | N. A. | N. A. | N. A. | N. A. | N. A. | N. A. | N. A. | 1 | SUB COMPONENTS | 0 | Initial issue | N | BONE PLATES |  | No | No | N. A. | N. A. | N. A. | N. A.
B0703 | B0704.1503 | CHS BARREL PLATE (ASIAN), S`RUT, AUTO COMP. HOLES 38MM BARREL 150DEG., 3 HOLES |  | B0703.1500 | 09 | 2018-06-07 | N. A. | N. A. | N. A. | QPF/B0703 | 03 | 2017-01-04 | N. A. | N. A. | N. A. | PS/B0703 | 04 | 2018-03-03 | 2022-12-01 | 2019-12-01 | N. A. | B0703 | TMF-1 | IU/1 | Class C | FINISHED GOODS | SUSHRUT™ | CHS BARREL PLATE (ASIAN), AUTO COMP. HOLES | 38MM BARREL 150DEG., 3 HOLES | 16 | No | Yes |  | No | N. A. | No | N. A. | No | Yes | No | Yes | M. L.: MFG/MD/2021/000369 |  | 1 | SUSHRUT PRODUCTS\INTERNATIONAL IMPLANTS\COMPRESSION HIP SCREW IMPLANTS\CHS BARREL PLATES, 38MM AUTO COMP HOLES | 0 | Initial issue | Y | BONE PLATES |  | 1 | No | Yes | Yes | Yes | N. A.
B0704.1503F | B0704.1503F | CHS FORGING, 16MM WIDTH, 38MM BARREL, 316L, 150DEG. 3HOLES |  | B0704.1500F | N. A. | N. A. | N. A. | N. A. | N. A. | QPR/B0704 | N. A. | N. A. | N. A. | N. A. | N. A. | PS/B0704 | 05 | 2019-08-08 | 2022-12-01 | 2019-12-01 | N. A. | B0704 | N. A. | N. A. | N. A. | SEMIFINISHED GOODS | N. A. | N. A. | N. A. | N. A. | N. A. | N. A. |  | N. A. | N. A. | N. A. | N. A. | N. A. | N. A. | N. A. | N. A. | N. A. | N. A. | 1 | SUB COMPONENTS | 0 | Initial issue | N | SUB COMPONENTS |  | No | No | N. A. | N. A. | N. A. | N. A.
B0703 | B0704.1504 | CHS BARREL PLATE (ASIAN), S`RUT, AUTO COMP. HOLES 38MM BARREL 150DEG., 4 HOLES |  | B0703.1500 | 09 | 2018-06-07 | N. A. | N. A. | N. A. | QPF/B0703 | 03 | 2017-01-04 | N. A. | N. A. | N. A. | PS/B0703 | 04 | 2018-03-03 | 2022-12-01 | 2019-12-01 | N. A. | B0703 | TMF-1 | IU/1 | Class C | FINISHED GOODS | SUSHRUT™ | CHS BARREL PLATE (ASIAN), AUTO COMP. HOLES | 38MM BARREL 150DEG., 4 HOLES | 16 | No | Yes |  | No | N. A. | No | N. A. | No | Yes | No | Yes | M. L.: MFG/MD/2021/000369 |  | 1 | SUSHRUT PRODUCTS\INTERNATIONAL IMPLANTS\COMPRESSION HIP SCREW IMPLANTS\CHS BARREL PLATES, 38MM AUTO COMP HOLES | 0 | Initial issue | Y | BONE PLATES |  | 1 | No | Yes | Yes | Yes | N. A.
B0704.1504F | B0704.1504F | CHS FORGING, 16MM WIDTH, 38MM BARREL, 316L, 150DEG. 4HOLES |  | B0704.1500F | N. A. | N. A. | N. A. | N. A. | N. A. | QPR/B0704 | N. A. | N. A. | N. A. | N. A. | N. A. | PS/B0704 | 05 | 2019-08-08 | 2022-12-01 | 2019-12-01 | N. A. | B0704 | N. A. | N. A. | N. A. | SEMIFINISHED GOODS | N. A. | N. A. | N. A. | N. A. | N. A. | N. A. |  | N. A. | N. A. | N. A. | N. A. | N. A. | N. A. | N. A. | N. A. | N. A. | N. A. | 1 | SUB COMPONENTS | 0 | Initial issue | N | SUB COMPONENTS |  | No | No | N. A. | N. A. | N. A. | N. A.
B0703 | B0704.1505 | CHS BARREL PLATE (ASIAN), S`RUT, AUTO COMP. HOLES 38MM BARREL 150DEG., 5 HOLES |  | B0703.1500 | 09 | 2018-06-07 | N. A. | N. A. | N. A. | QPF/B0703 | 03 | 2017-01-04 | N. A. | N. A. | N. A. | PS/B0703 | 04 | 2018-03-03 | 2022-12-01 | 2019-12-01 | N. A. | B0703 | TMF-1 | IU/1 | Class C | FINISHED GOODS | SUSHRUT™ | CHS BARREL PLATE (ASIAN), AUTO COMP. HOLES | 38MM BARREL 150DEG., 5 HOLES | 16 | No | Yes |  | No | N. A. | No | N. A. | No | Yes | No | Yes | M. L.: MFG/MD/2021/000369 |  | 1 | SUSHRUT PRODUCTS\INTERNATIONAL IMPLANTS\COMPRESSION HIP SCREW IMPLANTS\CHS BARREL PLATES, 38MM AUTO COMP HOLES | 0 | Initial issue | Y | BONE PLATES |  | 1 | No | Yes | Yes | Yes | N. A.
B0704.1505F | B0704.1505F | CHS FORGING, 16MM WIDTH, 38MM BARREL, 316L, 150DEG. 5HOLES |  | B0704.1500F | N. A. | N. A. | N. A. | N. A. | N. A. | QPR/B0704 | N. A. | N. A. | N. A. | N. A. | N. A. | PS/B0704 | 05 | 2019-08-08 | 2022-12-01 | 2019-12-01 | N. A. | B0704 | N. A. | N. A. | N. A. | SEMIFINISHED GOODS | N. A. | N. A. | N. A. | N. A. | N. A. | N. A. |  | N. A. | N. A. | N. A. | N. A. | N. A. | N. A. | N. A. | N. A. | N. A. | N. A. | 1 | SUB COMPONENTS | 0 | Initial issue | N | SUB COMPONENTS |  | No | No | N. A. | N. A. | N. A. | N. A.
B0703 | B0704.1506 | CHS BARREL PLATE (ASIAN), S`RUT, AUTO COMP. HOLES 38MM BARREL 150DEG., 6 HOLES |  | B0703.1500 | 09 | 2018-06-07 | N. A. | N. A. | N. A. | QPF/B0703 | 03 | 2017-01-04 | N. A. | N. A. | N. A. | PS/B0703 | 04 | 2018-03-03 | 2022-12-01 | 2019-12-01 | N. A. | B0703 | TMF-1 | IU/1 | Class C | FINISHED GOODS | SUSHRUT™ | CHS BARREL PLATE (ASIAN), AUTO COMP. HOLES | 38MM BARREL 150DEG., 6 HOLES | 16 | No | Yes |  | No | N. A. | No | N. A. | No | Yes | No | Yes | M. L.: MFG/MD/2021/000369 |  | 1 | SUSHRUT PRODUCTS\INTERNATIONAL IMPLANTS\COMPRESSION HIP SCREW IMPLANTS\CHS BARREL PLATES, 38MM AUTO COMP HOLES | 0 | Initial issue | Y | BONE PLATES |  | 1 | No | Yes | Yes | Yes | N. A.
B0704.1506F | B0704.1506F | CHS FORGING, 16MM WIDTH, 38MM BARREL, 316L, 150DEG. UPTO 6HOLES |  | B0704.1500F | N. A. | N. A. | N. A. | N. A. | N. A. | QPF/B0704 | N. A. | N. A. | N. A. | N. A. | N. A. | PS/B0704 | 05 | 2019-08-08 | 2022-12-01 | 2019-12-01 | N. A. | B0704 | N. A. | N. A. | N. A. | SEMIFINISHED GOODS | N. A. | N. A. | N. A. | N. A. | N. A. | N. A. |  | N. A. | N. A. | N. A. | N. A. | N. A. | N. A. | N. A. | N. A. | N. A. | N. A. | 1 | SUB COMPONENTS | 0 | Initial issue | N | BONE PLATES |  | No | No | N. A. | N. A. | N. A. | N. A.
B0703 | B0704.1507 | CHS BARREL PLATE (ASIAN), S`RUT, AUTO COMP. HOLES 38MM BARREL 150DEG., 7 HOLES |  | B0703.1500 | 09 | 2018-06-07 | N. A. | N. A. | N. A. | QPF/B0703 | 03 | 2017-01-04 | N. A. | N. A. | N. A. | PS/B0703 | 04 | 2018-03-03 | 2022-12-01 | 2019-12-01 | N. A. | B0703 | TMF-1 | IU/1 | Class C | FINISHED GOODS | SUSHRUT™ | CHS BARREL PLATE (ASIAN), AUTO COMP. HOLES | 38MM BARREL 150DEG., 7 HOLES | 16 | No | Yes |  | No | N. A. | No | N. A. | No | Yes | No | Yes | M. L.: MFG/MD/2021/000369 |  | 1 | SUSHRUT PRODUCTS\INTERNATIONAL IMPLANTS\COMPRESSION HIP SCREW IMPLANTS\CHS BARREL PLATES, 38MM AUTO COMP HOLES | 0 | Initial issue | Y | BONE PLATES |  | 1 | No | Yes | Yes | Yes | N. A.
B0704.1507F | B0704.1507F | CHS FORGING, 16MM WIDTH, 38MM BARREL, 316L, 150DEG. 7HOLES |  | B0704.1500F | N. A. | N. A. | N. A. | N. A. | N. A. | QPR/B0704 | N. A. | N. A. | N. A. | N. A. | N. A. | PS/B0704 | 05 | 2019-08-08 | 2022-12-01 | 2019-12-01 | N. A. | B0704 | N. A. | N. A. | N. A. | SEMIFINISHED GOODS | N. A. | N. A. | N. A. | N. A. | N. A. | N. A. |  | N. A. | N. A. | N. A. | N. A. | N. A. | N. A. | N. A. | N. A. | N. A. | N. A. | 1 | SUB COMPONENTS | 0 | Initial issue | N | SUB COMPONENTS |  | No | No | N. A. | N. A. | N. A. | N. A.
B0703 | B0704.1508 | CHS BARREL PLATE (ASIAN), S`RUT, AUTO COMP. HOLES 38MM BARREL 150DEG., 8 HOLES |  | B0703.1500 | 09 | 2018-06-07 | N. A. | N. A. | N. A. | QPF/B0703 | 03 | 2017-01-04 | N. A. | N. A. | N. A. | PS/B0703 | 04 | 2018-03-03 | 2022-12-01 | 2019-12-01 | N. A. | B0703 | TMF-1 | IU/1 | Class C | FINISHED GOODS | SUSHRUT™ | CHS BARREL PLATE (ASIAN), AUTO COMP. HOLES | 38MM BARREL 150DEG., 8 HOLES | 16 | No | Yes |  | No | N. A. | No | N. A. | No | Yes | No | Yes | M. L.: MFG/MD/2021/000369 |  | 1 | SUSHRUT PRODUCTS\INTERNATIONAL IMPLANTS\COMPRESSION HIP SCREW IMPLANTS\CHS BARREL PLATES, 38MM AUTO COMP HOLES | 0 | Initial issue | Y | BONE PLATES |  | 1 | No | Yes | Yes | Yes | N. A.
B0704.1508F | B0704.1508F | CHS FORGING, 16MM WIDTH, 38MM BARREL, 316L, 150DEG. 8HOLES |  | B0704.1500F | N. A. | N. A. | N. A. | N. A. | N. A. | QPR/B0704 | N. A. | N. A. | N. A. | N. A. | N. A. | PS/B0704 | 05 | 2019-08-08 | 2022-12-01 | 2019-12-01 | N. A. | B0704 | N. A. | N. A. | N. A. | SEMIFINISHED GOODS | N. A. | N. A. | N. A. | N. A. | N. A. | N. A. |  | N. A. | N. A. | N. A. | N. A. | N. A. | N. A. | N. A. | N. A. | N. A. | N. A. | 1 | SUB COMPONENTS | 0 | Initial issue | N | SUB COMPONENTS |  | No | No | N. A. | N. A. | N. A. | N. A.
B0703 | B0704.1509 | CHS BARREL PLATE (ASIAN), S`RUT, AUTO COMP. HOLES 38MM BARREL 150DEG., 9 HOLES |  | B0703.1500 | 09 | 2018-06-07 | N. A. | N. A. | N. A. | QPF/B0703 | 03 | 2017-01-04 | N. A. | N. A. | N. A. | PS/B0703 | 04 | 2018-03-03 | 2022-12-01 | 2019-12-01 | N. A. | B0703 | TMF-1 | IU/1 | Class C | FINISHED GOODS | SUSHRUT™ | CHS BARREL PLATE (ASIAN), AUTO COMP. HOLES | 38MM BARREL 150DEG., 9 HOLES | 16 | No | Yes |  | No | N. A. | No | N. A. | No | Yes | No | Yes | M. L.: MFG/MD/2021/000369 |  | 1 | SUSHRUT PRODUCTS\INTERNATIONAL IMPLANTS\COMPRESSION HIP SCREW IMPLANTS\CHS BARREL PLATES, 38MM AUTO COMP HOLES | 0 | Initial issue | Y | BONE PLATES |  | 1 | No | Yes | Yes | Yes | N. A.
B0704.1509F | B0704.1509F | CHS FORGING, 16MM WIDTH, 38MM BARREL, 316L, 150DEG. UPTO 9HOLES |  | B0704.1500F | N. A. | N. A. | N. A. | N. A. | N. A. | QPF/B0704 | N. A. | N. A. | N. A. | N. A. | N. A. | PS/B0704 | 05 | 2019-08-08 | 2022-12-01 | 2019-12-01 | N. A. | B0704 | N. A. | N. A. | N. A. | SEMIFINISHED GOODS | N. A. | N. A. | N. A. | N. A. | N. A. | N. A. |  | N. A. | N. A. | N. A. | N. A. | N. A. | N. A. | N. A. | N. A. | N. A. | N. A. | 1 | SUB COMPONENTS | 0 | Initial issue | N | BONE PLATES |  | No | No | N. A. | N. A. | N. A. | N. A.
B0703 | B0704.1510 | CHS BARREL PLATE (ASIAN), S`RUT, AUTO COMP. HOLES 38MM BARREL 150DEG., 10 HOLES |  | B0703.1500 | 09 | 2018-06-07 | N. A. | N. A. | N. A. | QPF/B0703 | 03 | 2017-01-04 | N. A. | N. A. | N. A. | PS/B0703 | 04 | 2018-03-03 | 2022-12-01 | 2019-12-01 | N. A. | B0703 | TMF-1 | IU/1 | Class C | FINISHED GOODS | SUSHRUT™ | CHS BARREL PLATE (ASIAN), AUTO COMP. HOLES | 38MM BARREL 150DEG., 10 HOLES | 16 | No | Yes |  | No | N. A. | No | N. A. | No | Yes | No | Yes | M. L.: MFG/MD/2021/000369 |  | 1 | SUSHRUT PRODUCTS\INTERNATIONAL IMPLANTS\COMPRESSION HIP SCREW IMPLANTS\CHS BARREL PLATES, 38MM AUTO COMP HOLES | 0 | Initial issue | Y | BONE PLATES |  | 1 | No | Yes | Yes | Yes | N. A.
B0704.1510F | B0704.1510F | CHS FORGING, 16MM WIDTH, 38MM BARREL, 316L, 150DEG. 10HOLES |  | B0704.1500F | N. A. | N. A. | N. A. | N. A. | N. A. | QPR/B0704 | N. A. | N. A. | N. A. | N. A. | N. A. | PS/B0704 | 05 | 2019-08-08 | 2022-12-01 | 2019-12-01 | N. A. | B0704 | N. A. | N. A. | N. A. | SEMIFINISHED GOODS | N. A. | N. A. | N. A. | N. A. | N. A. | N. A. |  | N. A. | N. A. | N. A. | N. A. | N. A. | N. A. | N. A. | N. A. | N. A. | N. A. | 1 | SUB COMPONENTS | 0 | Initial issue | N | SUB COMPONENTS |  | No | No | N. A. | N. A. | N. A. | N. A.
B0703 | B0704.1511 | CHS BARREL PLATE (ASIAN), S`RUT, AUTO COMP. HOLES 38MM BARREL 150DEG., 11 HOLES |  | B0703.1500 | 09 | 2018-06-07 | N. A. | N. A. | N. A. | QPF/B0703 | 03 | 2017-01-04 | N. A. | N. A. | N. A. | PS/B0703 | 04 | 2018-03-03 | 2022-12-01 | 2019-12-01 | N. A. | B0703 | TMF-1 | IU/1 | Class C | FINISHED GOODS | SUSHRUT™ | CHS BARREL PLATE (ASIAN), AUTO COMP. HOLES | 38MM BARREL 150DEG., 11 HOLES | 16 | No | Yes |  | No | N. A. | No | N. A. | No | Yes | No | Yes | M. L.: MFG/MD/2021/000369 |  | 1 | SUSHRUT PRODUCTS\INTERNATIONAL IMPLANTS\COMPRESSION HIP SCREW IMPLANTS\CHS BARREL PLATES, 38MM AUTO COMP HOLES | 0 | Initial issue | Y | BONE PLATES |  | 1 | No | Yes | Yes | Yes | N. A.
B0704.1511F | B0704.1511F | CHS FORGING, 16MM WIDTH, 38MM BARREL, 316L, 150DEG. 11HOLES |  | B0704.1500F | N. A. | N. A. | N. A. | N. A. | N. A. | QPR/B0704 | N. A. | N. A. | N. A. | N. A. | N. A. | PS/B0704 | 05 | 2019-08-08 | 2022-12-01 | 2019-12-01 | N. A. | B0704 | N. A. | N. A. | N. A. | SEMIFINISHED GOODS | N. A. | N. A. | N. A. | N. A. | N. A. | N. A. |  | N. A. | N. A. | N. A. | N. A. | N. A. | N. A. | N. A. | N. A. | N. A. | N. A. | 1 | SUB COMPONENTS | 0 | Initial issue | N | SUB COMPONENTS |  | No | No | N. A. | N. A. | N. A. | N. A.
B0703 | B0704.1512 | CHS BARREL PLATE (ASIAN), S`RUT, AUTO COMP. HOLES 38MM BARREL 150DEG., 12 HOLES |  | B0703.1500 | 09 | 2018-06-07 | N. A. | N. A. | N. A. | QPF/B0703 | 03 | 2017-01-04 | N. A. | N. A. | N. A. | PS/B0703 | 04 | 2018-03-03 | 2022-12-01 | 2019-12-01 | N. A. | B0703 | TMF-1 | IU/1 | Class C | FINISHED GOODS | SUSHRUT™ | CHS BARREL PLATE (ASIAN), AUTO COMP. HOLES | 38MM BARREL 150DEG., 12 HOLES | 16 | No | Yes |  | No | N. A. | No | N. A. | No | Yes | No | Yes | M. L.: MFG/MD/2021/000369 |  | 1 | SUSHRUT PRODUCTS\INTERNATIONAL IMPLANTS\COMPRESSION HIP SCREW IMPLANTS\CHS BARREL PLATES, 38MM AUTO COMP HOLES | 0 | Initial issue | Y | BONE PLATES |  | 1 | No | Yes | Yes | Yes | N. A.
B0704.1512F | B0704.1512F | CHS FORGING, 16MM WIDTH, 38MM BARREL, 316L, 150DEG. UPTO 12HOLES |  | B0704.1500F | N. A. | N. A. | N. A. | N. A. | N. A. | QPF/B0704 | N. A. | N. A. | N. A. | N. A. | N. A. | PS/B0704 | 05 | 2019-08-08 | 2022-12-01 | 2019-12-01 | N. A. | B0704 | N. A. | N. A. | N. A. | SEMIFINISHED GOODS | N. A. | N. A. | N. A. | N. A. | N. A. | N. A. |  | N. A. | N. A. | N. A. | N. A. | N. A. | N. A. | N. A. | N. A. | N. A. | N. A. | 1 | SUB COMPONENTS | 0 | Initial issue | N | BONE PLATES |  | No | No | N. A. | N. A. | N. A. | N. A.
B0704.1513 | B0704.1513 | CHS BARREL PLATE (ASIAN), S`RUT, AUTO COMP. HOLES 38MM BARREL 150DEG., 13 HOLES |  | B0704.1500F | N. A. | N. A. | N. A. | N. A. | N. A. | QPR/B0704 | N. A. | N. A. | N. A. | N. A. | N. A. | PS/B0704 | 05 | 2019-08-08 | 2022-12-01 | 2019-12-01 | N. A. | B0704 | N. A. | N. A. | N. A. | FINISHED GOODS | SUSHRUT™ | CHS BARREL PLATE (ASIAN), AUTO COMP. HOLES | 38MM BARREL 150DEG., 13 HOLES | 16 | No | Yes |  | No | N. A. | No | N. A. | No | Yes | No | Yes | M. L.: MFG/MD/2021/000369 |  | 1 | SUSHRUT PRODUCTS\INTERNATIONAL IMPLANTS\COMPRESSION HIP SCREW IMPLANTS\CHS BARREL PLATES, 38MM AUTO COMP HOLES | 0 | Initial issue | Y | BONE PLATES |  | 1 | No | Yes | Yes | Yes | N. A.
B0703 | B0704.1514 | CHS BARREL PLATE (ASIAN), S`RUT, AUTO COMP. HOLES 38MM BARREL 150DEG., 14 HOLES |  | B0703.1500 | 09 | 2018-06-07 | N. A. | N. A. | N. A. | QPF/B0703 | 03 | 2017-01-04 | N. A. | N. A. | N. A. | PS/B0703 | 04 | 2018-03-03 | 2022-12-01 | 2019-12-01 | N. A. | B0703 | TMF-1 | IU/1 | Class C | FINISHED GOODS | SUSHRUT™ | CHS BARREL PLATE (ASIAN), AUTO COMP. HOLES | 38MM BARREL 150DEG., 14 HOLES | 16 | No | Yes |  | No | N. A. | No | N. A. | No | Yes | No | Yes | M. L.: MFG/MD/2021/000369 |  | 1 | SUSHRUT PRODUCTS\INTERNATIONAL IMPLANTS\COMPRESSION HIP SCREW IMPLANTS\CHS BARREL PLATES, 38MM AUTO COMP HOLES | 0 | Initial issue | Y | BONE PLATES |  | 1 | No | Yes | Yes | Yes | N. A.
B0704.1514F | B0704.1514F | CHS FORGING, 16MM WIDTH, 38MM BARREL, 316L, 150DEG. 14HOLES |  | B0704.1500F | N. A. | N. A. | N. A. | N. A. | N. A. | QPR/B0704 | N. A. | N. A. | N. A. | N. A. | N. A. | PS/B0704 | 05 | 2019-08-08 | 2022-12-01 | 2019-12-01 | N. A. | B0704 | N. A. | N. A. | N. A. | SEMIFINISHED GOODS | N. A. | N. A. | N. A. | N. A. | N. A. | N. A. |  | N. A. | N. A. | N. A. | N. A. | N. A. | N. A. | N. A. | N. A. | N. A. | N. A. | 1 | SUB COMPONENTS | 0 | Initial issue | N | SUB COMPONENTS |  | No | No | N. A. | N. A. | N. A. | N. A.
B0703 | B0704.1515 | CHS BARREL PLATE (ASIAN), S`RUT, AUTO COMP. HOLES 38MM BARREL 150DEG., 15 HOLES |  | B0703.1500 | 09 | 2018-06-07 | N. A. | N. A. | N. A. | QPF/B0703 | 03 | 2017-01-04 | N. A. | N. A. | N. A. | PS/B0703 | 04 | 2018-03-03 | 2022-12-01 | 2019-12-01 | N. A. | B0703 | TMF-1 | IU/1 | Class C | FINISHED GOODS | SUSHRUT™ | CHS BARREL PLATE (ASIAN), AUTO COMP. HOLES | 38MM BARREL 150DEG., 15 HOLES | 16 | No | Yes |  | No | N. A. | No | N. A. | No | Yes | No | Yes | M. L.: MFG/MD/2021/000369 |  | 1 | SUSHRUT PRODUCTS\INTERNATIONAL IMPLANTS\COMPRESSION HIP SCREW IMPLANTS\CHS BARREL PLATES, 38MM AUTO COMP HOLES | 0 | Initial issue | Y | BONE PLATES |  | 1 | No | Yes | Yes | Yes | N. A.
B0704.1515F | B0704.1515F | CHS FORGING, 16MM WIDTH, 38MM BARREL, 316L, 150DEG. UPTO 15HOLES |  | B0704.1500F | N. A. | N. A. | N. A. | N. A. | N. A. | QPF/B0704 | N. A. | N. A. | N. A. | N. A. | N. A. | PS/B0704 | 05 | 2019-08-08 | 2022-12-01 | 2019-12-01 | N. A. | B0704 | N. A. | N. A. | N. A. | SEMIFINISHED GOODS | N. A. | N. A. | N. A. | N. A. | N. A. | N. A. |  | N. A. | N. A. | N. A. | N. A. | N. A. | N. A. | N. A. | N. A. | N. A. | N. A. | 1 | SUB COMPONENTS | 0 | Initial issue | N | BONE PLATES |  | No | No | N. A. | N. A. | N. A. | N. A.
B0703 | B0704.1516 | CHS BARREL PLATE (ASIAN), S`RUT, AUTO COMP. HOLES 38MM BARREL 150DEG., 16 HOLES |  | B0703.1500 | 09 | 2018-06-07 | N. A. | N. A. | N. A. | QPF/B0703 | 03 | 2017-01-04 | N. A. | N. A. | N. A. | PS/B0703 | 04 | 2018-03-03 | 2022-12-01 | 2019-12-01 | N. A. | B0703 | TMF-1 | IU/1 | Class C | FINISHED GOODS | SUSHRUT™ | CHS BARREL PLATE (ASIAN), AUTO COMP. HOLES | 38MM BARREL 150DEG., 16 HOLES | 16 | No | Yes |  | No | N. A. | No | N. A. | No | Yes | No | Yes | M. L.: MFG/MD/2021/000369 |  | 1 | SUSHRUT PRODUCTS\INTERNATIONAL IMPLANTS\COMPRESSION HIP SCREW IMPLANTS\CHS BARREL PLATES, 38MM AUTO COMP HOLES | 0 | Initial issue | Y | BONE PLATES |  | 1 | No | Yes | Yes | Yes | N. A.
B0704.1516F | B0704.1516F | CHS FORGING, 16MM WIDTH, 38MM BARREL, 316L, 150DEG. 16HOLES |  | B0704.1500F | N. A. | N. A. | N. A. | N. A. | N. A. | QPR/B0704 | N. A. | N. A. | N. A. | N. A. | N. A. | PS/B0704 | 05 | 2019-08-08 | 2022-12-01 | 2019-12-01 | N. A. | B0704 | N. A. | N. A. | N. A. | SEMIFINISHED GOODS | N. A. | N. A. | N. A. | N. A. | N. A. | N. A. |  | N. A. | N. A. | N. A. | N. A. | N. A. | N. A. | N. A. | N. A. | N. A. | N. A. | 1 | SUB COMPONENTS | 0 | Initial issue | N | SUB COMPONENTS |  | No | No | N. A. | N. A. | N. A. | N. A.
B0704.1517F | B0704.1517F | CHS FORGING, 16MM WIDTH, 38MM BARREL, 316L, 150DEG. 17HOLES |  | B0704.1500F | N. A. | N. A. | N. A. | N. A. | N. A. | QPR/B0704 | N. A. | N. A. | N. A. | N. A. | N. A. | PS/B0704 | 05 | 2019-08-08 | 2022-12-01 | 2019-12-01 | N. A. | B0704 | N. A. | N. A. | N. A. | SEMIFINISHED GOODS | N. A. | N. A. | N. A. | N. A. | N. A. | N. A. |  | N. A. | N. A. | N. A. | N. A. | N. A. | N. A. | N. A. | N. A. | N. A. | N. A. | 1 | SUB COMPONENTS | 0 | Initial issue | N | SUB COMPONENTS |  | No | No | N. A. | N. A. | N. A. | N. A.
B0703 | B0704.1518 | CHS BARREL PLATE (ASIAN), S`RUT, AUTO COMP. HOLES 38MM BARREL 150DEG., 18 HOLES |  | B0703.1500 | 09 | 2018-06-07 | N. A. | N. A. | N. A. | QPF/B0703 | 03 | 2017-01-04 | N. A. | N. A. | N. A. | PS/B0703 | 04 | 2018-03-03 | 2022-12-01 | 2019-12-01 | N. A. | B0703 | TMF-1 | IU/1 | Class C | FINISHED GOODS | SUSHRUT™ | CHS BARREL PLATE (ASIAN), AUTO COMP. HOLES | 38MM BARREL 150DEG., 18 HOLES | 16 | No | Yes |  | No | N. A. | No | N. A. | No | Yes | No | Yes | M. L.: MFG/MD/2021/000369 |  | 1 | SUSHRUT PRODUCTS\INTERNATIONAL IMPLANTS\COMPRESSION HIP SCREW IMPLANTS\CHS BARREL PLATES, 38MM AUTO COMP HOLES | 0 | Initial issue | Y | BONE PLATES |  | 1 | No | Yes | Yes | Yes | N. A.
B0704.1518F | B0704.1518F | CHS FORGING, 16MM WIDTH, 38MM BARREL, 316L, 150DEG. UPTO 18HOLES |  | B0704.1500F | N. A. | N. A. | N. A. | N. A. | N. A. | QPF/B0704 | N. A. | N. A. | N. A. | N. A. | N. A. | PS/B0704 | 05 | 2019-08-08 | 2022-12-01 | 2019-12-01 | N. A. | B0704 | N. A. | N. A. | N. A. | SEMIFINISHED GOODS | N. A. | N. A. | N. A. | N. A. | N. A. | N. A. |  | N. A. | N. A. | N. A. | N. A. | N. A. | N. A. | N. A. | N. A. | N. A. | N. A. | 1 | SUB COMPONENTS | 0 | Initial issue | N | BONE PLATES |  | No | No | N. A. | N. A. | N. A. | N. A.
B0703 | B0705.1203 | CHS BARREL PLATE (ASIAN), S`RUT, RND HOLES 25MM BARREL 120DEG., 3 HOLES |  | B0703.1200 | 07 | 2018-06-07 | N. A. | N. A. | N. A. | QPF/B0703 | 03 | 2017-01-04 | N. A. | N. A. | N. A. | PS/B0703 | 04 | 2018-03-03 | 2022-12-01 | 2019-12-01 | N. A. | B0703 | TMF-1 | IU/1 | Class C | FINISHED GOODS | SUSHRUT™ | CHS BARREL PLATE (ASIAN), RND HOLES | 25MM BARREL 120DEG., 3 HOLES | 16 | No | Yes |  | No | N. A. | No | N. A. | No | Yes | No | Yes | M. L.: MFG/MD/2021/000369 |  | 1 | SUSHRUT PRODUCTS\INTERNATIONAL IMPLANTS\COMPRESSION HIP SCREW IMPLANTS\CHS BARREL PLATES, 25MM ROUND HOLES | 0.0625 | Initial issue | Y | BONE PLATES |  | 1 | No | Yes | Yes | Yes | N. A.
B0703 | B0705.1204 | CHS BARREL PLATE (ASIAN), S`RUT, RND HOLES 25MM BARREL 120DEG., 4 HOLES |  | B0703.1200 | 07 | 2018-06-07 | N. A. | N. A. | N. A. | QPF/B0703 | 03 | 2017-01-04 | N. A. | N. A. | N. A. | PS/B0703 | 04 | 2018-03-03 | 2022-12-01 | 2019-12-01 | N. A. | B0703 | TMF-1 | IU/1 | Class C | FINISHED GOODS | SUSHRUT™ | CHS BARREL PLATE (ASIAN), RND HOLES | 25MM BARREL 120DEG., 4 HOLES | 16 | No | Yes |  | No | N. A. | No | N. A. | No | Yes | No | Yes | M. L.: MFG/MD/2021/000369 |  | 1 | SUSHRUT PRODUCTS\INTERNATIONAL IMPLANTS\COMPRESSION HIP SCREW IMPLANTS\CHS BARREL PLATES, 25MM ROUND HOLES | 0 | Initial issue | Y | BONE PLATES |  | 1 | No | Yes | Yes | Yes | N. A.
B0703 | B0705.1205 | CHS BARREL PLATE (ASIAN), S`RUT, RND HOLES 25MM BARREL 120DEG., 5 HOLES |  | B0703.1200 | 07 | 2018-06-07 | N. A. | N. A. | N. A. | QPF/B0703 | 03 | 2017-01-04 | N. A. | N. A. | N. A. | PS/B0703 | 04 | 2018-03-03 | 2022-12-01 | 2019-12-01 | N. A. | B0703 | TMF-1 | IU/1 | Class C | FINISHED GOODS | SUSHRUT™ | CHS BARREL PLATE (ASIAN), RND HOLES | 25MM BARREL 120DEG., 5 HOLES | 16 | No | Yes |  | No | N. A. | No | N. A. | No | Yes | No | Yes | M. L.: MFG/MD/2021/000369 |  | 1 | SUSHRUT PRODUCTS\INTERNATIONAL IMPLANTS\COMPRESSION HIP SCREW IMPLANTS\CHS BARREL PLATES, 25MM ROUND HOLES | 0.0724 | Initial issue | Y | BONE PLATES |  | 1 | No | Yes | Yes | Yes | N. A.
B0703 | B0705.1206 | CHS BARREL PLATE (ASIAN), S`RUT, RND HOLES 25MM BARREL 120DEG., 6 HOLES |  | B0703.1200 | 07 | 2018-06-07 | N. A. | N. A. | N. A. | QPF/B0703 | 03 | 2017-01-04 | N. A. | N. A. | N. A. | PS/B0703 | 04 | 2018-03-03 | 2022-12-01 | 2019-12-01 | N. A. | B0703 | TMF-1 | IU/1 | Class C | FINISHED GOODS | SUSHRUT™ | CHS BARREL PLATE (ASIAN), RND HOLES | 25MM BARREL 120DEG., 6 HOLES | 16 | No | Yes |  | No | N. A. | No | N. A. | No | Yes | No | Yes | M. L.: MFG/MD/2021/000369 |  | 1 | SUSHRUT PRODUCTS\INTERNATIONAL IMPLANTS\COMPRESSION HIP SCREW IMPLANTS\CHS BARREL PLATES, 25MM ROUND HOLES | 0 | Initial issue | N | BONE PLATES |  | 1 | No | Yes | Yes | Yes | N. A.
B0703 | B0705.1207 | CHS BARREL PLATE (ASIAN), S`RUT, RND HOLES 25MM BARREL 120DEG., 7 HOLES |  | B0703.1200 | 07 | 2018-06-07 | N. A. | N. A. | N. A. | QPF/B0703 | 03 | 2017-01-04 | N. A. | N. A. | N. A. | PS/B0703 | 04 | 2018-03-03 | 2022-12-01 | 2019-12-01 | N. A. | B0703 | TMF-1 | IU/1 | Class C | FINISHED GOODS | SUSHRUT™ | CHS BARREL PLATE (ASIAN), RND HOLES | 25MM BARREL 120DEG., 7 HOLES | 16 | No | Yes |  | No | N. A. | No | N. A. | No | Yes | No | Yes | M. L.: MFG/MD/2021/000369 |  | 1 | SUSHRUT PRODUCTS\INTERNATIONAL IMPLANTS\COMPRESSION HIP SCREW IMPLANTS\CHS BARREL PLATES, 25MM ROUND HOLES | 0.0949 | Initial issue | Y | BONE PLATES |  | 1 | No | Yes | Yes | Yes | N. A.
B0703 | B0705.1208 | CHS BARREL PLATE (ASIAN), S`RUT, RND HOLES 25MM BARREL 120DEG., 8 HOLES |  | B0703.1200 | 07 | 2018-06-07 | N. A. | N. A. | N. A. | QPF/B0703 | 03 | 2017-01-04 | N. A. | N. A. | N. A. | PS/B0703 | 04 | 2018-03-03 | 2022-12-01 | 2019-12-01 | N. A. | B0703 | TMF-1 | IU/1 | Class C | FINISHED GOODS | SUSHRUT™ | CHS BARREL PLATE (ASIAN), RND HOLES | 25MM BARREL 120DEG., 8 HOLES | 16 | No | Yes |  | No | N. A. | No | N. A. | No | Yes | No | Yes | M. L.: MFG/MD/2021/000369 |  | 1 | SUSHRUT PRODUCTS\INTERNATIONAL IMPLANTS\COMPRESSION HIP SCREW IMPLANTS\CHS BARREL PLATES, 25MM ROUND HOLES | 0.10153 | Initial issue | N | BONE PLATES |  | 1 | No | Yes | Yes | Yes | N. A.
B0703 | B0705.1209 | CHS BARREL PLATE (ASIAN), S`RUT, RND HOLES 25MM BARREL 120DEG., 9 HOLES |  | B0703.1200 | 07 | 2018-06-07 | N. A. | N. A. | N. A. | QPF/B0703 | 03 | 2017-01-04 | N. A. | N. A. | N. A. | PS/B0703 | 04 | 2018-03-03 | 2022-12-01 | 2019-12-01 | N. A. | B0703 | TMF-1 | IU/1 | Class C | FINISHED GOODS | SUSHRUT™ | CHS BARREL PLATE (ASIAN), RND HOLES | 25MM BARREL 120DEG., 9 HOLES | 16 | No | Yes |  | No | N. A. | No | N. A. | No | Yes | No | Yes | M. L.: MFG/MD/2021/000369 |  | 1 | SUSHRUT PRODUCTS\INTERNATIONAL IMPLANTS\COMPRESSION HIP SCREW IMPLANTS\CHS BARREL PLATES, 25MM ROUND HOLES | 0.10887 | Initial issue | N | BONE PLATES |  | 1 | No | Yes | Yes | Yes | N. A.
B0703 | B0705.1210 | CHS BARREL PLATE (ASIAN), S`RUT, RND HOLES 25MM BARREL 120DEG., 10 HOLES |  | B0703.1200 | 07 | 2018-06-07 | N. A. | N. A. | N. A. | QPF/B0703 | 03 | 2017-01-04 | N. A. | N. A. | N. A. | PS/B0703 | 04 | 2018-03-03 | 2022-12-01 | 2019-12-01 | N. A. | B0703 | TMF-1 | IU/1 | Class C | FINISHED GOODS | SUSHRUT™ | CHS BARREL PLATE (ASIAN), RND HOLES | 25MM BARREL 120DEG., 10 HOLES | 16 | No | Yes |  | No | N. A. | No | N. A. | No | Yes | No | Yes | M. L.: MFG/MD/2021/000369 |  | 1 | SUSHRUT PRODUCTS\INTERNATIONAL IMPLANTS\COMPRESSION HIP SCREW IMPLANTS\CHS BARREL PLATES, 25MM ROUND HOLES | 0.1246 | Initial issue | Y | BONE PLATES |  | 1 | No | Yes | Yes | Yes | N. A.
B0703 | B0705.1211 | CHS BARREL PLATE (ASIAN), S`RUT, RND HOLES 25MM BARREL 120DEG., 11 HOLES |  | B0703.1200 | 07 | 2018-06-07 | N. A. | N. A. | N. A. | QPF/B0703 | 03 | 2017-01-04 | N. A. | N. A. | N. A. | PS/B0703 | 04 | 2018-03-03 | 2022-12-01 | 2019-12-01 | N. A. | B0703 | TMF-1 | IU/1 | Class C | FINISHED GOODS | SUSHRUT™ | CHS BARREL PLATE (ASIAN), RND HOLES | 25MM BARREL 120DEG., 11 HOLES | 16 | No | Yes |  | No | N. A. | No | N. A. | No | Yes | No | Yes | M. L.: MFG/MD/2021/000369 |  | 1 | SUSHRUT PRODUCTS\INTERNATIONAL IMPLANTS\COMPRESSION HIP SCREW IMPLANTS\CHS BARREL PLATES, 25MM ROUND HOLES | 0 | Initial issue | Y | BONE PLATES |  | 1 | No | Yes | Yes | Yes | N. A.
B0703 | B0705.1212 | CHS BARREL PLATE (ASIAN), S`RUT, RND HOLES 25MM BARREL 120DEG., 12 HOLES |  | B0703.1200 | 07 | 2018-06-07 | N. A. | N. A. | N. A. | QPF/B0703 | 03 | 2017-01-04 | N. A. | N. A. | N. A. | PS/B0703 | 04 | 2018-03-03 | 2022-12-01 | 2019-12-01 | N. A. | B0703 | TMF-1 | IU/1 | Class C | FINISHED GOODS | SUSHRUT™ | CHS BARREL PLATE (ASIAN), RND HOLES | 25MM BARREL 120DEG., 12 HOLES | 16 | No | Yes |  | No | N. A. | No | N. A. | No | Yes | No | Yes | M. L.: MFG/MD/2021/000369 |  | 1 | SUSHRUT PRODUCTS\INTERNATIONAL IMPLANTS\COMPRESSION HIP SCREW IMPLANTS\CHS BARREL PLATES, 25MM ROUND HOLES | 0.1443 | Initial issue | Y | BONE PLATES |  | 1 | No | Yes | Yes | Yes | N. A.
B0703 | B0705.1213 | CHS BARREL PLATE (ASIAN), S`RUT, RND HOLES 25MM BARREL 120DEG., 13 HOLES |  | B0703.1200 | 07 | 2018-06-07 | N. A. | N. A. | N. A. | QPF/B0703 | 03 | 2017-01-04 | N. A. | N. A. | N. A. | PS/B0703 | 04 | 2018-03-03 | 2022-12-01 | 2019-12-01 | N. A. | B0703 | TMF-1 | IU/1 | Class C | FINISHED GOODS | SUSHRUT™ | CHS BARREL PLATE (ASIAN), RND HOLES | 25MM BARREL 120DEG., 13 HOLES | 16 | No | Yes |  | No | N. A. | No | N. A. | No | Yes | No | Yes | M. L.: MFG/MD/2021/000369 |  | 1 | SUSHRUT PRODUCTS\INTERNATIONAL IMPLANTS\COMPRESSION HIP SCREW IMPLANTS\CHS BARREL PLATES, 25MM ROUND HOLES | 0 | Initial issue | Y | BONE PLATES |  | 1 | No | Yes | Yes | Yes | N. A.
B0703 | B0705.1214 | CHS BARREL PLATE (ASIAN), S`RUT, RND HOLES 25MM BARREL 120DEG., 14 HOLES |  | B0703.1200 | 07 | 2018-06-07 | N. A. | N. A. | N. A. | QPF/B0703 | 03 | 2017-01-04 | N. A. | N. A. | N. A. | PS/B0703 | 04 | 2018-03-03 | 2022-12-01 | 2019-12-01 | N. A. | B0703 | TMF-1 | IU/1 | Class C | FINISHED GOODS | SUSHRUT™ | CHS BARREL PLATE (ASIAN), RND HOLES | 25MM BARREL 120DEG., 14 HOLES | 16 | No | Yes |  | No | N. A. | No | N. A. | No | Yes | No | Yes | M. L.: MFG/MD/2021/000369 |  | 1 | SUSHRUT PRODUCTS\INTERNATIONAL IMPLANTS\COMPRESSION HIP SCREW IMPLANTS\CHS BARREL PLATES, 25MM ROUND HOLES | 0.1677 | Initial issue | Y | BONE PLATES |  | 1 | No | Yes | Yes | Yes | N. A.
B0703 | B0705.1215 | CHS BARREL PLATE (ASIAN), S`RUT, RND HOLES 25MM BARREL 120DEG., 15 HOLES |  | B0703.1200 | 07 | 2018-06-07 | N. A. | N. A. | N. A. | QPF/B0703 | 03 | 2017-01-04 | N. A. | N. A. | N. A. | PS/B0703 | 04 | 2018-03-03 | 2022-12-01 | 2019-12-01 | N. A. | B0703 | TMF-1 | IU/1 | Class C | FINISHED GOODS | SUSHRUT™ | CHS BARREL PLATE (ASIAN), RND HOLES | 25MM BARREL 120DEG., 15 HOLES | 16 | No | Yes |  | No | N. A. | No | N. A. | No | Yes | No | Yes | M. L.: MFG/MD/2021/000369 |  | 1 | SUSHRUT PRODUCTS\INTERNATIONAL IMPLANTS\COMPRESSION HIP SCREW IMPLANTS\CHS BARREL PLATES, 25MM ROUND HOLES | 0 | Initial issue | Y | BONE PLATES |  | 1 | No | Yes | Yes | Yes | N. A.
B0703 | B0705.1216 | CHS BARREL PLATE (ASIAN), S`RUT, RND HOLES 25MM BARREL 120DEG., 16 HOLES |  | B0703.1200 | 07 | 2018-06-07 | N. A. | N. A. | N. A. | QPF/B0703 | 03 | 2017-01-04 | N. A. | N. A. | N. A. | PS/B0703 | 04 | 2018-03-03 | 2022-12-01 | 2019-12-01 | N. A. | B0703 | TMF-1 | IU/1 | Class C | FINISHED GOODS | SUSHRUT™ | CHS BARREL PLATE (ASIAN), RND HOLES | 25MM BARREL 120DEG., 16 HOLES | 16 | No | Yes |  | No | N. A. | No | N. A. | No | Yes | No | Yes | M. L.: MFG/MD/2021/000369 |  | 1 | SUSHRUT PRODUCTS\INTERNATIONAL IMPLANTS\COMPRESSION HIP SCREW IMPLANTS\CHS BARREL PLATES, 25MM ROUND HOLES | 0 | Initial issue | Y | BONE PLATES |  | 1 | No | Yes | Yes | Yes | N. A.
B0703 | B0705.1218 | CHS BARREL PLATE (ASIAN), S`RUT, RND HOLES 25MM BARREL 120DEG., 18 HOLES |  | B0703.1200 | 07 | 2018-06-07 | N. A. | N. A. | N. A. | QPF/B0703 | 03 | 2017-01-04 | N. A. | N. A. | N. A. | PS/B0703 | 04 | 2018-03-03 | 2022-12-01 | 2019-12-01 | N. A. | B0703 | TMF-1 | IU/1 | Class C | FINISHED GOODS | SUSHRUT™ | CHS BARREL PLATE (ASIAN), RND HOLES | 25MM BARREL 120DEG., 18 HOLES | 16 | No | Yes |  | No | N. A. | No | N. A. | No | Yes | No | Yes | M. L.: MFG/MD/2021/000369 |  | 1 | SUSHRUT PRODUCTS\INTERNATIONAL IMPLANTS\COMPRESSION HIP SCREW IMPLANTS\CHS BARREL PLATES, 25MM ROUND HOLES | 0 | Initial issue | Y | BONE PLATES |  | 1 | No | Yes | Yes | Yes | N. A.
B0703 | B0705.1253 | CHS BARREL PLATE (ASIAN), S`RUT, RND HOLES 25MM BARREL 125DEG., 3 HOLES |  | B0703.1250 | 07 | 2018-06-07 | N. A. | N. A. | N. A. | QPF/B0703 | 03 | 2017-01-04 | N. A. | N. A. | N. A. | PS/B0703 | 04 | 2018-03-03 | 2022-12-01 | 2019-12-01 | N. A. | B0703 | TMF-1 | IU/1 | Class C | FINISHED GOODS | SUSHRUT™ | CHS BARREL PLATE (ASIAN), RND HOLES | 25MM BARREL 125DEG., 3 HOLES | 16 | No | Yes |  | No | N. A. | No | N. A. | No | Yes | No | Yes | M. L.: MFG/MD/2021/000369 |  | 1 | SUSHRUT PRODUCTS\INTERNATIONAL IMPLANTS\COMPRESSION HIP SCREW IMPLANTS\CHS BARREL PLATES, 25MM ROUND HOLES | 0 | Initial issue | Y | BONE PLATES |  | 1 | No | Yes | Yes | Yes | N. A.
B0705 | B0705.1253s | CHS BARREL PLATE (ASIAN), S`RUT, RND HOLES 25MM BARREL 125DEG., 3 HOLES, STERILE |  | B0705.0000 | N. A. | N. A. | N. A. | N. A. | N. A. | QPF/B0705 | 03 | 2017-01-04 | N. A. | N. A. | N. A. | PS/B0705 | 04 | 2018-03-03 | 2022-12-01 | 2019-12-01 | N. A. | B0705 | TMF-1 | IU/1 | Class C | FINISHED GOODS | SUSHRUT™ | CHS BARREL PLATE (ASIAN), RND HOLES | 25MM BARREL 125DEG., 3 HOLES, STERILE | 04 | Yes | No | R | Yes | N. A. | No | N. A. | No | Yes | No | Yes | M. L.: MFG/MD/2021/000369 |  | 1 | SUSHRUT PRODUCTS\INTERNATIONAL IMPLANTS\COMPRESSION HIP SCREW IMPLANTS\CHS BARREL PLATES, 25MM ROUND HOLES | 0 | Initial issue | Y | BONE PLATES |  | 1/lot | No | Yes | Yes | No | N. A. | 125° | 3H SHORT
B0703 | B0705.1254 | CHS BARREL PLATE (ASIAN), S`RUT, RND HOLES 25MM BARREL 125DEG., 4 HOLES |  | B0703.1250 | 07 | 2018-06-07 | N. A. | N. A. | N. A. | QPF/B0703 | 03 | 2017-01-04 | N. A. | N. A. | N. A. | PS/B0703 | 04 | 2018-03-03 | 2022-12-01 | 2019-12-01 | N. A. | B0703 | TMF-1 | IU/1 | Class C | FINISHED GOODS | SUSHRUT™ | CHS BARREL PLATE (ASIAN) | RND HOLES 25MM BARREL 125DEG., 4 HOLES | 16 | No | Yes |  | No | N. A. | No | N. A. | No | Yes | No | Yes | M. L.: MFG/MD/2021/000369 |  | 1 | SUSHRUT PRODUCTS\INTERNATIONAL IMPLANTS\COMPRESSION HIP SCREW IMPLANTS\CHS BARREL PLATES, 25MM ROUND HOLES | 0 | Initial issue | Y | BONE PLATES |  | 1 | No | Yes | Yes | Yes | N. A.
B0703 | B0705.1255 | CHS BARREL PLATE (ASIAN), S`RUT, RND HOLES 25MM BARREL 125DEG., 5 HOLES |  | B0703.1250 | 07 | 2018-06-07 | N. A. | N. A. | N. A. | QPF/B0703 | 03 | 2017-01-04 | N. A. | N. A. | N. A. | PS/B0703 | 04 | 2018-03-03 | 2022-12-01 | 2019-12-01 | N. A. | B0703 | TMF-1 | IU/1 | Class C | FINISHED GOODS | SUSHRUT™ | CHS BARREL PLATE (ASIAN), RND HOLES | 25MM BARREL 125DEG., 5 HOLES | 16 | No | Yes |  | No | N. A. | No | N. A. | No | Yes | No | Yes | M. L.: MFG/MD/2021/000369 |  | 1 | SUSHRUT PRODUCTS\INTERNATIONAL IMPLANTS\COMPRESSION HIP SCREW IMPLANTS\CHS BARREL PLATES, 25MM ROUND HOLES | 0 | Initial issue | Y | BONE PLATES |  | 1 | No | Yes | Yes | Yes | N. A.
B0703 | B0705.1256 | CHS BARREL PLATE (ASIAN), S`RUT, RND HOLES 25MM BARREL 125DEG., 6 HOLES |  | B0703.1250 | 07 | 2018-06-07 | N. A. | N. A. | N. A. | QPF/B0703 | 03 | 2017-01-04 | N. A. | N. A. | N. A. | PS/B0703 | 04 | 2018-03-03 | 2022-12-01 | 2019-12-01 | N. A. | B0703 | TMF-1 | IU/1 | Class C | FINISHED GOODS | SUSHRUT™ | CHS BARREL PLATE (ASIAN), RND HOLES | 25MM BARREL 125DEG., 6 HOLES | 16 | No | Yes |  | No | N. A. | No | N. A. | No | Yes | No | Yes | M. L.: MFG/MD/2021/000369 |  | 1 | SUSHRUT PRODUCTS\INTERNATIONAL IMPLANTS\COMPRESSION HIP SCREW IMPLANTS\CHS BARREL PLATES, 25MM ROUND HOLES | 0 | Initial issue | N | BONE PLATES |  | 1 | No | Yes | Yes | Yes | N. A.
B0703 | B0705.1257 | CHS BARREL PLATE (ASIAN), S`RUT, RND HOLES 25MM BARREL 125DEG., 7 HOLES |  | B0703.1250 | 07 | 2018-06-07 | N. A. | N. A. | N. A. | QPF/B0703 | 03 | 2017-01-04 | N. A. | N. A. | N. A. | PS/B0703 | 04 | 2018-03-03 | 2022-12-01 | 2019-12-01 | N. A. | B0703 | TMF-1 | IU/1 | Class C | FINISHED GOODS | SUSHRUT™ | CHS BARREL PLATE (ASIAN), RND HOLES | 25MM BARREL 125DEG., 7 HOLES | 16 | No | Yes |  | No | N. A. | No | N. A. | No | Yes | No | Yes | M. L.: MFG/MD/2021/000369 |  | 1 | SUSHRUT PRODUCTS\INTERNATIONAL IMPLANTS\COMPRESSION HIP SCREW IMPLANTS\CHS BARREL PLATES, 25MM ROUND HOLES | 0 | Initial issue | Y | BONE PLATES |  | 1 | No | Yes | Yes | Yes | N. A.
B0703 | B0705.1258 | CHS BARREL PLATE (ASIAN), S`RUT, RND HOLES 25MM BARREL 125DEG., 8 HOLES |  | B0703.1250 | 07 | 2018-06-07 | N. A. | N. A. | N. A. | QPF/B0703 | 03 | 2017-01-04 | N. A. | N. A. | N. A. | PS/B0703 | 04 | 2018-03-03 | 2022-12-01 | 2019-12-01 | N. A. | B0703 | TMF-1 | IU/1 | Class C | FINISHED GOODS | SUSHRUT™ | CHS BARREL PLATE (ASIAN), RND HOLES | 25MM BARREL 125DEG., 8 HOLES | 16 | No | Yes |  | No | N. A. | No | N. A. | No | Yes | No | Yes | M. L.: MFG/MD/2021/000369 |  | 1 | SUSHRUT PRODUCTS\INTERNATIONAL IMPLANTS\COMPRESSION HIP SCREW IMPLANTS\CHS BARREL PLATES, 25MM ROUND HOLES | 0.1024 | Initial issue | N | BONE PLATES |  | 1 | No | Yes | Yes | Yes | N. A.
B0703 | B0705.1259 | CHS BARREL PLATE (ASIAN), S`RUT, RND HOLES 25MM BARREL 125DEG., 9 HOLES |  | B0703.1250 | 07 | 2018-06-07 | N. A. | N. A. | N. A. | QPF/B0703 | 03 | 2017-01-04 | N. A. | N. A. | N. A. | PS/B0703 | 04 | 2018-03-03 | 2022-12-01 | 2019-12-01 | N. A. | B0703 | TMF-1 | IU/1 | Class C | FINISHED GOODS | SUSHRUT™ | CHS BARREL PLATE (ASIAN), RND HOLES | 25MM BARREL 125DEG., 9 HOLES | 16 | No | Yes |  | No | N. A. | No | N. A. | No | Yes | No | Yes | M. L.: MFG/MD/2021/000369 |  | 1 | SUSHRUT PRODUCTS\INTERNATIONAL IMPLANTS\COMPRESSION HIP SCREW IMPLANTS\CHS BARREL PLATES, 25MM ROUND HOLES | 0.018343 | Initial issue | N | BONE PLATES |  | 1 | No | Yes | Yes | Yes | N. A.
B0703 | B0705.1260 | CHS BARREL PLATE (ASIAN), S`RUT, RND HOLES 25MM BARREL 125DEG., 10 HOLES |  | B0703.1250 | 07 | 2018-06-07 | N. A. | N. A. | N. A. | QPF/B0703 | 03 | 2017-01-04 | N. A. | N. A. | N. A. | PS/B0703 | 04 | 2018-03-03 | 2022-12-01 | 2019-12-01 | N. A. | B0703 | TMF-1 | IU/1 | Class C | FINISHED GOODS | SUSHRUT™ | CHS BARREL PLATE (ASIAN), RND HOLES | 25MM BARREL 125DEG., 10 HOLES | 16 | No | Yes |  | No | N. A. | No | N. A. | No | Yes | No | Yes | M. L.: MFG/MD/2021/000369 |  | 1 | SUSHRUT PRODUCTS\INTERNATIONAL IMPLANTS\COMPRESSION HIP SCREW IMPLANTS\CHS BARREL PLATES, 25MM ROUND HOLES | 0.1197 | Initial issue | Y | BONE PLATES |  | 1 | No | Yes | Yes | Yes | N. A.
B0703 | B0705.1261 | CHS BARREL PLATE (ASIAN), S`RUT, RND HOLES 25MM BARREL 125DEG., 11 HOLES |  | B0703.1250 | 07 | 2018-06-07 | N. A. | N. A. | N. A. | QPF/B0703 | 03 | 2017-01-04 | N. A. | N. A. | N. A. | PS/B0703 | 04 | 2018-03-03 | 2022-12-01 | 2019-12-01 | N. A. | B0703 | TMF-1 | IU/1 | Class C | FINISHED GOODS | SUSHRUT™ | CHS BARREL PLATE (ASIAN), RND HOLES | 25MM BARREL 125DEG., 11 HOLES | 16 | No | Yes |  | No | N. A. | No | N. A. | No | Yes | No | Yes | M. L.: MFG/MD/2021/000369 |  | 1 | SUSHRUT PRODUCTS\INTERNATIONAL IMPLANTS\COMPRESSION HIP SCREW IMPLANTS\CHS BARREL PLATES, 25MM ROUND HOLES | 0 | Initial issue | Y | BONE PLATES |  | 1 | No | Yes | Yes | Yes | N. A.
B0703 | B0705.1262 | CHS BARREL PLATE (ASIAN), S`RUT, RND HOLES 25MM BARREL 125DEG., 12 HOLES |  | B0703.1250 | 07 | 2018-06-07 | N. A. | N. A. | N. A. | QPF/B0703 | 03 | 2017-01-04 | N. A. | N. A. | N. A. | PS/B0703 | 04 | 2018-03-03 | 2022-12-01 | 2019-12-01 | N. A. | B0703 | TMF-1 | IU/1 | Class C | FINISHED GOODS | SUSHRUT™ | CHS BARREL PLATE (ASIAN), RND HOLES | 25MM BARREL 125DEG., 12 HOLES | 16 | No | Yes |  | No | N. A. | No | N. A. | No | Yes | No | Yes | M. L.: MFG/MD/2021/000369 |  | 1 | SUSHRUT PRODUCTS\INTERNATIONAL IMPLANTS\COMPRESSION HIP SCREW IMPLANTS\CHS BARREL PLATES, 25MM ROUND HOLES | 0.1377 | Initial issue | N | BONE PLATES |  | 1 | No | Yes | Yes | Yes | N. A.
B0703 | B0705.1263 | CHS BARREL PLATE (ASIAN), S`RUT, RND HOLES 25MM BARREL 125DEG., 13 HOLES |  | B0703.1250 | 07 | 2018-06-07 | N. A. | N. A. | N. A. | QPF/B0703 | 03 | 2017-01-04 | N. A. | N. A. | N. A. | PS/B0703 | 04 | 2018-03-03 | 2022-12-01 | 2019-12-01 | N. A. | B0703 | TMF-1 | IU/1 | Class C | FINISHED GOODS | SUSHRUT™ | CHS BARREL PLATE (ASIAN), RND HOLES | 25MM BARREL 125DEG., 13 HOLES | 16 | No | Yes |  | No | N. A. | No | N. A. | No | Yes | No | Yes | M. L.: MFG/MD/2021/000369 |  | 1 | SUSHRUT PRODUCTS\INTERNATIONAL IMPLANTS\COMPRESSION HIP SCREW IMPLANTS\CHS BARREL PLATES, 25MM ROUND HOLES | 0 | Initial issue | Y | BONE PLATES |  | 1 | No | Yes | Yes | Yes | N. A.
B0703 | B0705.1264 | CHS BARREL PLATE (ASIAN), S`RUT, RND HOLES 25MM BARREL 125DEG., 14 HOLES |  | B0703.1250 | 07 | 2018-06-07 | N. A. | N. A. | N. A. | QPF/B0703 | 03 | 2017-01-04 | N. A. | N. A. | N. A. | PS/B0703 | 04 | 2018-03-03 | 2022-12-01 | 2019-12-01 | N. A. | B0703 | TMF-1 | IU/1 | Class C | FINISHED GOODS | SUSHRUT™ | CHS BARREL PLATE (ASIAN), RND HOLES | 25MM BARREL 125DEG., 14 HOLES | 16 | No | Yes |  | No | N. A. | No | N. A. | No | Yes | No | Yes | M. L.: MFG/MD/2021/000369 |  | 1 | SUSHRUT PRODUCTS\INTERNATIONAL IMPLANTS\COMPRESSION HIP SCREW IMPLANTS\CHS BARREL PLATES, 25MM ROUND HOLES | 0.1623 | Initial issue | Y | BONE PLATES |  | 1 | No | Yes | Yes | Yes | N. A.
B0703 | B0705.1265 | CHS BARREL PLATE (ASIAN), S`RUT, RND HOLES 25MM BARREL 125DEG., 15 HOLES |  | B0703.1250 | 07 | 2018-06-07 | N. A. | N. A. | N. A. | QPF/B0703 | 03 | 2017-01-04 | N. A. | N. A. | N. A. | PS/B0703 | 04 | 2018-03-03 | 2022-12-01 | 2019-12-01 | N. A. | B0703 | TMF-1 | IU/1 | Class C | FINISHED GOODS | SUSHRUT™ | CHS BARREL PLATE (ASIAN), RND HOLES | 25MM BARREL 125DEG., 15 HOLES | 16 | No | Yes |  | No | N. A. | No | N. A. | No | Yes | No | Yes | M. L.: MFG/MD/2021/000369 |  | 1 | SUSHRUT PRODUCTS\INTERNATIONAL IMPLANTS\COMPRESSION HIP SCREW IMPLANTS\CHS BARREL PLATES, 25MM ROUND HOLES | 0 | Initial issue | Y | BONE PLATES |  | 1 | No | Yes | Yes | Yes | N. A.
B0703 | B0705.1266 | CHS BARREL PLATE (ASIAN), S`RUT, RND HOLES 25MM BARREL 125DEG., 16 HOLES |  | B0703.1250 | 07 | 2018-06-07 | N. A. | N. A. | N. A. | QPF/B0703 | 03 | 2017-01-04 | N. A. | N. A. | N. A. | PS/B0703 | 04 | 2018-03-03 | 2022-12-01 | 2019-12-01 | N. A. | B0703 | TMF-1 | IU/1 | Class C | FINISHED GOODS | SUSHRUT™ | CHS BARREL PLATE (ASIAN), RND HOLES | 25MM BARREL 125DEG., 16 HOLES | 16 | No | Yes |  | No | N. A. | No | N. A. | No | Yes | No | Yes | M. L.: MFG/MD/2021/000369 |  | 1 | SUSHRUT PRODUCTS\INTERNATIONAL IMPLANTS\COMPRESSION HIP SCREW IMPLANTS\CHS BARREL PLATES, 25MM ROUND HOLES | 0 | Initial issue | Y | BONE PLATES |  | 1 | No | Yes | Yes | Yes | N. A.
B0703 | B0705.1268 | CHS BARREL PLATE (ASIAN), S`RUT, RND HOLES 25MM BARREL 125DEG., 18 HOLES |  | B0703.1250 | 07 | 2018-06-07 | N. A. | N. A. | N. A. | QPF/B0703 | 03 | 2017-01-04 | N. A. | N. A. | N. A. | PS/B0703 | 04 | 2018-03-03 | 2022-12-01 | 2019-12-01 | N. A. | B0703 | TMF-1 | IU/1 | Class C | FINISHED GOODS | SUSHRUT™ | CHS BARREL PLATE (ASIAN), RND HOLES | 25MM BARREL 125DEG., 18 HOLES | 16 | No | Yes |  | No | N. A. | No | N. A. | No | Yes | No | Yes | M. L.: MFG/MD/2021/000369 |  | 1 | SUSHRUT PRODUCTS\INTERNATIONAL IMPLANTS\COMPRESSION HIP SCREW IMPLANTS\CHS BARREL PLATES, 25MM ROUND HOLES | 0 | Initial issue | Y | BONE PLATES |  | 1 | No | Yes | Yes | Yes | N. A.
B0703 | B0705.1303 | CHS BARREL PLATE (ASIAN), S`RUT, RND HOLES 25MM BARREL 130DEG., 3 HOLES |  | B0703.1300 | 07 | 2018-06-07 | N. A. | N. A. | N. A. | QPF/B0703 | 03 | 2017-01-04 | N. A. | N. A. | N. A. | PS/B0703 | 04 | 2018-03-03 | 2022-12-01 | 2019-12-01 | N. A. | B0703 | TMF-1 | IU/1 | Class C | FINISHED GOODS | SUSHRUT™ | CHS BARREL PLATE (ASIAN), RND HOLES | 25MM BARREL 130DEG., 3 HOLES | 16 | No | Yes |  | No | N. A. | No | N. A. | No | Yes | No | Yes | M. L.: MFG/MD/2021/000369 |  | 1 | SUSHRUT PRODUCTS\INTERNATIONAL IMPLANTS\COMPRESSION HIP SCREW IMPLANTS\CHS BARREL PLATES, 25MM ROUND HOLES | 0.0513 | Active as per DCR 020623 | N | BONE PLATES |  | 1 | No | Yes | Yes | Yes | N. A.
B0703 | B0705.1304 | CHS BARREL PLATE (ASIAN), S`RUT, RND HOLES 25MM BARREL 130DEG., 4 HOLES |  | B0703.1300 | 07 | 2018-06-07 | N. A. | N. A. | N. A. | QPF/B0703 | 03 | 2017-01-04 | N. A. | N. A. | N. A. | PS/B0703 | 04 | 2018-03-03 | 2022-12-01 | 2019-12-01 | N. A. | B0703 | TMF-1 | IU/1 | Class C | FINISHED GOODS | SUSHRUT™ | CHS BARREL PLATE (ASIAN), RND HOLES | 25MM BARREL 130DEG., 4 HOLES | 16 | No | Yes |  | No | N. A. | No | N. A. | No | Yes | No | Yes | M. L.: MFG/MD/2021/000369 |  | 1 | SUSHRUT PRODUCTS\INTERNATIONAL IMPLANTS\COMPRESSION HIP SCREW IMPLANTS\CHS BARREL PLATES, 25MM ROUND HOLES | 0.0649 | Active as per DCR 020623 | N | BONE PLATES |  | 1 | No | Yes | Yes | Yes | N. A.
B0703 | B0705.1305 | CHS BARREL PLATE (ASIAN), S`RUT, RND HOLES 25MM BARREL 130DEG., 5 HOLES |  | B0703.1300 | 07 | 2018-06-07 | N. A. | N. A. | N. A. | QPF/B0703 | 03 | 2017-01-04 | N. A. | N. A. | N. A. | PS/B0703 | 04 | 2018-03-03 | 2022-12-01 | 2019-12-01 | N. A. | B0703 | TMF-1 | IU/1 | Class C | FINISHED GOODS | SUSHRUT™ | CHS BARREL PLATE (ASIAN), RND HOLES | 25MM BARREL 130DEG., 5 HOLES | 16 | No | Yes |  | No | N. A. | No | N. A. | No | Yes | No | Yes | M. L.: MFG/MD/2021/000369 |  | 1 | SUSHRUT PRODUCTS\INTERNATIONAL IMPLANTS\COMPRESSION HIP SCREW IMPLANTS\CHS BARREL PLATES, 25MM ROUND HOLES | 0 | Active as per DCR 020623 | N | BONE PLATES |  | 1 | No | Yes | Yes | Yes | N. A.
B0703 | B0705.1306 | CHS BARREL PLATE (ASIAN), S`RUT, RND HOLES 25MM BARREL 130DEG., 6 HOLES |  | B0703.1300 | 07 | 2018-06-07 | N. A. | N. A. | N. A. | QPF/B0703 | 03 | 2017-01-04 | N. A. | N. A. | N. A. | PS/B0703 | 04 | 2018-03-03 | 2022-12-01 | 2019-12-01 | N. A. | B0703 | TMF-1 | IU/1 | Class C | FINISHED GOODS | SUSHRUT™ | CHS BARREL PLATE (ASIAN), RND HOLES | 25MM BARREL 130DEG., 6 HOLES | 16 | No | Yes |  | No | N. A. | No | N. A. | No | Yes | No | Yes | M. L.: MFG/MD/2021/000369 |  | 1 | SUSHRUT PRODUCTS\INTERNATIONAL IMPLANTS\COMPRESSION HIP SCREW IMPLANTS\CHS BARREL PLATES, 25MM ROUND HOLES | 0 | Initial issue | N | BONE PLATES |  | 1 | No | Yes | Yes | Yes | N. A.
B0703 | B0705.1307 | CHS BARREL PLATE (ASIAN), S`RUT, RND HOLES 25MM BARREL 130DEG., 7 HOLES |  | B0703.1300 | 07 | 2018-06-07 | N. A. | N. A. | N. A. | QPF/B0703 | 03 | 2017-01-04 | N. A. | N. A. | N. A. | PS/B0703 | 04 | 2018-03-03 | 2022-12-01 | 2019-12-01 | N. A. | B0703 | TMF-1 | IU/1 | Class C | FINISHED GOODS | SUSHRUT™ | CHS BARREL PLATE (ASIAN), RND HOLES | 25MM BARREL 130DEG., 7 HOLES | 16 | No | Yes |  | No | N. A. | No | N. A. | No | Yes | No | Yes | M. L.: MFG/MD/2021/000369 |  | 1 | SUSHRUT PRODUCTS\INTERNATIONAL IMPLANTS\COMPRESSION HIP SCREW IMPLANTS\CHS BARREL PLATES, 25MM ROUND HOLES | 0 | Initial issue | N | BONE PLATES |  | 1 | No | Yes | Yes | Yes | N. A.
B0703 | B0705.1308 | CHS BARREL PLATE (ASIAN), S`RUT, RND HOLES 25MM BARREL 130DEG., 8 HOLES |  | B0703.1300 | 07 | 2018-06-07 | N. A. | N. A. | N. A. | QPF/B0703 | 03 | 2017-01-04 | N. A. | N. A. | N. A. | PS/B0703 | 04 | 2018-03-03 | 2022-12-01 | 2019-12-01 | N. A. | B0703 | TMF-1 | IU/1 | Class C | FINISHED GOODS | SUSHRUT™ | CHS BARREL PLATE (ASIAN), RND HOLES | 25MM BARREL 130DEG., 8 HOLES | 16 | No | Yes |  | No | N. A. | No | N. A. | No | Yes | No | Yes | M. L.: MFG/MD/2021/000369 |  | 1 | SUSHRUT PRODUCTS\INTERNATIONAL IMPLANTS\COMPRESSION HIP SCREW IMPLANTS\CHS BARREL PLATES, 25MM ROUND HOLES | 0 | Initial issue | N | BONE PLATES |  | 1 | No | Yes | Yes | Yes | N. A.
B0703 | B0705.1309 | CHS BARREL PLATE (ASIAN), S`RUT, RND HOLES 25MM BARREL 130DEG., 9 HOLES |  | B0703.1300 | 07 | 2018-06-07 | N. A. | N. A. | N. A. | QPF/B0703 | 03 | 2017-01-04 | N. A. | N. A. | N. A. | PS/B0703 | 04 | 2018-03-03 | 2022-12-01 | 2019-12-01 | N. A. | B0703 | TMF-1 | IU/1 | Class C | FINISHED GOODS | SUSHRUT™ | CHS BARREL PLATE (ASIAN), RND HOLES | 25MM BARREL 130DEG., 9 HOLES | 16 | No | Yes |  | No | N. A. | No | N. A. | No | Yes | No | Yes | M. L.: MFG/MD/2021/000369 |  | 1 | SUSHRUT PRODUCTS\INTERNATIONAL IMPLANTS\COMPRESSION HIP SCREW IMPLANTS\CHS BARREL PLATES, 25MM ROUND HOLES | 0 | Initial issue | N | BONE PLATES |  | 1 | No | Yes | Yes | Yes | N. A.
B0703 | B0705.1310 | CHS BARREL PLATE (ASIAN), S`RUT, RND HOLES 25MM BARREL 130DEG., 10 HOLES |  | B0703.1300 | 07 | 2018-06-07 | N. A. | N. A. | N. A. | QPF/B0703 | 03 | 2017-01-04 | N. A. | N. A. | N. A. | PS/B0703 | 04 | 2018-03-03 | 2022-12-01 | 2019-12-01 | N. A. | B0703 | TMF-1 | IU/1 | Class C | FINISHED GOODS | SUSHRUT™ | CHS BARREL PLATE (ASIAN), RND HOLES | 25MM BARREL 130DEG., 10 HOLES | 16 | No | Yes |  | No | N. A. | No | N. A. | No | Yes | No | Yes | M. L.: MFG/MD/2021/000369 |  | 1 | SUSHRUT PRODUCTS\INTERNATIONAL IMPLANTS\COMPRESSION HIP SCREW IMPLANTS\CHS BARREL PLATES, 25MM ROUND HOLES | 0.1093 | Initial issue | Y | BONE PLATES |  | 1 | No | Yes | Yes | Yes | N. A.
B0703 | B0705.1311 | CHS BARREL PLATE (ASIAN), S`RUT, RND HOLES 25MM BARREL 130DEG., 11 HOLES |  | B0703.1300 | 07 | 2018-06-07 | N. A. | N. A. | N. A. | QPF/B0703 | 03 | 2017-01-04 | N. A. | N. A. | N. A. | PS/B0703 | 04 | 2018-03-03 | 2022-12-01 | 2019-12-01 | N. A. | B0703 | TMF-1 | IU/1 | Class C | FINISHED GOODS | SUSHRUT™ | CHS BARREL PLATE (ASIAN), RND HOLES | 25MM BARREL 130DEG., 11 HOLES | 16 | No | Yes |  | No | N. A. | No | N. A. | No | Yes | No | Yes | M. L.: MFG/MD/2021/000369 |  | 1 | SUSHRUT PRODUCTS\INTERNATIONAL IMPLANTS\COMPRESSION HIP SCREW IMPLANTS\CHS BARREL PLATES, 25MM ROUND HOLES | 0.1204 | Initial issue | N | BONE PLATES |  | 1 | No | Yes | Yes | Yes | N. A.
B0703 | B0705.1312 | CHS BARREL PLATE (ASIAN), S`RUT, RND HOLES 25MM BARREL 130DEG., 12 HOLES |  | B0703.1300 | 07 | 2018-06-07 | N. A. | N. A. | N. A. | QPF/B0703 | 03 | 2017-01-04 | N. A. | N. A. | N. A. | PS/B0703 | 04 | 2018-03-03 | 2022-12-01 | 2019-12-01 | N. A. | B0703 | TMF-1 | IU/1 | Class C | FINISHED GOODS | SUSHRUT™ | CHS BARREL PLATE (ASIAN), RND HOLES | 25MM BARREL 130DEG., 12 HOLES | 16 | No | Yes |  | No | N. A. | No | N. A. | No | Yes | No | Yes | M. L.: MFG/MD/2021/000369 |  | 1 | SUSHRUT PRODUCTS\INTERNATIONAL IMPLANTS\COMPRESSION HIP SCREW IMPLANTS\CHS BARREL PLATES, 25MM ROUND HOLES | 0 | Initial issue | Y | BONE PLATES |  | 1 | No | Yes | Yes | Yes | N. A.
B0703 | B0705.1313 | CHS BARREL PLATE (ASIAN), S`RUT, RND HOLES 25MM BARREL 130DEG., 13 HOLES |  | B0703.1300 | 07 | 2018-06-07 | N. A. | N. A. | N. A. | QPF/B0703 | 03 | 2017-01-04 | N. A. | N. A. | N. A. | PS/B0703 | 04 | 2018-03-03 | 2022-12-01 | 2019-12-01 | N. A. | B0703 | TMF-1 | IU/1 | Class C | FINISHED GOODS | SUSHRUT™ | CHS BARREL PLATE (ASIAN), RND HOLES | 25MM BARREL 130DEG., 13 HOLES | 16 | No | Yes |  | No | N. A. | No | N. A. | No | Yes | No | Yes | M. L.: MFG/MD/2021/000369 |  | 1 | SUSHRUT PRODUCTS\INTERNATIONAL IMPLANTS\COMPRESSION HIP SCREW IMPLANTS\CHS BARREL PLATES, 25MM ROUND HOLES | 0.1534 | Initial issue | Y | BONE PLATES |  | 1 | No | Yes | Yes | Yes | N. A.
B0703 | B0705.1314 | CHS BARREL PLATE (ASIAN), S`RUT, RND HOLES 25MM BARREL 130DEG., 14 HOLES |  | B0703.1300 | 07 | 2018-06-07 | N. A. | N. A. | N. A. | QPF/B0703 | 03 | 2017-01-04 | N. A. | N. A. | N. A. | PS/B0703 | 04 | 2018-03-03 | 2022-12-01 | 2019-12-01 | N. A. | B0703 | TMF-1 | IU/1 | Class C | FINISHED GOODS | SUSHRUT™ | CHS BARREL PLATE (ASIAN), RND HOLES | 25MM BARREL 130DEG., 14 HOLES | 16 | No | Yes |  | No | N. A. | No | N. A. | No | Yes | No | Yes | M. L.: MFG/MD/2021/000369 |  | 1 | SUSHRUT PRODUCTS\INTERNATIONAL IMPLANTS\COMPRESSION HIP SCREW IMPLANTS\CHS BARREL PLATES, 25MM ROUND HOLES | 0.1486 | Initial issue | Y | BONE PLATES |  | 1 | No | Yes | Yes | Yes | N. A.
B0703 | B0705.1315 | CHS BARREL PLATE (ASIAN), S`RUT, RND HOLES 25MM BARREL 130DEG., 15 HOLES |  | B0703.1300 | 07 | 2018-06-07 | N. A. | N. A. | N. A. | QPF/B0703 | 03 | 2017-01-04 | N. A. | N. A. | N. A. | PS/B0703 | 04 | 2018-03-03 | 2022-12-01 | 2019-12-01 | N. A. | B0703 | TMF-1 | IU/1 | Class C | FINISHED GOODS | SUSHRUT™ | CHS BARREL PLATE (ASIAN), RND HOLES | 25MM BARREL 130DEG., 15 HOLES | 16 | No | Yes |  | No | N. A. | No | N. A. | No | Yes | No | Yes | M. L.: MFG/MD/2021/000369 |  | 1 | SUSHRUT PRODUCTS\INTERNATIONAL IMPLANTS\COMPRESSION HIP SCREW IMPLANTS\CHS BARREL PLATES, 25MM ROUND HOLES | 0 | Initial issue | Y | BONE PLATES |  | 1 | No | Yes | Yes | Yes | N. A.
B0703 | B0705.1316 | CHS BARREL PLATE (ASIAN), S`RUT, RND HOLES 25MM BARREL 130DEG., 16 HOLES |  | B0703.1300 | 07 | 2018-06-07 | N. A. | N. A. | N. A. | QPF/B0703 | 03 | 2017-01-04 | N. A. | N. A. | N. A. | PS/B0703 | 04 | 2018-03-03 | 2022-12-01 | 2019-12-01 | N. A. | B0703 | TMF-1 | IU/1 | Class C | FINISHED GOODS | SUSHRUT™ | CHS BARREL PLATE (ASIAN), RND HOLES | 25MM BARREL 130DEG., 16 HOLES | 16 | No | Yes |  | No | N. A. | No | N. A. | No | Yes | No | Yes | M. L.: MFG/MD/2021/000369 |  | 1 | SUSHRUT PRODUCTS\INTERNATIONAL IMPLANTS\COMPRESSION HIP SCREW IMPLANTS\CHS BARREL PLATES, 25MM ROUND HOLES | 0.16965 | Initial issue | N | BONE PLATES |  | 1 | No | Yes | Yes | Yes | N. A.
B0703 | B0705.1318 | CHS BARREL PLATE (ASIAN), S`RUT, RND HOLES 25MM BARREL 130DEG., 18 HOLES |  | B0703.1300 | 07 | 2018-06-07 | N. A. | N. A. | N. A. | QPF/B0703 | 03 | 2017-01-04 | N. A. | N. A. | N. A. | PS/B0703 | 04 | 2018-03-03 | 2022-12-01 | 2019-12-01 | N. A. | B0703 | TMF-1 | IU/1 | Class C | FINISHED GOODS | SUSHRUT™ | CHS BARREL PLATE (ASIAN), RND HOLES | 25MM BARREL 130DEG., 18 HOLES | 16 | No | Yes |  | No | N. A. | No | N. A. | No | Yes | No | Yes | M. L.: MFG/MD/2021/000369 |  | 1 | SUSHRUT PRODUCTS\INTERNATIONAL IMPLANTS\COMPRESSION HIP SCREW IMPLANTS\CHS BARREL PLATES, 25MM ROUND HOLES | 0 | Initial issue | N | BONE PLATES |  | 1 | No | Yes | Yes | Yes | N. A.
B0703 | B0705.1353 | CHS BARREL PLATE (ASIAN), S`RUT, RND HOLES 25MM BARREL 135DEG., 3 HOLES |  | B0703.1350 | 07 | 2018-06-07 | N. A. | N. A. | N. A. | QPF/B0703 | 03 | 2017-01-04 | N. A. | N. A. | N. A. | PS/B0703 | 04 | 2018-03-03 | 2022-12-01 | 2019-12-01 | N. A. | B0703 | TMF-1 | IU/1 | Class C | FINISHED GOODS | SUSHRUT™ | CHS BARREL PLATE (ASIAN), RND HOLES | 25MM BARREL 135DEG., 3 HOLES | 16 | No | Yes |  | No | N. A. | No | N. A. | No | Yes | No | Yes | M. L.: MFG/MD/2021/000369 |  | 1 | SUSHRUT PRODUCTS\INTERNATIONAL IMPLANTS\COMPRESSION HIP SCREW IMPLANTS\CHS BARREL PLATES, 25MM ROUND HOLES | 0 | Initial issue | N | BONE PLATES |  | 1 | No | Yes | Yes | Yes | N. A.
B0703 | B0705.1354 | CHS BARREL PLATE (ASIAN), S`RUT, RND HOLES 25MM BARREL 135DEG., 4 HOLES |  | B0703.1350 | 07 | 2018-06-07 | N. A. | N. A. | N. A. | QPF/B0703 | 03 | 2017-01-04 | N. A. | N. A. | N. A. | PS/B0703 | 04 | 2018-03-03 | 2022-12-01 | 2019-12-01 | N. A. | B0703 | TMF-1 | IU/1 | Class C | FINISHED GOODS | SUSHRUT™ | CHS BARREL PLATE (ASIAN) | RND HOLES 25MM BARREL 135DEG., 4 HOLES | 16 | No | Yes |  | No | N. A. | No | N. A. | No | Yes | No | Yes | M. L.: MFG/MD/2021/000369 |  | 1 | SUSHRUT PRODUCTS\INTERNATIONAL IMPLANTS\COMPRESSION HIP SCREW IMPLANTS\CHS BARREL PLATES, 25MM ROUND HOLES | 0 | Initial issue | N | BONE PLATES |  | 1 | No | Yes | Yes | Yes | N. A.
B0703 | B0705.1355 | CHS BARREL PLATE (ASIAN), S`RUT, RND HOLES 25MM BARREL 135DEG., 5 HOLES |  | B0703.1350 | 07 | 2018-06-07 | N. A. | N. A. | N. A. | QPF/B0703 | 03 | 2017-01-04 | N. A. | N. A. | N. A. | PS/B0703 | 04 | 2018-03-03 | 2022-12-01 | 2019-12-01 | N. A. | B0703 | TMF-1 | IU/1 | Class C | FINISHED GOODS | SUSHRUT™ | CHS BARREL PLATE (ASIAN) | RND HOLES 25MM BARREL 135DEG., 5 HOLES | 16 | No | Yes |  | No | N. A. | No | N. A. | No | Yes | No | Yes | M. L.: MFG/MD/2021/000369 |  | 1 | SUSHRUT PRODUCTS\INTERNATIONAL IMPLANTS\COMPRESSION HIP SCREW IMPLANTS\CHS BARREL PLATES, 25MM ROUND HOLES | 0.072 | Initial issue | N | BONE PLATES |  | 1 | No | Yes | Yes | Yes | N. A.
B0703 | B0705.1356 | CHS BARREL PLATE (ASIAN), S`RUT, RND HOLES 25MM BARREL 135DEG., 6 HOLES |  | B0703.1350 | 07 | 2018-06-07 | N. A. | N. A. | N. A. | QPF/B0703 | 03 | 2017-01-04 | N. A. | N. A. | N. A. | PS/B0703 | 04 | 2018-03-03 | 2022-12-01 | 2019-12-01 | N. A. | B0703 | TMF-1 | IU/1 | Class C | FINISHED GOODS | SUSHRUT™ | CHS BARREL PLATE (ASIAN), RND HOLES | 25MM BARREL 135DEG., 6 HOLES | 16 | No | Yes |  | No | N. A. | No | N. A. | No | Yes | No | Yes | M. L.: MFG/MD/2021/000369 |  | 1 | SUSHRUT PRODUCTS\INTERNATIONAL IMPLANTS\COMPRESSION HIP SCREW IMPLANTS\CHS BARREL PLATES, 25MM ROUND HOLES | 0 | Initial issue | N | BONE PLATES |  | 1 | No | Yes | Yes | Yes | N. A.
B0703 | B0705.1357 | CHS BARREL PLATE (ASIAN), S`RUT, RND HOLES 25MM BARREL 135DEG., 7 HOLES |  | B0703.1350 | 07 | 2018-06-07 | N. A. | N. A. | N. A. | QPF/B0703 | 03 | 2017-01-04 | N. A. | N. A. | N. A. | PS/B0703 | 04 | 2018-03-03 | 2022-12-01 | 2019-12-01 | N. A. | B0703 | TMF-1 | IU/1 | Class C | FINISHED GOODS | SUSHRUT™ | CHS BARREL PLATE (ASIAN), RND HOLES | 25MM BARREL 135DEG., 7 HOLES | 16 | No | Yes |  | No | N. A. | No | N. A. | No | Yes | No | Yes | M. L.: MFG/MD/2021/000369 |  | 1 | SUSHRUT PRODUCTS\INTERNATIONAL IMPLANTS\COMPRESSION HIP SCREW IMPLANTS\CHS BARREL PLATES, 25MM ROUND HOLES | 0 | Initial issue | N | BONE PLATES |  | 1 | No | Yes | Yes | Yes | N. A.
B0703 | B0705.1358 | CHS BARREL PLATE (ASIAN), S`RUT, RND HOLES 25MM BARREL 135DEG., 8 HOLES |  | B0703.1350 | 07 | 2018-06-07 | N. A. | N. A. | N. A. | QPF/B0703 | 03 | 2017-01-04 | N. A. | N. A. | N. A. | PS/B0703 | 04 | 2018-03-03 | 2022-12-01 | 2019-12-01 | N. A. | B0703 | TMF-1 | IU/1 | Class C | FINISHED GOODS | SUSHRUT™ | CHS BARREL PLATE (ASIAN), RND HOLES | 25MM BARREL 135DEG., 8 HOLES | 16 | No | Yes |  | No | N. A. | No | N. A. | No | Yes | No | Yes | M. L.: MFG/MD/2021/000369 |  | 1 | SUSHRUT PRODUCTS\INTERNATIONAL IMPLANTS\COMPRESSION HIP SCREW IMPLANTS\CHS BARREL PLATES, 25MM ROUND HOLES | 0 | Initial issue | N | BONE PLATES |  | 1 | No | Yes | Yes | Yes | N. A.
B0703 | B0705.1359 | CHS BARREL PLATE (ASIAN), S`RUT, RND HOLES 25MM BARREL 135DEG., 9 HOLES |  | B0703.1350 | 07 | 2018-06-07 | N. A. | N. A. | N. A. | QPF/B0703 | 03 | 2017-01-04 | N. A. | N. A. | N. A. | PS/B0703 | 04 | 2018-03-03 | 2022-12-01 | 2019-12-01 | N. A. | B0703 | TMF-1 | IU/1 | Class C | FINISHED GOODS | SUSHRUT™ | CHS BARREL PLATE (ASIAN), RND HOLES | 25MM BARREL 135DEG., 9 HOLES | 16 | No | Yes |  | No | N. A. | No | N. A. | No | Yes | No | Yes | M. L.: MFG/MD/2021/000369 |  | 1 | SUSHRUT PRODUCTS\INTERNATIONAL IMPLANTS\COMPRESSION HIP SCREW IMPLANTS\CHS BARREL PLATES, 25MM ROUND HOLES | 0 | Initial issue | N | BONE PLATES |  | 1 | No | Yes | Yes | Yes | N. A.
B0703 | B0705.1360 | CHS BARREL PLATE (ASIAN), S`RUT, RND HOLES 25MM BARREL 135DEG., 10 HOLES |  | B0703.1350 | 07 | 2018-06-07 | N. A. | N. A. | N. A. | QPF/B0703 | 03 | 2017-01-04 | N. A. | N. A. | N. A. | PS/B0703 | 04 | 2018-03-03 | 2022-12-01 | 2019-12-01 | N. A. | B0703 | TMF-1 | IU/1 | Class C | FINISHED GOODS | SUSHRUT™ | CHS BARREL PLATE (ASIAN), RND HOLES | 25MM BARREL 135DEG., 10 HOLES | 16 | No | Yes |  | No | N. A. | No | N. A. | No | Yes | No | Yes | M. L.: MFG/MD/2021/000369 |  | 1 | SUSHRUT PRODUCTS\INTERNATIONAL IMPLANTS\COMPRESSION HIP SCREW IMPLANTS\CHS BARREL PLATES, 25MM ROUND HOLES | 0.1201 | Initial issue | N | BONE PLATES |  | 1 | No | Yes | Yes | Yes | N. A.
B0703 | B0705.1361 | CHS BARREL PLATE (ASIAN), S`RUT, RND HOLES 25MM BARREL 135DEG., 11 HOLES |  | B0703.1350 | 07 | 2018-06-07 | N. A. | N. A. | N. A. | QPF/B0703 | 03 | 2017-01-04 | N. A. | N. A. | N. A. | PS/B0703 | 04 | 2018-03-03 | 2022-12-01 | 2019-12-01 | N. A. | B0703 | TMF-1 | IU/1 | Class C | FINISHED GOODS | SUSHRUT™ | CHS BARREL PLATE (ASIAN), RND HOLES | 25MM BARREL 135DEG., 11 HOLES | 16 | No | Yes |  | No | N. A. | No | N. A. | No | Yes | No | Yes | M. L.: MFG/MD/2021/000369 |  | 1 | SUSHRUT PRODUCTS\INTERNATIONAL IMPLANTS\COMPRESSION HIP SCREW IMPLANTS\CHS BARREL PLATES, 25MM ROUND HOLES | 0 | Initial issue | N | BONE PLATES |  | 1 | No | Yes | Yes | Yes | N. A.
B0703 | B0705.1362 | CHS BARREL PLATE (ASIAN), S`RUT, RND HOLES 25MM BARREL 135DEG., 12 HOLES |  | B0703.1350 | 07 | 2018-06-07 | N. A. | N. A. | N. A. | QPF/B0703 | 03 | 2017-01-04 | N. A. | N. A. | N. A. | PS/B0703 | 04 | 2018-03-03 | 2022-12-01 | 2019-12-01 | N. A. | B0703 | TMF-1 | IU/1 | Class C | FINISHED GOODS | SUSHRUT™ | CHS BARREL PLATE (ASIAN), RND HOLES | 25MM BARREL 135DEG., 12 HOLES | 16 | No | Yes |  | No | N. A. | No | N. A. | No | Yes | No | Yes | M. L.: MFG/MD/2021/000369 |  | 1 | SUSHRUT PRODUCTS\INTERNATIONAL IMPLANTS\COMPRESSION HIP SCREW IMPLANTS\CHS BARREL PLATES, 25MM ROUND HOLES | 0 | Initial issue | N | BONE PLATES |  | 1 | No | Yes | Yes | Yes | N. A.
B0703 | B0705.1363 | CHS BARREL PLATE (ASIAN), S`RUT, RND HOLES 25MM BARREL 135DEG., 13 HOLES |  | B0703.1350 | 07 | 2018-06-07 | N. A. | N. A. | N. A. | QPF/B0703 | 03 | 2017-01-04 | N. A. | N. A. | N. A. | PS/B0703 | 04 | 2018-03-03 | 2022-12-01 | 2019-12-01 | N. A. | B0703 | TMF-1 | IU/1 | Class C | FINISHED GOODS | SUSHRUT™ | CHS BARREL PLATE (ASIAN), RND HOLES | 25MM BARREL 135DEG., 13 HOLES | 16 | No | Yes |  | No | N. A. | No | N. A. | No | Yes | No | Yes | M. L.: MFG/MD/2021/000369 |  | 1 | SUSHRUT PRODUCTS\INTERNATIONAL IMPLANTS\COMPRESSION HIP SCREW IMPLANTS\CHS BARREL PLATES, 25MM ROUND HOLES | 0.1454 | Initial issue | N | BONE PLATES |  | 1 | No | Yes | Yes | Yes | N. A.
B0703 | B0705.1364 | CHS BARREL PLATE (ASIAN), S`RUT, RND HOLES 25MM BARREL 135DEG., 14 HOLES |  | B0703.1350 | 07 | 2018-06-07 | N. A. | N. A. | N. A. | QPF/B0703 | 03 | 2017-01-04 | N. A. | N. A. | N. A. | PS/B0703 | 04 | 2018-03-03 | 2022-12-01 | 2019-12-01 | N. A. | B0703 | TMF-1 | IU/1 | Class C | FINISHED GOODS | SUSHRUT™ | CHS BARREL PLATE (ASIAN), RND HOLES | 25MM BARREL 135DEG., 14 HOLES | 16 | No | Yes |  | No | N. A. | No | N. A. | No | Yes | No | Yes | M. L.: MFG/MD/2021/000369 |  | 1 | SUSHRUT PRODUCTS\INTERNATIONAL IMPLANTS\COMPRESSION HIP SCREW IMPLANTS\CHS BARREL PLATES, 25MM ROUND HOLES | 0 | Initial issue | N | BONE PLATES |  | 1 | No | Yes | Yes | Yes | N. A.
B0703 | B0705.1365 | CHS BARREL PLATE (ASIAN), S`RUT, RND HOLES 25MM BARREL 135DEG., 15 HOLES |  | B0703.1350 | 07 | 2018-06-07 | N. A. | N. A. | N. A. | QPF/B0703 | 03 | 2017-01-04 | N. A. | N. A. | N. A. | PS/B0703 | 04 | 2018-03-03 | 2022-12-01 | 2019-12-01 | N. A. | B0703 | TMF-1 | IU/1 | Class C | FINISHED GOODS | SUSHRUT™ | CHS BARREL PLATE (ASIAN), RND HOLES | 25MM BARREL 135DEG., 15 HOLES | 16 | No | Yes |  | No | N. A. | No | N. A. | No | Yes | No | Yes | M. L.: MFG/MD/2021/000369 |  | 1 | SUSHRUT PRODUCTS\INTERNATIONAL IMPLANTS\COMPRESSION HIP SCREW IMPLANTS\CHS BARREL PLATES, 25MM ROUND HOLES | 0.1599 | Initial issue | N | BONE PLATES |  | 1 | No | Yes | Yes | Yes | N. A.
B0703 | B0705.1366 | CHS BARREL PLATE (ASIAN), S`RUT, RND HOLES 25MM BARREL 135DEG., 16 HOLES |  | B0703.1350 | 07 | 2018-06-07 | N. A. | N. A. | N. A. | QPF/B0703 | 03 | 2017-01-04 | N. A. | N. A. | N. A. | PS/B0703 | 04 | 2018-03-03 | 2022-12-01 | 2019-12-01 | N. A. | B0703 | TMF-1 | IU/1 | Class C | FINISHED GOODS | SUSHRUT™ | CHS BARREL PLATE (ASIAN), RND HOLES | 25MM BARREL 135DEG., 16 HOLES | 16 | No | Yes |  | No | N. A. | No | N. A. | No | Yes | No | Yes | M. L.: MFG/MD/2021/000369 |  | 1 | SUSHRUT PRODUCTS\INTERNATIONAL IMPLANTS\COMPRESSION HIP SCREW IMPLANTS\CHS BARREL PLATES, 25MM ROUND HOLES | 0 | Initial issue | Y | BONE PLATES |  | 1 | No | Yes | Yes | Yes | N. A.
B0703 | B0705.1368 | CHS BARREL PLATE (ASIAN), S`RUT, RND HOLES 25MM BARREL 135DEG., 18 HOLES |  | B0703.1350 | 07 | 2018-06-07 | N. A. | N. A. | N. A. | QPF/B0703 | 03 | 2017-01-04 | N. A. | N. A. | N. A. | PS/B0703 | 04 | 2018-03-03 | 2022-12-01 | 2019-12-01 | N. A. | B0703 | TMF-1 | IU/1 | Class C | FINISHED GOODS | SUSHRUT™ | CHS BARREL PLATE (ASIAN), RND HOLES | 25MM BARREL 135DEG., 18 HOLES | 16 | No | Yes |  | No | N. A. | No | N. A. | No | Yes | No | Yes | M. L.: MFG/MD/2021/000369 |  | 1 | SUSHRUT PRODUCTS\INTERNATIONAL IMPLANTS\COMPRESSION HIP SCREW IMPLANTS\CHS BARREL PLATES, 25MM ROUND HOLES | 0 | Initial issue | Y | BONE PLATES |  | 1 | No | Yes | Yes | Yes | N. A.
B0703 | B0705.1403 | CHS BARREL PLATE (ASIAN), S`RUT, RND HOLES 25MM BARREL 140DEG., 3 HOLES |  | B0703.1400 | N. A. | N. A. | N. A. | N. A. | N. A. | QPF/B0703 | 03 | 2017-01-04 | N. A. | N. A. | N. A. | PS/B0703 | 04 | 2018-03-03 | 2022-12-01 | 2019-12-01 | N. A. | B0703 | TMF-1 | IU/1 | Class C | FINISHED GOODS | SUSHRUT™ | CHS BARREL PLATE (ASIAN), RND HOLES | 25MM BARREL 140DEG., 3 HOLES | 16 | No | Yes |  | No | N. A. | No | N. A. | No | Yes | No | Yes | M. L.: MFG/MD/2021/000369 |  | 1 | SUSHRUT PRODUCTS\INTERNATIONAL IMPLANTS\COMPRESSION HIP SCREW IMPLANTS\CHS BARREL PLATES, 25MM ROUND HOLES | 0.0523 | Initial issue | N | BONE PLATES |  | 1 | No | Yes | Yes | Yes | N. A.
B0703 | B0705.1404 | CHS BARREL PLATE (ASIAN), S`RUT, RND HOLES 25MM BARREL 140DEG., 4 HOLES |  | B0703.1400 | N. A. | N. A. | N. A. | N. A. | N. A. | QPF/B0703 | 03 | 2017-01-04 | N. A. | N. A. | N. A. | PS/B0703 | 04 | 2018-03-03 | 2022-12-01 | 2019-12-01 | N. A. | B0703 | TMF-1 | IU/1 | Class C | FINISHED GOODS | SUSHRUT™ | CHS BARREL PLATE (ASIAN), RND HOLES | 25MM BARREL 140DEG., 4 HOLES | 16 | No | Yes |  | No | N. A. | No | N. A. | No | Yes | No | Yes | M. L.: MFG/MD/2021/000369 |  | 1 | SUSHRUT PRODUCTS\INTERNATIONAL IMPLANTS\COMPRESSION HIP SCREW IMPLANTS\CHS BARREL PLATES, 25MM ROUND HOLES | 0 | Active as per ECR E030423 | N | BONE PLATES |  | 1 | No | Yes | Yes | Yes | N. A.
B0703 | B0705.1405 | CHS BARREL PLATE (ASIAN), S`RUT, RND HOLES 25MM BARREL 140DEG., 5 HOLES |  | B0703.1400 | N. A. | N. A. | N. A. | N. A. | N. A. | QPF/B0703 | 03 | 2017-01-04 | N. A. | N. A. | N. A. | PS/B0703 | 04 | 2018-03-03 | 2022-12-01 | 2019-12-01 | N. A. | B0703 | TMF-1 | IU/1 | Class C | FINISHED GOODS | SUSHRUT™ | CHS BARREL PLATE (ASIAN), RND HOLES | 25MM BARREL 140DEG., 5 HOLES | 16 | No | Yes |  | No | N. A. | No | N. A. | No | Yes | No | Yes | M. L.: MFG/MD/2021/000369 |  | 1 | SUSHRUT PRODUCTS\INTERNATIONAL IMPLANTS\COMPRESSION HIP SCREW IMPLANTS\CHS BARREL PLATES, 25MM ROUND HOLES | 0.07675 | Active as per ECR E030423 | N | BONE PLATES |  | 1 | No | Yes | Yes | Yes | N. A.
B0703 | B0705.1406 | CHS BARREL PLATE (ASIAN), S`RUT, RND HOLES 25MM BARREL 140DEG., 6 HOLES |  | B0703.1400 | N. A. | N. A. | N. A. | N. A. | N. A. | QPF/B0703 | 03 | 2017-01-04 | N. A. | N. A. | N. A. | PS/B0703 | 04 | 2018-03-03 | 2022-12-01 | 2019-12-01 | N. A. | B0703 | TMF-1 | IU/1 | Class C | FINISHED GOODS | SUSHRUT™ | CHS BARREL PLATE (ASIAN), RND HOLES | 25MM BARREL 140DEG., 6 HOLES | 16 | No | Yes |  | No | N. A. | No | N. A. | No | Yes | No | Yes | M. L.: MFG/MD/2021/000369 |  | 1 | SUSHRUT PRODUCTS\INTERNATIONAL IMPLANTS\COMPRESSION HIP SCREW IMPLANTS\CHS BARREL PLATES, 25MM ROUND HOLES | 0.0817 | Initial issue | N | BONE PLATES |  | 1 | No | Yes | Yes | Yes | N. A.
B0703 | B0705.1407 | CHS BARREL PLATE (ASIAN), S`RUT, RND HOLES 25MM BARREL 140DEG., 7 HOLES |  | B0703.1400 | N. A. | N. A. | N. A. | N. A. | N. A. | QPF/B0703 | 03 | 2017-01-04 | N. A. | N. A. | N. A. | PS/B0703 | 04 | 2018-03-03 | 2022-12-01 | 2019-12-01 | N. A. | B0703 | TMF-1 | IU/1 | Class C | FINISHED GOODS | SUSHRUT™ | CHS BARREL PLATE (ASIAN), RND HOLES | 25MM BARREL 140DEG., 7 HOLES | 16 | No | Yes |  | No | N. A. | No | N. A. | No | Yes | No | Yes | M. L.: MFG/MD/2021/000369 |  | 1 | SUSHRUT PRODUCTS\INTERNATIONAL IMPLANTS\COMPRESSION HIP SCREW IMPLANTS\CHS BARREL PLATES, 25MM ROUND HOLES | 0.0952 | Initial issue | N | BONE PLATES |  | 1 | No | Yes | Yes | Yes | N. A.
B0703 | B0705.1408 | CHS BARREL PLATE (ASIAN), S`RUT, RND HOLES 25MM BARREL 140DEG., 8 HOLES |  | B0703.1400 | N. A. | N. A. | N. A. | N. A. | N. A. | QPF/B0703 | 03 | 2017-01-04 | N. A. | N. A. | N. A. | PS/B0703 | 04 | 2018-03-03 | 2022-12-01 | 2019-12-01 | N. A. | B0703 | TMF-1 | IU/1 | Class C | FINISHED GOODS | SUSHRUT™ | CHS BARREL PLATE (ASIAN), RND HOLES | 25MM BARREL 140DEG., 8 HOLES | 16 | No | Yes |  | No | N. A. | No | N. A. | No | Yes | No | Yes | M. L.: MFG/MD/2021/000369 |  | 1 | SUSHRUT PRODUCTS\INTERNATIONAL IMPLANTS\COMPRESSION HIP SCREW IMPLANTS\CHS BARREL PLATES, 25MM ROUND HOLES | 0.0995 | Initial issue | Y | BONE PLATES |  | 1 | No | Yes | Yes | Yes | N. A.
B0703 | B0705.1409 | CHS BARREL PLATE (ASIAN), S`RUT, RND HOLES 25MM BARREL 140DEG., 9 HOLES |  | B0703.1400 | N. A. | N. A. | N. A. | N. A. | N. A. | QPF/B0703 | 03 | 2017-01-04 | N. A. | N. A. | N. A. | PS/B0703 | 04 | 2018-03-03 | 2022-12-01 | 2019-12-01 | N. A. | B0703 | TMF-1 | IU/1 | Class C | FINISHED GOODS | SUSHRUT™ | CHS BARREL PLATE (ASIAN), RND HOLES | 25MM BARREL 140DEG., 9 HOLES | 16 | No | Yes |  | No | N. A. | No | N. A. | No | Yes | No | Yes | M. L.: MFG/MD/2021/000369 |  | 1 | SUSHRUT PRODUCTS\INTERNATIONAL IMPLANTS\COMPRESSION HIP SCREW IMPLANTS\CHS BARREL PLATES, 25MM ROUND HOLES | 0.1128 | Initial issue | N | BONE PLATES |  | 1 | No | Yes | Yes | Yes | N. A.
B0703 | B0705.1410 | CHS BARREL PLATE (ASIAN), S`RUT, RND HOLES 25MM BARREL 140DEG., 10 HOLES |  | B0703.1400 | N. A. | N. A. | N. A. | N. A. | N. A. | QPF/B0703 | 03 | 2017-01-04 | N. A. | N. A. | N. A. | PS/B0703 | 04 | 2018-03-03 | 2022-12-01 | 2019-12-01 | N. A. | B0703 | TMF-1 | IU/1 | Class C | FINISHED GOODS | SUSHRUT™ | CHS BARREL PLATE (ASIAN), RND HOLES | 25MM BARREL 140DEG., 10 HOLES | 16 | No | Yes |  | No | N. A. | No | N. A. | No | Yes | No | Yes | M. L.: MFG/MD/2021/000369 |  | 1 | SUSHRUT PRODUCTS\INTERNATIONAL IMPLANTS\COMPRESSION HIP SCREW IMPLANTS\CHS BARREL PLATES, 25MM ROUND HOLES | 0.1151 | Initial issue | N | BONE PLATES |  | 1 | No | Yes | Yes | Yes | N. A.
B0703 | B0705.1411 | CHS BARREL PLATE (ASIAN), S`RUT, RND HOLES 25MM BARREL 140DEG., 11 HOLES |  | B0703.1400 | N. A. | N. A. | N. A. | N. A. | N. A. | QPF/B0703 | 03 | 2017-01-04 | N. A. | N. A. | N. A. | PS/B0703 | 04 | 2018-03-03 | 2022-12-01 | 2019-12-01 | N. A. | B0703 | TMF-1 | IU/1 | Class C | FINISHED GOODS | SUSHRUT™ | CHS BARREL PLATE (ASIAN), RND HOLES | 25MM BARREL 140DEG., 11 HOLES | 16 | No | Yes |  | No | N. A. | No | N. A. | No | Yes | No | Yes | M. L.: MFG/MD/2021/000369 |  | 1 | SUSHRUT PRODUCTS\INTERNATIONAL IMPLANTS\COMPRESSION HIP SCREW IMPLANTS\CHS BARREL PLATES, 25MM ROUND HOLES | 0 | Initial issue | Y | BONE PLATES |  | 1 | No | Yes | Yes | Yes | N. A.
B0703 | B0705.1412 | CHS BARREL PLATE (ASIAN), S`RUT, RND HOLES 25MM BARREL 140DEG., 12 HOLES |  | B0703.1400 | N. A. | N. A. | N. A. | N. A. | N. A. | QPF/B0703 | 03 | 2017-01-04 | N. A. | N. A. | N. A. | PS/B0703 | 04 | 2018-03-03 | 2022-12-01 | 2019-12-01 | N. A. | B0703 | TMF-1 | IU/1 | Class C | FINISHED GOODS | SUSHRUT™ | CHS BARREL PLATE (ASIAN), RND HOLES | 25MM BARREL 140DEG., 12 HOLES | 16 | No | Yes |  | No | N. A. | No | N. A. | No | Yes | No | Yes | M. L.: MFG/MD/2021/000369 |  | 1 | SUSHRUT PRODUCTS\INTERNATIONAL IMPLANTS\COMPRESSION HIP SCREW IMPLANTS\CHS BARREL PLATES, 25MM ROUND HOLES | 0 | Initial issue | Y | BONE PLATES |  | 1 | No | Yes | Yes | Yes | N. A.
B0703 | B0705.1413 | CHS BARREL PLATE (ASIAN), S`RUT, RND HOLES 25MM BARREL 140DEG., 13 HOLES |  | B0703.1400 | N. A. | N. A. | N. A. | N. A. | N. A. | QPF/B0703 | 03 | 2017-01-04 | N. A. | N. A. | N. A. | PS/B0703 | 04 | 2018-03-03 | 2022-12-01 | 2019-12-01 | N. A. | B0703 | TMF-1 | IU/1 | Class C | FINISHED GOODS | SUSHRUT™ | CHS BARREL PLATE (ASIAN), RND HOLES | 25MM BARREL 140DEG., 13 HOLES | 16 | No | Yes |  | No | N. A. | No | N. A. | No | Yes | No | Yes | M. L.: MFG/MD/2021/000369 |  | 1 | SUSHRUT PRODUCTS\INTERNATIONAL IMPLANTS\COMPRESSION HIP SCREW IMPLANTS\CHS BARREL PLATES, 25MM ROUND HOLES | 0 | Initial issue | Y | BONE PLATES |  | 1 | No | Yes | Yes | Yes | N. A.
B0703 | B0705.1414 | CHS BARREL PLATE (ASIAN), S`RUT, RND HOLES 25MM BARREL 140DEG., 14 HOLES |  | B0703.1400 | N. A. | N. A. | N. A. | N. A. | N. A. | QPF/B0703 | 03 | 2017-01-04 | N. A. | N. A. | N. A. | PS/B0703 | 04 | 2018-03-03 | 2022-12-01 | 2019-12-01 | N. A. | B0703 | TMF-1 | IU/1 | Class C | FINISHED GOODS | SUSHRUT™ | CHS BARREL PLATE (ASIAN), RND HOLES | 25MM BARREL 140DEG., 14 HOLES | 16 | No | Yes |  | No | N. A. | No | N. A. | No | Yes | No | Yes | M. L.: MFG/MD/2021/000369 |  | 1 | SUSHRUT PRODUCTS\INTERNATIONAL IMPLANTS\COMPRESSION HIP SCREW IMPLANTS\CHS BARREL PLATES, 25MM ROUND HOLES | 0 | Initial issue | Y | BONE PLATES |  | 1 | No | Yes | Yes | Yes | N. A.
B0703 | B0705.1415 | CHS BARREL PLATE (ASIAN), S`RUT, RND HOLES 25MM BARREL 140DEG., 15 HOLES |  | B0703.1400 | N. A. | N. A. | N. A. | N. A. | N. A. | QPF/B0703 | 03 | 2017-01-04 | N. A. | N. A. | N. A. | PS/B0703 | 04 | 2018-03-03 | 2022-12-01 | 2019-12-01 | N. A. | B0703 | TMF-1 | IU/1 | Class C | FINISHED GOODS | SUSHRUT™ | CHS BARREL PLATE (ASIAN), RND HOLES | 25MM BARREL 140DEG., 15 HOLES | 16 | No | Yes |  | No | N. A. | No | N. A. | No | Yes | No | Yes | M. L.: MFG/MD/2021/000369 |  | 1 | SUSHRUT PRODUCTS\INTERNATIONAL IMPLANTS\COMPRESSION HIP SCREW IMPLANTS\CHS BARREL PLATES, 25MM ROUND HOLES | 0 | Initial issue | Y | BONE PLATES |  | 1 | No | Yes | Yes | Yes | N. A.
B0703 | B0705.1416 | CHS BARREL PLATE (ASIAN), S`RUT, RND HOLES 25MM BARREL 140DEG., 16 HOLES |  | B0703.1400 | N. A. | N. A. | N. A. | N. A. | N. A. | QPF/B0703 | 03 | 2017-01-04 | N. A. | N. A. | N. A. | PS/B0703 | 04 | 2018-03-03 | 2022-12-01 | 2019-12-01 | N. A. | B0703 | TMF-1 | IU/1 | Class C | FINISHED GOODS | SUSHRUT™ | CHS BARREL PLATE (ASIAN), RND HOLES | 25MM BARREL 140DEG., 16 HOLES | 16 | No | Yes |  | No | N. A. | No | N. A. | No | Yes | No | Yes | M. L.: MFG/MD/2021/000369 |  | 1 | SUSHRUT PRODUCTS\INTERNATIONAL IMPLANTS\COMPRESSION HIP SCREW IMPLANTS\CHS BARREL PLATES, 25MM ROUND HOLES | 0 | Initial issue | Y | BONE PLATES |  | 1 | No | Yes | Yes | Yes | N. A.
B0703 | B0705.1418 | CHS BARREL PLATE (ASIAN), S`RUT, RND HOLES 25MM BARREL 140DEG., 18 HOLES |  | B0703.1400 | N. A. | N. A. | N. A. | N. A. | N. A. | QPF/B0703 | 03 | 2017-01-04 | N. A. | N. A. | N. A. | PS/B0703 | 04 | 2018-03-03 | 2022-12-01 | 2019-12-01 | N. A. | B0703 | TMF-1 | IU/1 | Class C | FINISHED GOODS | SUSHRUT™ | CHS BARREL PLATE (ASIAN), RND HOLES | 25MM BARREL 140DEG., 18 HOLES | 16 | No | Yes |  | No | N. A. | No | N. A. | No | Yes | No | Yes | M. L.: MFG/MD/2021/000369 |  | 1 | SUSHRUT PRODUCTS\INTERNATIONAL IMPLANTS\COMPRESSION HIP SCREW IMPLANTS\CHS BARREL PLATES, 25MM ROUND HOLES | 0 | Initial issue | Y | BONE PLATES |  | 1 | No | Yes | Yes | Yes | N. A.
B0703 | B0705.1453 | CHS BARREL PLATE (ASIAN), S`RUT, RND HOLES 25MM BARREL 145DEG., 3 HOLES |  | B0703.1450 | 07 | 2018-06-07 | N. A. | N. A. | N. A. | QPF/B0703 | 03 | 2017-01-04 | N. A. | N. A. | N. A. | PS/B0703 | 04 | 2018-03-03 | 2022-12-01 | 2019-12-01 | N. A. | B0703 | TMF-1 | IU/1 | Class C | FINISHED GOODS | SUSHRUT™ | CHS BARREL PLATE (ASIAN), RND HOLES | 25MM BARREL 145DEG., 3 HOLES | 16 | No | Yes |  | No | N. A. | No | N. A. | No | Yes | No | Yes | M. L.: MFG/MD/2021/000369 |  | 1 | SUSHRUT PRODUCTS\INTERNATIONAL IMPLANTS\COMPRESSION HIP SCREW IMPLANTS\CHS BARREL PLATES, 25MM ROUND HOLES | 0.0507 | Initial issue | N | BONE PLATES |  | 1 | No | Yes | Yes | Yes | N. A.
B0703 | B0705.1454 | CHS BARREL PLATE (ASIAN), S`RUT, RND HOLES 25MM BARREL 145DEG., 4 HOLES |  | B0703.1450 | 07 | 2018-06-07 | N. A. | N. A. | N. A. | QPF/B0703 | 03 | 2017-01-04 | N. A. | N. A. | N. A. | PS/B0703 | 04 | 2018-03-03 | 2022-12-01 | 2019-12-01 | N. A. | B0703 | TMF-1 | IU/1 | Class C | FINISHED GOODS | SUSHRUT™ | CHS BARREL PLATE (ASIAN), RND HOLES | 25MM BARREL 145DEG., 4 HOLES | 16 | No | Yes |  | No | N. A. | No | N. A. | No | Yes | No | Yes | M. L.: MFG/MD/2021/000369 |  | 1 | SUSHRUT PRODUCTS\INTERNATIONAL IMPLANTS\COMPRESSION HIP SCREW IMPLANTS\CHS BARREL PLATES, 25MM ROUND HOLES | 0.0652 | Initial issue | N | BONE PLATES |  | 1 | No | Yes | Yes | Yes | N. A.
B0703 | B0705.1455 | CHS BARREL PLATE (ASIAN), S`RUT, RND HOLES 25MM BARREL 145DEG., 5 HOLES |  | B0703.1450 | 07 | 2018-06-07 | N. A. | N. A. | N. A. | QPF/B0703 | 03 | 2017-01-04 | N. A. | N. A. | N. A. | PS/B0703 | 04 | 2018-03-03 | 2022-12-01 | 2019-12-01 | N. A. | B0703 | TMF-1 | IU/1 | Class C | FINISHED GOODS | SUSHRUT™ | CHS BARREL PLATE (ASIAN), RND HOLES | 25MM BARREL 145DEG., 5 HOLES | 16 | No | Yes |  | No | N. A. | No | N. A. | No | Yes | No | Yes | M. L.: MFG/MD/2021/000369 |  | 1 | SUSHRUT PRODUCTS\INTERNATIONAL IMPLANTS\COMPRESSION HIP SCREW IMPLANTS\CHS BARREL PLATES, 25MM ROUND HOLES | 0.0752 | Initial issue | Y | BONE PLATES |  | 1 | No | Yes | Yes | Yes | N. A.
B0703 | B0705.1456 | CHS BARREL PLATE (ASIAN), S`RUT, RND HOLES 25MM BARREL 145DEG., 6 HOLES |  | B0703.1450 | 07 | 2018-06-07 | N. A. | N. A. | N. A. | QPF/B0703 | 03 | 2017-01-04 | N. A. | N. A. | N. A. | PS/B0703 | 04 | 2018-03-03 | 2022-12-01 | 2019-12-01 | N. A. | B0703 | TMF-1 | IU/1 | Class C | FINISHED GOODS | SUSHRUT™ | CHS BARREL PLATE (ASIAN), RND HOLES | 25MM BARREL 145DEG., 6 HOLES | 16 | No | Yes |  | No | N. A. | No | N. A. | No | Yes | No | Yes | M. L.: MFG/MD/2021/000369 |  | 1 | SUSHRUT PRODUCTS\INTERNATIONAL IMPLANTS\COMPRESSION HIP SCREW IMPLANTS\CHS BARREL PLATES, 25MM ROUND HOLES | 0.0795 | Initial issue | N | BONE PLATES |  | 1 | No | Yes | Yes | Yes | N. A.
B0703 | B0705.1457 | CHS BARREL PLATE (ASIAN), S`RUT, RND HOLES 25MM BARREL 145DEG., 7 HOLES |  | B0703.1450 | 07 | 2018-06-07 | N. A. | N. A. | N. A. | QPF/B0703 | 03 | 2017-01-04 | N. A. | N. A. | N. A. | PS/B0703 | 04 | 2018-03-03 | 2022-12-01 | 2019-12-01 | N. A. | B0703 | TMF-1 | IU/1 | Class C | FINISHED GOODS | SUSHRUT™ | CHS BARREL PLATE (ASIAN), RND HOLES | 25MM BARREL 145DEG., 7 HOLES | 16 | No | Yes |  | No | N. A. | No | N. A. | No | Yes | No | Yes | M. L.: MFG/MD/2021/000369 |  | 1 | SUSHRUT PRODUCTS\INTERNATIONAL IMPLANTS\COMPRESSION HIP SCREW IMPLANTS\CHS BARREL PLATES, 25MM ROUND HOLES | 0 | Initial issue | N | BONE PLATES |  | 1 | No | Yes | Yes | Yes | N. A.
B0703 | B0705.1458 | CHS BARREL PLATE (ASIAN), S`RUT, RND HOLES 25MM BARREL 145DEG., 8 HOLES |  | B0703.1450 | 07 | 2018-06-07 | N. A. | N. A. | N. A. | QPF/B0703 | 03 | 2017-01-04 | N. A. | N. A. | N. A. | PS/B0703 | 04 | 2018-03-03 | 2022-12-01 | 2019-12-01 | N. A. | B0703 | TMF-1 | IU/1 | Class C | FINISHED GOODS | SUSHRUT™ | CHS BARREL PLATE (ASIAN), RND HOLES | 25MM BARREL 145DEG., 8 HOLES | 16 | No | Yes |  | No | N. A. | No | N. A. | No | Yes | No | Yes | M. L.: MFG/MD/2021/000369 |  | 1 | SUSHRUT PRODUCTS\INTERNATIONAL IMPLANTS\COMPRESSION HIP SCREW IMPLANTS\CHS BARREL PLATES, 25MM ROUND HOLES | 0.1073 | Initial issue | N | BONE PLATES |  | 1 | No | Yes | Yes | Yes | N. A.
B0703 | B0705.1459 | CHS BARREL PLATE (ASIAN), S`RUT, RND HOLES 25MM BARREL 145DEG., 9 HOLES |  | B0703.1450 | 07 | 2018-06-07 | N. A. | N. A. | N. A. | QPF/B0703 | 03 | 2017-01-04 | N. A. | N. A. | N. A. | PS/B0703 | 04 | 2018-03-03 | 2022-12-01 | 2019-12-01 | N. A. | B0703 | TMF-1 | IU/1 | Class C | FINISHED GOODS | SUSHRUT™ | CHS BARREL PLATE (ASIAN), RND HOLES | 25MM BARREL 145DEG., 9 HOLES | 16 | No | Yes |  | No | N. A. | No | N. A. | No | Yes | No | Yes | M. L.: MFG/MD/2021/000369 |  | 1 | SUSHRUT PRODUCTS\INTERNATIONAL IMPLANTS\COMPRESSION HIP SCREW IMPLANTS\CHS BARREL PLATES, 25MM ROUND HOLES | 0.1056 | Initial issue | N | BONE PLATES |  | 1 | No | Yes | Yes | Yes | N. A.
B0703 | B0705.1460 | CHS BARREL PLATE (ASIAN), S`RUT, RND HOLES 25MM BARREL 145DEG., 10 HOLES |  | B0703.1450 | 07 | 2018-06-07 | N. A. | N. A. | N. A. | QPF/B0703 | 03 | 2017-01-04 | N. A. | N. A. | N. A. | PS/B0703 | 04 | 2018-03-03 | 2022-12-01 | 2019-12-01 | N. A. | B0703 | TMF-1 | IU/1 | Class C | FINISHED GOODS | SUSHRUT™ | CHS BARREL PLATE (ASIAN), RND HOLES | 25MM BARREL 145DEG., 10 HOLES | 16 | No | Yes |  | No | N. A. | No | N. A. | No | Yes | No | Yes | M. L.: MFG/MD/2021/000369 |  | 1 | SUSHRUT PRODUCTS\INTERNATIONAL IMPLANTS\COMPRESSION HIP SCREW IMPLANTS\CHS BARREL PLATES, 25MM ROUND HOLES | 0 | Initial issue | N | BONE PLATES |  | 1 | No | Yes | Yes | Yes | N. A.
B0703 | B0705.1461 | CHS BARREL PLATE (ASIAN), S`RUT, RND HOLES 25MM BARREL 145DEG., 11 HOLES |  | B0703.1450 | 07 | 2018-06-07 | N. A. | N. A. | N. A. | QPF/B0703 | 03 | 2017-01-04 | N. A. | N. A. | N. A. | PS/B0703 | 04 | 2018-03-03 | 2022-12-01 | 2019-12-01 | N. A. | B0703 | TMF-1 | IU/1 | Class C | FINISHED GOODS | SUSHRUT™ | CHS BARREL PLATE (ASIAN), RND HOLES | 25MM BARREL 145DEG., 11 HOLES | 16 | No | Yes |  | No | N. A. | No | N. A. | No | Yes | No | Yes | M. L.: MFG/MD/2021/000369 |  | 1 | SUSHRUT PRODUCTS\INTERNATIONAL IMPLANTS\COMPRESSION HIP SCREW IMPLANTS\CHS BARREL PLATES, 25MM ROUND HOLES | 0 | Initial issue | Y | BONE PLATES |  | 1 | No | Yes | Yes | Yes | N. A.
B0703 | B0705.1462 | CHS BARREL PLATE (ASIAN), S`RUT, RND HOLES 25MM BARREL 145DEG., 12 HOLES |  | B0703.1450 | 07 | 2018-06-07 | N. A. | N. A. | N. A. | QPF/B0703 | 03 | 2017-01-04 | N. A. | N. A. | N. A. | PS/B0703 | 04 | 2018-03-03 | 2022-12-01 | 2019-12-01 | N. A. | B0703 | TMF-1 | IU/1 | Class C | FINISHED GOODS | SUSHRUT™ | CHS BARREL PLATE (ASIAN), RND HOLES | 25MM BARREL 145DEG., 12 HOLES | 16 | No | Yes |  | No | N. A. | No | N. A. | No | Yes | No | Yes | M. L.: MFG/MD/2021/000369 |  | 1 | SUSHRUT PRODUCTS\INTERNATIONAL IMPLANTS\COMPRESSION HIP SCREW IMPLANTS\CHS BARREL PLATES, 25MM ROUND HOLES | 0 | Initial issue | Y | BONE PLATES |  | 1 | No | Yes | Yes | Yes | N. A.
B0703 | B0705.1463 | CHS BARREL PLATE (ASIAN), S`RUT, RND HOLES 25MM BARREL 145DEG., 13 HOLES |  | B0703.1450 | 07 | 2018-06-07 | N. A. | N. A. | N. A. | QPF/B0703 | 03 | 2017-01-04 | N. A. | N. A. | N. A. | PS/B0703 | 04 | 2018-03-03 | 2022-12-01 | 2019-12-01 | N. A. | B0703 | TMF-1 | IU/1 | Class C | FINISHED GOODS | SUSHRUT™ | CHS BARREL PLATE (ASIAN), RND HOLES | 25MM BARREL 145DEG., 13 HOLES | 16 | No | Yes |  | No | N. A. | No | N. A. | No | Yes | No | Yes | M. L.: MFG/MD/2021/000369 |  | 1 | SUSHRUT PRODUCTS\INTERNATIONAL IMPLANTS\COMPRESSION HIP SCREW IMPLANTS\CHS BARREL PLATES, 25MM ROUND HOLES | 0 | Initial issue | Y | BONE PLATES |  | 1 | No | Yes | Yes | Yes | N. A.
B0703 | B0705.1464 | CHS BARREL PLATE (ASIAN), S`RUT, RND HOLES 25MM BARREL 145DEG., 14 HOLES |  | B0703.1450 | 07 | 2018-06-07 | N. A. | N. A. | N. A. | QPF/B0703 | 03 | 2017-01-04 | N. A. | N. A. | N. A. | PS/B0703 | 04 | 2018-03-03 | 2022-12-01 | 2019-12-01 | N. A. | B0703 | TMF-1 | IU/1 | Class C | FINISHED GOODS | SUSHRUT™ | CHS BARREL PLATE (ASIAN), RND HOLES | 25MM BARREL 145DEG., 14 HOLES | 16 | No | Yes |  | No | N. A. | No | N. A. | No | Yes | No | Yes | M. L.: MFG/MD/2021/000369 |  | 1 | SUSHRUT PRODUCTS\INTERNATIONAL IMPLANTS\COMPRESSION HIP SCREW IMPLANTS\CHS BARREL PLATES, 25MM ROUND HOLES | 0 | Initial issue | Y | BONE PLATES |  | 1 | No | Yes | Yes | Yes | N. A.
B0703 | B0705.1465 | CHS BARREL PLATE (ASIAN), S`RUT, RND HOLES 25MM BARREL 145DEG., 15 HOLES |  | B0703.1450 | 07 | 2018-06-07 | N. A. | N. A. | N. A. | QPF/B0703 | 03 | 2017-01-04 | N. A. | N. A. | N. A. | PS/B0703 | 04 | 2018-03-03 | 2022-12-01 | 2019-12-01 | N. A. | B0703 | TMF-1 | IU/1 | Class C | FINISHED GOODS | SUSHRUT™ | CHS BARREL PLATE (ASIAN), RND HOLES | 25MM BARREL 145DEG., 15 HOLES | 16 | No | Yes |  | No | N. A. | No | N. A. | No | Yes | No | Yes | M. L.: MFG/MD/2021/000369 |  | 1 | SUSHRUT PRODUCTS\INTERNATIONAL IMPLANTS\COMPRESSION HIP SCREW IMPLANTS\CHS BARREL PLATES, 25MM ROUND HOLES | 0 | Initial issue | Y | BONE PLATES |  | 1 | No | Yes | Yes | Yes | N. A.
B0703 | B0705.1466 | CHS BARREL PLATE (ASIAN), S`RUT, RND HOLES 25MM BARREL 145DEG., 16 HOLES |  | B0703.1450 | 07 | 2018-06-07 | N. A. | N. A. | N. A. | QPF/B0703 | 03 | 2017-01-04 | N. A. | N. A. | N. A. | PS/B0703 | 04 | 2018-03-03 | 2022-12-01 | 2019-12-01 | N. A. | B0703 | TMF-1 | IU/1 | Class C | FINISHED GOODS | SUSHRUT™ | CHS BARREL PLATE (ASIAN), RND HOLES | 25MM BARREL 145DEG., 16 HOLES | 16 | No | Yes |  | No | N. A. | No | N. A. | No | Yes | No | Yes | M. L.: MFG/MD/2021/000369 |  | 1 | SUSHRUT PRODUCTS\INTERNATIONAL IMPLANTS\COMPRESSION HIP SCREW IMPLANTS\CHS BARREL PLATES, 25MM ROUND HOLES | 0 | Initial issue | Y | BONE PLATES |  | 1 | No | Yes | Yes | Yes | N. A.
B0703 | B0705.1468 | CHS BARREL PLATE (ASIAN), S`RUT, RND HOLES 25MM BARREL 145DEG., 18 HOLES |  | B0703.1450 | 07 | 2018-06-07 | N. A. | N. A. | N. A. | QPF/B0703 | 03 | 2017-01-04 | N. A. | N. A. | N. A. | PS/B0703 | 04 | 2018-03-03 | 2022-12-01 | 2019-12-01 | N. A. | B0703 | TMF-1 | IU/1 | Class C | FINISHED GOODS | SUSHRUT™ | CHS BARREL PLATE (ASIAN), RND HOLES | 25MM BARREL 145DEG., 18 HOLES | 16 | No | Yes |  | No | N. A. | No | N. A. | No | Yes | No | Yes | M. L.: MFG/MD/2021/000369 |  | 1 | SUSHRUT PRODUCTS\INTERNATIONAL IMPLANTS\COMPRESSION HIP SCREW IMPLANTS\CHS BARREL PLATES, 25MM ROUND HOLES | 0 | Initial issue | Y | BONE PLATES |  | 1 | No | Yes | Yes | Yes | N. A.
B0703 | B0705.1503 | CHS BARREL PLATE (ASIAN), S`RUT, RND HOLES 25MM BARREL 150DEG., 3 HOLES |  | B0703.1500 | 09 | 2018-06-07 | N. A. | N. A. | N. A. | QPF/B0703 | 03 | 2017-01-04 | N. A. | N. A. | N. A. | PS/B0703 | 04 | 2018-03-03 | 2022-12-01 | 2019-12-01 | N. A. | B0703 | TMF-1 | IU/1 | Class C | FINISHED GOODS | SUSHRUT™ | CHS BARREL PLATE (ASIAN), RND HOLES | 25MM BARREL 150DEG., 3 HOLES | 16 | No | Yes |  | No | N. A. | No | N. A. | No | Yes | No | Yes | M. L.: MFG/MD/2021/000369 |  | 1 | SUSHRUT PRODUCTS\INTERNATIONAL IMPLANTS\COMPRESSION HIP SCREW IMPLANTS\CHS BARREL PLATES, 25MM ROUND HOLES | 0.048 | Initial issue | N | BONE PLATES |  | 1 | No | Yes | Yes | Yes | N. A.
B0703 | B0705.1504 | CHS BARREL PLATE (ASIAN), S`RUT, RND HOLES 25MM BARREL 150DEG., 4 HOLES |  | B0703.1500 | 09 | 2018-06-07 | N. A. | N. A. | N. A. | QPF/B0703 | 03 | 2017-01-04 | N. A. | N. A. | N. A. | PS/B0703 | 04 | 2018-03-03 | 2022-12-01 | 2019-12-01 | N. A. | B0703 | TMF-1 | IU/1 | Class C | FINISHED GOODS | SUSHRUT™ | CHS BARREL PLATE (ASIAN), RND HOLES | 25MM BARREL 150DEG., 4 HOLES | 16 | No | Yes |  | No | N. A. | No | N. A. | No | Yes | No | Yes | M. L.: MFG/MD/2021/000369 |  | 1 | SUSHRUT PRODUCTS\INTERNATIONAL IMPLANTS\COMPRESSION HIP SCREW IMPLANTS\CHS BARREL PLATES, 25MM ROUND HOLES | 0 | Initial issue | N | BONE PLATES |  | 1 | No | Yes | Yes | Yes | N. A.
B0703 | B0705.1505 | CHS BARREL PLATE (ASIAN), S`RUT, RND HOLES 25MM BARREL 150DEG., 5 HOLES |  | B0703.1500 | 09 | 2018-06-07 | N. A. | N. A. | N. A. | QPF/B0703 | 03 | 2017-01-04 | N. A. | N. A. | N. A. | PS/B0703 | 04 | 2018-03-03 | 2022-12-01 | 2019-12-01 | N. A. | B0703 | TMF-1 | IU/1 | Class C | FINISHED GOODS | SUSHRUT™ | CHS BARREL PLATE (ASIAN), RND HOLES | 25MM BARREL 150DEG., 5 HOLES | 16 | No | Yes |  | No | N. A. | No | N. A. | No | Yes | No | Yes | M. L.: MFG/MD/2021/000369 |  | 1 | SUSHRUT PRODUCTS\INTERNATIONAL IMPLANTS\COMPRESSION HIP SCREW IMPLANTS\CHS BARREL PLATES, 25MM ROUND HOLES | 0.063 | Initial issue | Y | BONE PLATES |  | 1 | No | Yes | Yes | Yes | N. A.
B0703 | B0705.1506 | CHS BARREL PLATE (ASIAN), S`RUT, RND HOLES 25MM BARREL 150DEG., 6 HOLES |  | B0703.1500 | 09 | 2018-06-07 | N. A. | N. A. | N. A. | QPF/B0703 | 03 | 2017-01-04 | N. A. | N. A. | N. A. | PS/B0703 | 04 | 2018-03-03 | 2022-12-01 | 2019-12-01 | N. A. | B0703 | TMF-1 | IU/1 | Class C | FINISHED GOODS | SUSHRUT™ | CHS BARREL PLATE (ASIAN), RND HOLES | 25MM BARREL 150DEG., 6 HOLES | 16 | No | Yes |  | No | N. A. | No | N. A. | No | Yes | No | Yes | M. L.: MFG/MD/2021/000369 |  | 1 | SUSHRUT PRODUCTS\INTERNATIONAL IMPLANTS\COMPRESSION HIP SCREW IMPLANTS\CHS BARREL PLATES, 25MM ROUND HOLES | 0.0784 | Initial issue | N | BONE PLATES |  | 1 | No | Yes | Yes | Yes | N. A.
B0703 | B0705.1507 | CHS BARREL PLATE (ASIAN), S`RUT, RND HOLES 25MM BARREL 150DEG., 7 HOLES |  | B0703.1500 | 09 | 2018-06-07 | N. A. | N. A. | N. A. | QPF/B0703 | 03 | 2017-01-04 | N. A. | N. A. | N. A. | PS/B0703 | 04 | 2018-03-03 | 2022-12-01 | 2019-12-01 | N. A. | B0703 | TMF-1 | IU/1 | Class C | FINISHED GOODS | SUSHRUT™ | CHS BARREL PLATE (ASIAN), RND HOLES | 25MM BARREL 150DEG., 7 HOLES | 16 | No | Yes |  | No | N. A. | No | N. A. | No | Yes | No | Yes | M. L.: MFG/MD/2021/000369 |  | 1 | SUSHRUT PRODUCTS\INTERNATIONAL IMPLANTS\COMPRESSION HIP SCREW IMPLANTS\CHS BARREL PLATES, 25MM ROUND HOLES | 0.0864 | Initial issue | N | BONE PLATES |  | 1 | No | Yes | Yes | Yes | N. A.
B0703 | B0705.1508 | CHS BARREL PLATE (ASIAN), S`RUT, RND HOLES 25MM BARREL 150DEG., 8 HOLES |  | B0703.1500 | 09 | 2018-06-07 | N. A. | N. A. | N. A. | QPF/B0703 | 03 | 2017-01-04 | N. A. | N. A. | N. A. | PS/B0703 | 04 | 2018-03-03 | 2022-12-01 | 2019-12-01 | N. A. | B0703 | TMF-1 | IU/1 | Class C | FINISHED GOODS | SUSHRUT™ | CHS BARREL PLATE (ASIAN), RND HOLES | 25MM BARREL 150DEG., 8 HOLES | 16 | No | Yes |  | No | N. A. | No | N. A. | No | Yes | No | Yes | M. L.: MFG/MD/2021/000369 |  | 1 | SUSHRUT PRODUCTS\INTERNATIONAL IMPLANTS\COMPRESSION HIP SCREW IMPLANTS\CHS BARREL PLATES, 25MM ROUND HOLES | 0.0995 | Initial issue | N | BONE PLATES |  | 1 | No | Yes | Yes | Yes | N. A.
B0703 | B0705.1509 | CHS BARREL PLATE (ASIAN), S`RUT, RND HOLES 25MM BARREL 150DEG., 9 HOLES |  | B0703.1500 | 09 | 2018-06-07 | N. A. | N. A. | N. A. | QPF/B0703 | 03 | 2017-01-04 | N. A. | N. A. | N. A. | PS/B0703 | 04 | 2018-03-03 | 2022-12-01 | 2019-12-01 | N. A. | B0703 | TMF-1 | IU/1 | Class C | FINISHED GOODS | SUSHRUT™ | CHS BARREL PLATE (ASIAN), RND HOLES | 25MM BARREL 150DEG., 9 HOLES | 16 | No | Yes |  | No | N. A. | No | N. A. | No | Yes | No | Yes | M. L.: MFG/MD/2021/000369 |  | 1 | SUSHRUT PRODUCTS\INTERNATIONAL IMPLANTS\COMPRESSION HIP SCREW IMPLANTS\CHS BARREL PLATES, 25MM ROUND HOLES | 0.1056 | Initial issue | N | BONE PLATES |  | 1 | No | Yes | Yes | Yes | N. A.
B0703 | B0705.1510 | CHS BARREL PLATE (ASIAN), S`RUT, RND HOLES 25MM BARREL 150DEG., 10 HOLES |  | B0703.1500 | 09 | 2018-06-07 | N. A. | N. A. | N. A. | QPF/B0703 | 03 | 2017-01-04 | N. A. | N. A. | N. A. | PS/B0703 | 04 | 2018-03-03 | 2022-12-01 | 2019-12-01 | N. A. | B0703 | TMF-1 | IU/1 | Class C | FINISHED GOODS | SUSHRUT™ | CHS BARREL PLATE (ASIAN), RND HOLES | 25MM BARREL 150DEG., 10 HOLES | 16 | No | Yes |  | No | N. A. | No | N. A. | No | Yes | No | Yes | M. L.: MFG/MD/2021/000369 |  | 1 | SUSHRUT PRODUCTS\INTERNATIONAL IMPLANTS\COMPRESSION HIP SCREW IMPLANTS\CHS BARREL PLATES, 25MM ROUND HOLES | 0 | Initial issue | Y | BONE PLATES |  | 1 | No | Yes | Yes | Yes | N. A.
B0703 | B0705.1511 | CHS BARREL PLATE (ASIAN), S`RUT, RND HOLES 25MM BARREL 150DEG., 11 HOLES |  | B0703.1500 | 09 | 2018-06-07 | N. A. | N. A. | N. A. | QPF/B0703 | 03 | 2017-01-04 | N. A. | N. A. | N. A. | PS/B0703 | 04 | 2018-03-03 | 2022-12-01 | 2019-12-01 | N. A. | B0703 | TMF-1 | IU/1 | Class C | FINISHED GOODS | SUSHRUT™ | CHS BARREL PLATE (ASIAN), RND HOLES | 25MM BARREL 150DEG., 11 HOLES | 16 | No | Yes |  | No | N. A. | No | N. A. | No | Yes | No | Yes | M. L.: MFG/MD/2021/000369 |  | 1 | SUSHRUT PRODUCTS\INTERNATIONAL IMPLANTS\COMPRESSION HIP SCREW IMPLANTS\CHS BARREL PLATES, 25MM ROUND HOLES | 0 | Initial issue | Y | BONE PLATES |  | 1 | No | Yes | Yes | Yes | N. A.
B0703 | B0705.1512 | CHS BARREL PLATE (ASIAN), S`RUT, RND HOLES 25MM BARREL 150DEG., 12 HOLES |  | B0703.1500 | 09 | 2018-06-07 | N. A. | N. A. | N. A. | QPF/B0703 | 03 | 2017-01-04 | N. A. | N. A. | N. A. | PS/B0703 | 04 | 2018-03-03 | 2022-12-01 | 2019-12-01 | N. A. | B0703 | TMF-1 | IU/1 | Class C | FINISHED GOODS | SUSHRUT™ | CHS BARREL PLATE (ASIAN), RND HOLES | 25MM BARREL 150DEG., 12 HOLES | 16 | No | Yes |  | No | N. A. | No | N. A. | No | Yes | No | Yes | M. L.: MFG/MD/2021/000369 |  | 1 | SUSHRUT PRODUCTS\INTERNATIONAL IMPLANTS\COMPRESSION HIP SCREW IMPLANTS\CHS BARREL PLATES, 25MM ROUND HOLES | 0 | Initial issue | Y | BONE PLATES |  | 1 | No | Yes | Yes | Yes | N. A.
B0703 | B0705.1513 | CHS BARREL PLATE (ASIAN), S`RUT, RND HOLES 25MM BARREL 150DEG., 13 HOLES |  | B0703.1500 | 09 | 2018-06-07 | N. A. | N. A. | N. A. | QPF/B0703 | 03 | 2017-01-04 | N. A. | N. A. | N. A. | PS/B0703 | 04 | 2018-03-03 | 2022-12-01 | 2019-12-01 | N. A. | B0703 | TMF-1 | IU/1 | Class C | FINISHED GOODS | SUSHRUT™ | CHS BARREL PLATE (ASIAN), RND HOLES | 25MM BARREL 150DEG., 13 HOLES | 16 | No | Yes |  | No | N. A. | No | N. A. | No | Yes | No | Yes | M. L.: MFG/MD/2021/000369 |  | 1 | SUSHRUT PRODUCTS\INTERNATIONAL IMPLANTS\COMPRESSION HIP SCREW IMPLANTS\CHS BARREL PLATES, 25MM ROUND HOLES | 0 | Initial issue | Y | BONE PLATES |  | 1 | No | Yes | Yes | Yes | N. A.
B0703 | B0705.1514 | CHS BARREL PLATE (ASIAN), S`RUT, RND HOLES 25MM BARREL 150DEG., 14 HOLES |  | B0703.1500 | 09 | 2018-06-07 | N. A. | N. A. | N. A. | QPF/B0703 | 03 | 2017-01-04 | N. A. | N. A. | N. A. | PS/B0703 | 04 | 2018-03-03 | 2022-12-01 | 2019-12-01 | N. A. | B0703 | TMF-1 | IU/1 | Class C | FINISHED GOODS | SUSHRUT™ | CHS BARREL PLATE (ASIAN), RND HOLES | 25MM BARREL 150DEG., 14 HOLES | 16 | No | Yes |  | No | N. A. | No | N. A. | No | Yes | No | Yes | M. L.: MFG/MD/2021/000369 |  | 1 | SUSHRUT PRODUCTS\INTERNATIONAL IMPLANTS\COMPRESSION HIP SCREW IMPLANTS\CHS BARREL PLATES, 25MM ROUND HOLES | 0 | Initial issue | Y | BONE PLATES |  | 1 | No | Yes | Yes | Yes | N. A.
B0703 | B0705.1518 | CHS BARREL PLATE (ASIAN), S`RUT, RND HOLES 25MM BARREL 150DEG., 18 HOLES |  | B0703.1500 | 09 | 2018-06-07 | N. A. | N. A. | N. A. | QPF/B0703 | 03 | 2017-01-04 | N. A. | N. A. | N. A. | PS/B0703 | 04 | 2018-03-03 | 2022-12-01 | 2019-12-01 | N. A. | B0703 | TMF-1 | IU/1 | Class C | FINISHED GOODS | SUSHRUT™ | CHS BARREL PLATE (ASIAN), RND HOLES | 25MM BARREL 150DEG., 18 HOLES | 16 | No | Yes |  | No | N. A. | No | N. A. | No | Yes | No | Yes | M. L.: MFG/MD/2021/000369 |  | 1 | SUSHRUT PRODUCTS\INTERNATIONAL IMPLANTS\COMPRESSION HIP SCREW IMPLANTS\CHS BARREL PLATES, 25MM ROUND HOLES | 0 | Initial issue | Y | BONE PLATES |  | 1 | No | Yes | Yes | Yes | N. A.
B0706.1200F | B0706.1200F | CHS FORGING, 16MM WIDTH, 25MM BARREL, 316L, 120DEG. DOUBLE ENDED |  | B0706.1200F | N. A. | N. A. | N. A. | N. A. | N. A. | QPF/B0704F | N. A. | N. A. | N. A. | N. A. | N. A. | PS/B0704FDE | N. A. | N. A. | N. A. | N. A. | N. A. | B0706 | N. A. | N. A. | N. A. | SEMIFINISHED GOODS | N. A. | N. A. | N. A. | N. A. | N. A. | N. A. |  | N. A. | N. A. | N. A. | N. A. | N. A. | N. A. | N. A. | N. A. | N. A. | N. A. | 1 | SUB COMPONENTS | 0 | Initial issue | N | BONE PLATES |  | No | No | N. A. | N. A. | N. A. | N. A.
B0703 | B0706.1203 | CHS BARREL PLATE (ASIAN), S`RUT, AUTO COMP. HOLES 25MM BARREL 120DEG., 3 HOLES |  | B0703.1200 | 07 | 2018-06-07 | N. A. | N. A. | N. A. | QPF/B0703 | 03 | 2017-01-04 | N. A. | N. A. | N. A. | PS/B0703 | 04 | 2018-03-03 | 2022-12-01 | 2019-12-01 | N. A. | B0703 | TMF-1 | IU/1 | Class C | FINISHED GOODS | SUSHRUT™ | CHS BARREL PLATE (ASIAN), AUTO COMP. HOLES | 25MM BARREL 120DEG., 3 HOLES | 16 | No | Yes |  | No | N. A. | No | N. A. | No | Yes | No | Yes | M. L.: MFG/MD/2021/000369 |  | 1 | SUSHRUT PRODUCTS\INTERNATIONAL IMPLANTS\COMPRESSION HIP SCREW IMPLANTS\CHS BARREL PLATES, 25MM AUTO COMP HOLES | 0 | Initial issue | Y | BONE PLATES |  | 1 | No | Yes | Yes | Yes | N. A.
B0706.1203F | B0706.1203F | CHS FORGING, 16MM WIDTH, 25MM BARREL, 316L, 120DEG. 3HOLES |  | B0706.1200F | N. A. | N. A. | N. A. | N. A. | N. A. | QPR/B0704 | N. A. | N. A. | N. A. | N. A. | N. A. | PS/B0704 | 05 | 2019-08-08 | 2022-12-01 | 2019-12-01 | N. A. | B0706 | N. A. | N. A. | N. A. | SEMIFINISHED GOODS | N. A. | N. A. | N. A. | N. A. | N. A. | N. A. |  | N. A. | N. A. | N. A. | N. A. | N. A. | N. A. | N. A. | N. A. | N. A. | N. A. | 1 | SUB COMPONENTS | 0 | Initial issue | N | SUB COMPONENTS |  | No | No | N. A. | N. A. | N. A. | N. A.
B0703 | B0706.1204 | CHS BARREL PLATE (ASIAN), S`RUT, AUTO COMP. HOLES 25MM BARREL 120DEG., 4 HOLES |  | B0703.1200 | 07 | 2018-06-07 | N. A. | N. A. | N. A. | QPF/B0703 | 03 | 2017-01-04 | N. A. | N. A. | N. A. | PS/B0703 | 04 | 2018-03-03 | 2022-12-01 | 2019-12-01 | N. A. | B0703 | TMF-1 | IU/1 | Class C | FINISHED GOODS | SUSHRUT™ | CHS BARREL PLATE (ASIAN), AUTO COMP. HOLES | 25MM BARREL 120DEG., 4 HOLES | 16 | No | Yes |  | No | N. A. | No | N. A. | No | Yes | No | Yes | M. L.: MFG/MD/2021/000369 |  | 1 | SUSHRUT PRODUCTS\INTERNATIONAL IMPLANTS\COMPRESSION HIP SCREW IMPLANTS\CHS BARREL PLATES, 25MM AUTO COMP HOLES | 0.0641 | Initial issue | Y | BONE PLATES |  | 1 | No | Yes | Yes | Yes | N. A.
B0706.1204F | B0706.1204F | CHS FORGING, 16MM WIDTH, 25MM BARREL, 316L, 120DEG. 4HOLES |  | B0706.1200F | N. A. | N. A. | N. A. | N. A. | N. A. | QPR/B0704 | N. A. | N. A. | N. A. | N. A. | N. A. | PS/B0704 | 05 | 2019-08-08 | 2022-12-01 | 2019-12-01 | N. A. | B0706 | N. A. | N. A. | N. A. | SEMIFINISHED GOODS | N. A. | N. A. | N. A. | N. A. | N. A. | N. A. |  | N. A. | N. A. | N. A. | N. A. | N. A. | N. A. | N. A. | N. A. | N. A. | N. A. | 1 | SUB COMPONENTS | 0 | Initial issue | N | SUB COMPONENTS |  | No | No | N. A. | N. A. | N. A. | N. A.
B0703 | B0706.1205 | CHS BARREL PLATE (ASIAN), S`RUT, AUTO COMP. HOLES 25MM BARREL 120DEG., 5 HOLES |  | B0703.1200 | 07 | 2018-06-07 | N. A. | N. A. | N. A. | QPF/B0703 | 03 | 2017-01-04 | N. A. | N. A. | N. A. | PS/B0703 | 04 | 2018-03-03 | 2022-12-01 | 2019-12-01 | N. A. | B0703 | TMF-1 | IU/1 | Class C | FINISHED GOODS | SUSHRUT™ | CHS BARREL PLATE (ASIAN), AUTO COMP. HOLES | 25MM BARREL 120DEG., 5 HOLES | 16 | No | Yes |  | No | N. A. | No | N. A. | No | Yes | No | Yes | M. L.: MFG/MD/2021/000369 |  | 1 | SUSHRUT PRODUCTS\INTERNATIONAL IMPLANTS\COMPRESSION HIP SCREW IMPLANTS\CHS BARREL PLATES, 25MM AUTO COMP HOLES | 0.06718 | Initial issue | Y | BONE PLATES |  | 1 | No | Yes | Yes | Yes | N. A.
B0706.1205F | B0706.1205F | CHS FORGING, 16MM WIDTH, 25MM BARREL, 316L, 120DEG. 5HOLES |  | B0706.1200F | N. A. | N. A. | N. A. | N. A. | N. A. | QPR/B0704 | N. A. | N. A. | N. A. | N. A. | N. A. | PS/B0704 | 05 | 2019-08-08 | 2022-12-01 | 2019-12-01 | N. A. | B0706 | N. A. | N. A. | N. A. | SEMIFINISHED GOODS | N. A. | N. A. | N. A. | N. A. | N. A. | N. A. |  | N. A. | N. A. | N. A. | N. A. | N. A. | N. A. | N. A. | N. A. | N. A. | N. A. | 1 | SUB COMPONENTS | 0 | Initial issue | N | SUB COMPONENTS |  | No | No | N. A. | N. A. | N. A. | N. A.
B0703 | B0706.1206 | CHS BARREL PLATE (ASIAN), S`RUT, AUTO COMP. HOLES 25MM BARREL 120DEG., 6 HOLES |  | B0703.1200 | 07 | 2018-06-07 | N. A. | N. A. | N. A. | QPF/B0703 | 03 | 2017-01-04 | N. A. | N. A. | N. A. | PS/B0703 | 04 | 2018-03-03 | 2022-12-01 | 2019-12-01 | N. A. | B0703 | TMF-1 | IU/1 | Class C | FINISHED GOODS | SUSHRUT™ | CHS BARREL PLATE (ASIAN), AUTO COMP. HOLES | 25MM BARREL 120DEG., 6 HOLES | 16 | No | Yes |  | No | N. A. | No | N. A. | No | Yes | No | Yes | M. L.: MFG/MD/2021/000369 |  | 1 | SUSHRUT PRODUCTS\INTERNATIONAL IMPLANTS\COMPRESSION HIP SCREW IMPLANTS\CHS BARREL PLATES, 25MM AUTO COMP HOLES | 0.0766 | Initial issue | Y | BONE PLATES |  | 1 | No | Yes | Yes | Yes | N. A.
B0706.1206F | B0706.1206F | CHS FORGING, 16MM WIDTH, 25MM BARREL, 316L, 120DEG. UPTO 6HOLES |  | B0706.1200F | N. A. | N. A. | N. A. | N. A. | N. A. | QPF/B0704 | N. A. | N. A. | N. A. | N. A. | N. A. | PS/B0704 | 05 | 2019-08-08 | 2022-12-01 | 2019-12-01 | N. A. | B0706 | N. A. | N. A. | N. A. | SEMIFINISHED GOODS | N. A. | N. A. | N. A. | N. A. | N. A. | N. A. |  | N. A. | N. A. | N. A. | N. A. | N. A. | N. A. | N. A. | N. A. | N. A. | N. A. | 1 | SUB COMPONENTS | 0 | Initial issue | N | BONE PLATES |  | No | No | N. A. | N. A. | N. A. | N. A.
B0703 | B0706.1207 | CHS BARREL PLATE (ASIAN), S`RUT, AUTO COMP. HOLES 25MM BARREL 120DEG., 7 HOLES |  | B0703.1200 | 07 | 2018-06-07 | N. A. | N. A. | N. A. | QPF/B0703 | 03 | 2017-01-04 | N. A. | N. A. | N. A. | PS/B0703 | 04 | 2018-03-03 | 2022-12-01 | 2019-12-01 | N. A. | B0703 | TMF-1 | IU/1 | Class C | FINISHED GOODS | SUSHRUT™ | CHS BARREL PLATE (ASIAN), AUTO COMP. HOLES | 25MM BARREL 120DEG., 7 HOLES | 16 | No | Yes |  | No | N. A. | No | N. A. | No | Yes | No | Yes | M. L.: MFG/MD/2021/000369 |  | 1 | SUSHRUT PRODUCTS\INTERNATIONAL IMPLANTS\COMPRESSION HIP SCREW IMPLANTS\CHS BARREL PLATES, 25MM AUTO COMP HOLES | 0.086343 | Initial issue | Y | BONE PLATES |  | 1 | No | Yes | Yes | Yes | N. A.
B0706.1207F | B0706.1207F | CHS FORGING, 16MM WIDTH, 25MM BARREL, 316L, 120DEG. 7HOLES |  | B0706.1200F | N. A. | N. A. | N. A. | N. A. | N. A. | QPR/B0704 | N. A. | N. A. | N. A. | N. A. | N. A. | PS/B0704 | 05 | 2019-08-08 | 2022-12-01 | 2019-12-01 | N. A. | B0706 | N. A. | N. A. | N. A. | SEMIFINISHED GOODS | N. A. | N. A. | N. A. | N. A. | N. A. | N. A. |  | N. A. | N. A. | N. A. | N. A. | N. A. | N. A. | N. A. | N. A. | N. A. | N. A. | 1 | SUB COMPONENTS | 0 | Initial issue | N | SUB COMPONENTS |  | No | No | N. A. | N. A. | N. A. | N. A.
B0703 | B0706.1208 | CHS BARREL PLATE (ASIAN), S`RUT, AUTO COMP. HOLES 25MM BARREL 120DEG., 8 HOLES |  | B0703.1200 | 07 | 2018-06-07 | N. A. | N. A. | N. A. | QPF/B0703 | 03 | 2017-01-04 | N. A. | N. A. | N. A. | PS/B0703 | 04 | 2018-03-03 | 2022-12-01 | 2019-12-01 | N. A. | B0703 | TMF-1 | IU/1 | Class C | FINISHED GOODS | SUSHRUT™ | CHS BARREL PLATE (ASIAN), AUTO COMP. HOLES | 25MM BARREL 120DEG., 8 HOLES | 16 | No | Yes |  | No | N. A. | No | N. A. | No | Yes | No | Yes | M. L.: MFG/MD/2021/000369 |  | 1 | SUSHRUT PRODUCTS\INTERNATIONAL IMPLANTS\COMPRESSION HIP SCREW IMPLANTS\CHS BARREL PLATES, 25MM AUTO COMP HOLES | 0.098075 | Initial issue | Y | BONE PLATES |  | 1 | No | Yes | Yes | Yes | N. A.
B0706.1208F | B0706.1208F | CHS FORGING, 16MM WIDTH, 25MM BARREL, 316L, 120DEG. 8HOLES |  | B0706.1200F | N. A. | N. A. | N. A. | N. A. | N. A. | QPR/B0704 | N. A. | N. A. | N. A. | N. A. | N. A. | PS/B0704 | 05 | 2019-08-08 | 2022-12-01 | 2019-12-01 | N. A. | B0706 | N. A. | N. A. | N. A. | SEMIFINISHED GOODS | N. A. | N. A. | N. A. | N. A. | N. A. | N. A. |  | N. A. | N. A. | N. A. | N. A. | N. A. | N. A. | N. A. | N. A. | N. A. | N. A. | 1 | SUB COMPONENTS | 0 | Initial issue | N | SUB COMPONENTS |  | No | No | N. A. | N. A. | N. A. | N. A.
B0703 | B0706.1209 | CHS BARREL PLATE (ASIAN), S`RUT, AUTO COMP. HOLES 25MM BARREL 120DEG., 9 HOLES |  | B0703.1200 | 07 | 2018-06-07 | N. A. | N. A. | N. A. | QPF/B0703 | 03 | 2017-01-04 | N. A. | N. A. | N. A. | PS/B0703 | 04 | 2018-03-03 | 2022-12-01 | 2019-12-01 | N. A. | B0703 | TMF-1 | IU/1 | Class C | FINISHED GOODS | SUSHRUT™ | CHS BARREL PLATE (ASIAN), AUTO COMP. HOLES | 25MM BARREL 120DEG., 9 HOLES | 16 | No | Yes |  | No | N. A. | No | N. A. | No | Yes | No | Yes | M. L.: MFG/MD/2021/000369 |  | 1 | SUSHRUT PRODUCTS\INTERNATIONAL IMPLANTS\COMPRESSION HIP SCREW IMPLANTS\CHS BARREL PLATES, 25MM AUTO COMP HOLES | 0 | Initial issue | Y | BONE PLATES |  | 1 | No | Yes | Yes | Yes | N. A.
B0706.1209F | B0706.1209F | CHS FORGING, 16MM WIDTH, 25MM BARREL, 316L, 120DEG. UPTO 9HOLES |  | B0706.1200F | N. A. | N. A. | N. A. | N. A. | N. A. | QPF/B0704 | N. A. | N. A. | N. A. | N. A. | N. A. | PS/B0704 | 05 | 2019-08-08 | 2022-12-01 | 2019-12-01 | N. A. | B0706 | N. A. | N. A. | N. A. | SEMIFINISHED GOODS | N. A. | N. A. | N. A. | N. A. | N. A. | N. A. |  | N. A. | N. A. | N. A. | N. A. | N. A. | N. A. | N. A. | N. A. | N. A. | N. A. | 1 | SUB COMPONENTS | 0 | Initial issue | N | BONE PLATES |  | No | No | N. A. | N. A. | N. A. | N. A.
B0703 | B0706.1210 | CHS BARREL PLATE (ASIAN), S`RUT, AUTO COMP. HOLES 25MM BARREL 120DEG., 10 HOLES |  | B0703.1200 | 07 | 2018-06-07 | N. A. | N. A. | N. A. | QPF/B0703 | 03 | 2017-01-04 | N. A. | N. A. | N. A. | PS/B0703 | 04 | 2018-03-03 | 2022-12-01 | 2019-12-01 | N. A. | B0703 | TMF-1 | IU/1 | Class C | FINISHED GOODS | SUSHRUT™ | CHS BARREL PLATE (ASIAN), AUTO COMP. HOLES | 25MM BARREL 120DEG., 10 HOLES | 16 | No | Yes |  | No | N. A. | No | N. A. | No | Yes | No | Yes | M. L.: MFG/MD/2021/000369 |  | 1 | SUSHRUT PRODUCTS\INTERNATIONAL IMPLANTS\COMPRESSION HIP SCREW IMPLANTS\CHS BARREL PLATES, 25MM AUTO COMP HOLES | 0.1173 | Initial issue | Y | BONE PLATES |  | 1 | No | Yes | Yes | Yes | N. A.
B0706.1210F | B0706.1210F | CHS FORGING, 16MM WIDTH, 25MM BARREL, 316L, 120DEG. 10HOLES |  | B0706.1200F | N. A. | N. A. | N. A. | N. A. | N. A. | QPR/B0704 | N. A. | N. A. | N. A. | N. A. | N. A. | PS/B0704 | 05 | 2019-08-08 | 2022-12-01 | 2019-12-01 | N. A. | B0706 | N. A. | N. A. | N. A. | SEMIFINISHED GOODS | N. A. | N. A. | N. A. | N. A. | N. A. | N. A. |  | N. A. | N. A. | N. A. | N. A. | N. A. | N. A. | N. A. | N. A. | N. A. | N. A. | 1 | SUB COMPONENTS | 0 | Initial issue | N | SUB COMPONENTS |  | No | No | N. A. | N. A. | N. A. | N. A.
B0703 | B0706.1211 | CHS BARREL PLATE (ASIAN), S`RUT, AUTO COMP. HOLES 25MM BARREL 120DEG., 11 HOLES |  | B0703.1200 | 07 | 2018-06-07 | N. A. | N. A. | N. A. | QPF/B0703 | 03 | 2017-01-04 | N. A. | N. A. | N. A. | PS/B0703 | 04 | 2018-03-03 | 2022-12-01 | 2019-12-01 | N. A. | B0703 | TMF-1 | IU/1 | Class C | FINISHED GOODS | SUSHRUT™ | CHS BARREL PLATE (ASIAN), AUTO COMP. HOLES | 25MM BARREL 120DEG., 11 HOLES | 16 | No | Yes |  | No | N. A. | No | N. A. | No | Yes | No | Yes | M. L.: MFG/MD/2021/000369 |  | 1 | SUSHRUT PRODUCTS\INTERNATIONAL IMPLANTS\COMPRESSION HIP SCREW IMPLANTS\CHS BARREL PLATES, 25MM AUTO COMP HOLES | 0 | Initial issue | Y | BONE PLATES |  | 1 | No | Yes | Yes | Yes | N. A.
B0706.1211F | B0706.1211F | CHS FORGING, 16MM WIDTH, 25MM BARREL, 316L, 120DEG. 11HOLES |  | B0706.1200F | N. A. | N. A. | N. A. | N. A. | N. A. | QPR/B0704 | N. A. | N. A. | N. A. | N. A. | N. A. | PS/B0704 | 05 | 2019-08-08 | 2022-12-01 | 2019-12-01 | N. A. | B0706 | N. A. | N. A. | N. A. | SEMIFINISHED GOODS | N. A. | N. A. | N. A. | N. A. | N. A. | N. A. |  | N. A. | N. A. | N. A. | N. A. | N. A. | N. A. | N. A. | N. A. | N. A. | N. A. | 1 | SUB COMPONENTS | 0 | Initial issue | N | SUB COMPONENTS |  | No | No | N. A. | N. A. | N. A. | N. A.
B0703 | B0706.1212 | CHS BARREL PLATE (ASIAN), S`RUT, AUTO COMP. HOLES 25MM BARREL 120DEG., 12 HOLES |  | B0703.1200 | 07 | 2018-06-07 | N. A. | N. A. | N. A. | QPF/B0703 | 03 | 2017-01-04 | N. A. | N. A. | N. A. | PS/B0703 | 04 | 2018-03-03 | 2022-12-01 | 2019-12-01 | N. A. | B0703 | TMF-1 | IU/1 | Class C | FINISHED GOODS | SUSHRUT™ | CHS BARREL PLATE (ASIAN), AUTO COMP. HOLES | 25MM BARREL 120DEG., 12 HOLES | 16 | No | Yes |  | No | N. A. | No | N. A. | No | Yes | No | Yes | M. L.: MFG/MD/2021/000369 |  | 1 | SUSHRUT PRODUCTS\INTERNATIONAL IMPLANTS\COMPRESSION HIP SCREW IMPLANTS\CHS BARREL PLATES, 25MM AUTO COMP HOLES | 0 | Initial issue | Y | BONE PLATES |  | 1 | No | Yes | Yes | Yes | N. A.
B0706.1212F | B0706.1212F | CHS FORGING, 16MM WIDTH, 25MM BARREL, 316L, 120DEG. UPTO 12HOLES |  | B0706.1200F | N. A. | N. A. | N. A. | N. A. | N. A. | QPF/B0704 | N. A. | N. A. | N. A. | N. A. | N. A. | PS/B0704 | 05 | 2019-08-08 | 2022-12-01 | 2019-12-01 | N. A. | B0706 | N. A. | N. A. | N. A. | SEMIFINISHED GOODS | N. A. | N. A. | N. A. | N. A. | N. A. | N. A. |  | N. A. | N. A. | N. A. | N. A. | N. A. | N. A. | N. A. | N. A. | N. A. | N. A. | 1 | SUB COMPONENTS | 0 | Initial issue | N | BONE PLATES |  | No | No | N. A. | N. A. | N. A. | N. A.
B0703 | B0706.1213 | CHS BARREL PLATE (ASIAN), S`RUT, AUTO COMP. HOLES 25MM BARREL 120DEG., 13 HOLES |  | B0703.1200 | 07 | 2018-06-07 | N. A. | N. A. | N. A. | QPF/B0703 | 03 | 2017-01-04 | N. A. | N. A. | N. A. | PS/B0703 | 04 | 2018-03-03 | 2022-12-01 | 2019-12-01 | N. A. | B0703 | TMF-1 | IU/1 | Class C | FINISHED GOODS | SUSHRUT™ | CHS BARREL PLATE (ASIAN), AUTO COMP. HOLES | 25MM BARREL 120DEG., 13 HOLES | 16 | No | Yes |  | No | N. A. | No | N. A. | No | Yes | No | Yes | M. L.: MFG/MD/2021/000369 |  | 1 | SUSHRUT PRODUCTS\INTERNATIONAL IMPLANTS\COMPRESSION HIP SCREW IMPLANTS\CHS BARREL PLATES, 25MM AUTO COMP HOLES | 0 | Initial issue | Y | BONE PLATES |  | 1 | No | Yes | Yes | Yes | N. A.
B0706.1213F | B0706.1213F | CHS FORGING, 16MM WIDTH, 25MM BARREL, 316L, 120DEG. 13HOLES |  | B0706.1200F | N. A. | N. A. | N. A. | N. A. | N. A. | QPR/B0704 | N. A. | N. A. | N. A. | N. A. | N. A. | PS/B0704 | 05 | 2019-08-08 | 2022-12-01 | 2019-12-01 | N. A. | B0706 | N. A. | N. A. | N. A. | SEMIFINISHED GOODS | N. A. | N. A. | N. A. | N. A. | N. A. | N. A. |  | N. A. | N. A. | N. A. | N. A. | N. A. | N. A. | N. A. | N. A. | N. A. | N. A. | 1 | SUB COMPONENTS | 0 | Initial issue | N | SUB COMPONENTS |  | No | No | N. A. | N. A. | N. A. | N. A.
B0703 | B0706.1214 | CHS BARREL PLATE (ASIAN), S`RUT, AUTO COMP. HOLES 25MM BARREL 120DEG., 14 HOLES |  | B0703.1200 | 07 | 2018-06-07 | N. A. | N. A. | N. A. | QPF/B0703 | 03 | 2017-01-04 | N. A. | N. A. | N. A. | PS/B0703 | 04 | 2018-03-03 | 2022-12-01 | 2019-12-01 | N. A. | B0703 | TMF-1 | IU/1 | Class C | FINISHED GOODS | SUSHRUT™ | CHS BARREL PLATE (ASIAN), AUTO COMP. HOLES | 25MM BARREL 120DEG., 14 HOLES | 16 | No | Yes |  | No | N. A. | No | N. A. | No | Yes | No | Yes | M. L.: MFG/MD/2021/000369 |  | 1 | SUSHRUT PRODUCTS\INTERNATIONAL IMPLANTS\COMPRESSION HIP SCREW IMPLANTS\CHS BARREL PLATES, 25MM AUTO COMP HOLES | 0 | Initial issue | Y | BONE PLATES |  | 1 | No | Yes | Yes | Yes | N. A.
B0706.1214F | B0706.1214F | CHS FORGING, 16MM WIDTH, 25MM BARREL, 316L, 120DEG. 14HOLES |  | B0706.1200F | N. A. | N. A. | N. A. | N. A. | N. A. | QPR/B0704 | N. A. | N. A. | N. A. | N. A. | N. A. | PS/B0704 | 05 | 2019-08-08 | 2022-12-01 | 2019-12-01 | N. A. | B0706 | N. A. | N. A. | N. A. | SEMIFINISHED GOODS | N. A. | N. A. | N. A. | N. A. | N. A. | N. A. |  | N. A. | N. A. | N. A. | N. A. | N. A. | N. A. | N. A. | N. A. | N. A. | N. A. | 1 | SUB COMPONENTS | 0 | Initial issue | N | SUB COMPONENTS |  | No | No | N. A. | N. A. | N. A. | N. A.
B0703 | B0706.1215 | CHS BARREL PLATE (ASIAN), S`RUT, AUTO COMP. HOLES 25MM BARREL 120DEG., 15 HOLES |  | B0703.1200 | 07 | 2018-06-07 | N. A. | N. A. | N. A. | QPF/B0703 | 03 | 2017-01-04 | N. A. | N. A. | N. A. | PS/B0703 | 04 | 2018-03-03 | 2022-12-01 | 2019-12-01 | N. A. | B0703 | TMF-1 | IU/1 | Class C | FINISHED GOODS | SUSHRUT™ | CHS BARREL PLATE (ASIAN), AUTO COMP. HOLES | 25MM BARREL 120DEG., 15 HOLES | 16 | No | Yes |  | No | N. A. | No | N. A. | No | Yes | No | Yes | M. L.: MFG/MD/2021/000369 |  | 1 | SUSHRUT PRODUCTS\INTERNATIONAL IMPLANTS\COMPRESSION HIP SCREW IMPLANTS\CHS BARREL PLATES, 25MM AUTO COMP HOLES | 0 | Initial issue | Y | BONE PLATES |  | 1 | No | Yes | Yes | Yes | N. A.
B0706.1215F | B0706.1215F | CHS FORGING, 16MM WIDTH, 25MM BARREL, 316L, 120DEG. UPTO 15HOLES |  | B0706.1200F | N. A. | N. A. | N. A. | N. A. | N. A. | QPF/B0704 | N. A. | N. A. | N. A. | N. A. | N. A. | PS/B0704 | 05 | 2019-08-08 | 2022-12-01 | 2019-12-01 | N. A. | B0706 | N. A. | N. A. | N. A. | SEMIFINISHED GOODS | N. A. | N. A. | N. A. | N. A. | N. A. | N. A. |  | N. A. | N. A. | N. A. | N. A. | N. A. | N. A. | N. A. | N. A. | N. A. | N. A. | 1 | SUB COMPONENTS | 0 | Initial issue | N | BONE PLATES |  | No | No | N. A. | N. A. | N. A. | N. A.
B0703 | B0706.1216 | CHS BARREL PLATE (ASIAN), S`RUT, AUTO COMP. HOLES 25MM BARREL 120DEG., 16 HOLES |  | B0703.1200 | 07 | 2018-06-07 | N. A. | N. A. | N. A. | QPF/B0703 | 03 | 2017-01-04 | N. A. | N. A. | N. A. | PS/B0703 | 04 | 2018-03-03 | 2022-12-01 | 2019-12-01 | N. A. | B0703 | TMF-1 | IU/1 | Class C | FINISHED GOODS | SUSHRUT™ | CHS BARREL PLATE (ASIAN), AUTO COMP. HOLES | 25MM BARREL 120DEG., 16 HOLES | 16 | No | Yes |  | No | N. A. | No | N. A. | No | Yes | No | Yes | M. L.: MFG/MD/2021/000369 |  | 1 | SUSHRUT PRODUCTS\INTERNATIONAL IMPLANTS\COMPRESSION HIP SCREW IMPLANTS\CHS BARREL PLATES, 25MM AUTO COMP HOLES | 0 | Initial issue | Y | BONE PLATES |  | 1 | No | Yes | Yes | Yes | N. A.
B0706.1216F | B0706.1216F | CHS FORGING, 16MM WIDTH, 25MM BARREL, 316L, 120DEG. 16HOLES |  | B0706.1200F | N. A. | N. A. | N. A. | N. A. | N. A. | QPR/B0704 | N. A. | N. A. | N. A. | N. A. | N. A. | PS/B0704 | 05 | 2019-08-08 | 2022-12-01 | 2019-12-01 | N. A. | B0706 | N. A. | N. A. | N. A. | SEMIFINISHED GOODS | N. A. | N. A. | N. A. | N. A. | N. A. | N. A. |  | N. A. | N. A. | N. A. | N. A. | N. A. | N. A. | N. A. | N. A. | N. A. | N. A. | 1 | SUB COMPONENTS | 0 | Initial issue | N | SUB COMPONENTS |  | No | No | N. A. | N. A. | N. A. | N. A.
B0706.1217F | B0706.1217F | CHS FORGING, 16MM WIDTH, 25MM BARREL, 316L, 120DEG. 17HOLES |  | B0706.1200F | N. A. | N. A. | N. A. | N. A. | N. A. | QPR/B0704 | N. A. | N. A. | N. A. | N. A. | N. A. | PS/B0704 | 05 | 2019-08-08 | 2022-12-01 | 2019-12-01 | N. A. | B0706 | N. A. | N. A. | N. A. | SEMIFINISHED GOODS | N. A. | N. A. | N. A. | N. A. | N. A. | N. A. |  | N. A. | N. A. | N. A. | N. A. | N. A. | N. A. | N. A. | N. A. | N. A. | N. A. | 1 | SUB COMPONENTS | 0 | Initial issue | N | SUB COMPONENTS |  | No | No | N. A. | N. A. | N. A. | N. A.
B0703 | B0706.1218 | CHS BARREL PLATE (ASIAN), S`RUT, AUTO COMP. HOLES 25MM BARREL 120DEG., 18 HOLES |  | B0703.1200 | 07 | 2018-06-07 | N. A. | N. A. | N. A. | QPF/B0703 | 03 | 2017-01-04 | N. A. | N. A. | N. A. | PS/B0703 | 04 | 2018-03-03 | 2022-12-01 | 2019-12-01 | N. A. | B0703 | TMF-1 | IU/1 | N. A. | FINISHED GOODS | SUSHRUT™ | CHS BARREL PLATE (ASIAN), AUTO COMP. HOLES | 25MM BARREL 120DEG., 18 HOLES | 16 | No | Yes |  | No | N. A. | No | N. A. | No | Yes | No | Yes | M. L.: MFG/MD/2021/000369 |  | 1 | SUSHRUT PRODUCTS\INTERNATIONAL IMPLANTS\COMPRESSION HIP SCREW IMPLANTS\CHS BARREL PLATES, 25MM AUTO COMP HOLES | 0 | Initial issue | Y | BONE PLATES |  | 1 | No | Yes | Yes | Yes | N. A.
B0706.1218F | B0706.1218F | CHS FORGING, 16MM WIDTH, 25MM BARREL, 316L, 120DEG. UPTO 18HOLES |  | B0706.1200F | N. A. | N. A. | N. A. | N. A. | N. A. | QPF/B0704 | N. A. | N. A. | N. A. | N. A. | N. A. | PS/B0704 | 05 | 2019-08-08 | 2022-12-01 | 2019-12-01 | N. A. | B0706 | N. A. | N. A. | N. A. | SEMIFINISHED GOODS | N. A. | N. A. | N. A. | N. A. | N. A. | N. A. |  | N. A. | N. A. | N. A. | N. A. | N. A. | N. A. | N. A. | N. A. | N. A. | N. A. | 1 | SUB COMPONENTS | 0 | Initial issue | N | BONE PLATES |  | No | No | N. A. | N. A. | N. A. | N. A.
B0706.1250F | B0706.1250F | CHS FORGING, 16MM WIDTH, 25MM BARREL, 316L, 125DEG. DOUBLE ENDED |  | B0706.1250F | N. A. | N. A. | N. A. | N. A. | N. A. | QPF/B0704F | N. A. | N. A. | N. A. | N. A. | N. A. | PS/B0704FDE | N. A. | N. A. | N. A. | N. A. | N. A. | B0706 | N. A. | N. A. | N. A. | SEMIFINISHED GOODS | N. A. | N. A. | N. A. | N. A. | N. A. | N. A. |  | N. A. | N. A. | N. A. | N. A. | N. A. | N. A. | N. A. | N. A. | N. A. | N. A. | 1 | SUB COMPONENTS | 0 | Initial issue | N | BONE PLATES |  | No | No | N. A. | N. A. | N. A. | N. A.
B0703 | B0706.1253 | CHS BARREL PLATE (ASIAN), S`RUT, AUTO COMP. HOLES 25MM BARREL 125DEG., 3 HOLES |  | B0703.1250 | 07 | 2018-06-07 | N. A. | N. A. | N. A. | QPF/B0703 | 03 | 2017-01-04 | N. A. | N. A. | N. A. | PS/B0703 | 04 | 2018-03-03 | 2022-12-01 | 2019-12-01 | N. A. | B0703 | TMF-1 | IU/1 | Class C | FINISHED GOODS | SUSHRUT™ | CHS BARREL PLATE (ASIAN) | AUTO COMP. HOLES 25MM BARREL 125DEG., 3 HOLES | 16 | No | Yes |  | No | N. A. | No | N. A. | No | Yes | No | Yes | M. L.: MFG/MD/2021/000369 |  | 1 | SUSHRUT PRODUCTS\INTERNATIONAL IMPLANTS\COMPRESSION HIP SCREW IMPLANTS\CHS BARREL PLATES, 25MM AUTO COMP HOLES | 0 | Initial issue | Y | BONE PLATES |  | 1 | No | Yes | Yes | Yes | N. A.
B0706.1253F | B0706.1253F | CHS FORGING, 16MM WIDTH, 25MM BARREL, 316L, 125DEG. 3HOLES |  | B0706.1250F | N. A. | N. A. | N. A. | N. A. | N. A. | QPR/B0704 | N. A. | N. A. | N. A. | N. A. | N. A. | PS/B0704 | 05 | 2019-08-08 | 2022-12-01 | 2019-12-01 | N. A. | B0706 | N. A. | N. A. | N. A. | SEMIFINISHED GOODS | N. A. | N. A. | N. A. | N. A. | N. A. | N. A. |  | N. A. | N. A. | N. A. | N. A. | N. A. | N. A. | N. A. | N. A. | N. A. | N. A. | 1 | SUB COMPONENTS | 0 | Initial issue | N | SUB COMPONENTS |  | No | No | N. A. | N. A. | N. A. | N. A.
B0703 | B0706.1254 | CHS BARREL PLATE (ASIAN), S`RUT, AUTO COMP. HOLES 25MM BARREL 125DEG., 4 HOLES |  | B0703.1250 | 07 | 2018-06-07 | N. A. | N. A. | N. A. | QPF/B0703 | 03 | 2017-01-04 | N. A. | N. A. | N. A. | PS/B0703 | 04 | 2018-03-03 | 2022-12-01 | 2019-12-01 | N. A. | B0703 | TMF-1 | IU/1 | Class C | FINISHED GOODS | SUSHRUT™ | CHS BARREL PLATE (ASIAN), AUTO COMP. HOLES | 25MM BARREL 125DEG., 4 HOLES | 16 | No | Yes |  | No | N. A. | No | N. A. | No | Yes | No | Yes | M. L.: MFG/MD/2021/000369 |  | 1 | SUSHRUT PRODUCTS\INTERNATIONAL IMPLANTS\COMPRESSION HIP SCREW IMPLANTS\CHS BARREL PLATES, 25MM AUTO COMP HOLES | 0 | Initial issue | Y | BONE PLATES |  | 1 | No | Yes | Yes | Yes | N. A.
B0706.1254F | B0706.1254F | CHS FORGING, 16MM WIDTH, 25MM BARREL, 316L, 125DEG. 4HOLES |  | B0706.1250F | N. A. | N. A. | N. A. | N. A. | N. A. | QPR/B0704 | N. A. | N. A. | N. A. | N. A. | N. A. | PS/B0704 | 05 | 2019-08-08 | 2022-12-01 | 2019-12-01 | N. A. | B0706 | N. A. | N. A. | N. A. | SEMIFINISHED GOODS | N. A. | N. A. | N. A. | N. A. | N. A. | N. A. |  | N. A. | N. A. | N. A. | N. A. | N. A. | N. A. | N. A. | N. A. | N. A. | N. A. | 1 | SUB COMPONENTS | 0 | Initial issue | N | SUB COMPONENTS |  | No | No | N. A. | N. A. | N. A. | N. A.
B0703 | B0706.1255 | CHS BARREL PLATE (ASIAN), S`RUT, AUTO COMP. HOLES 25MM BARREL 125DEG., 5 HOLES |  | B0703.1250 | 07 | 2018-06-07 | N. A. | N. A. | N. A. | QPF/B0703 | 03 | 2017-01-04 | N. A. | N. A. | N. A. | PS/B0703 | 04 | 2018-03-03 | 2022-12-01 | 2019-12-01 | N. A. | B0703 | TMF-1 | IU/1 | Class C | FINISHED GOODS | SUSHRUT™ | CHS BARREL PLATE (ASIAN), AUTO COMP. HOLES | 25MM BARREL 125DEG., 5 HOLES | 16 | No | Yes |  | No | N. A. | No | N. A. | No | Yes | No | Yes | M. L.: MFG/MD/2021/000369 |  | 1 | SUSHRUT PRODUCTS\INTERNATIONAL IMPLANTS\COMPRESSION HIP SCREW IMPLANTS\CHS BARREL PLATES, 25MM AUTO COMP HOLES | 0.0759 | Initial issue | Y | BONE PLATES |  | 1 | No | Yes | Yes | Yes | N. A.
B0706.1255F | B0706.1255F | CHS FORGING, 16MM WIDTH, 25MM BARREL, 316L, 125DEG. 5HOLES |  | B0706.1250F | N. A. | N. A. | N. A. | N. A. | N. A. | QPR/B0704 | N. A. | N. A. | N. A. | N. A. | N. A. | PS/B0704 | 05 | 2019-08-08 | 2022-12-01 | 2019-12-01 | N. A. | B0706 | N. A. | N. A. | N. A. | SEMIFINISHED GOODS | N. A. | N. A. | N. A. | N. A. | N. A. | N. A. |  | N. A. | N. A. | N. A. | N. A. | N. A. | N. A. | N. A. | N. A. | N. A. | N. A. | 1 | SUB COMPONENTS | 0 | Initial issue | N | SUB COMPONENTS |  | No | No | N. A. | N. A. | N. A. | N. A.
B0703 | B0706.1256 | CHS BARREL PLATE (ASIAN), S`RUT, AUTO COMP. HOLES 25MM BARREL 125DEG., 6 HOLES |  | B0703.1250 | 07 | 2018-06-07 | N. A. | N. A. | N. A. | QPF/B0703 | 03 | 2017-01-04 | N. A. | N. A. | N. A. | PS/B0703 | 04 | 2018-03-03 | 2022-12-01 | 2019-12-01 | N. A. | B0703 | TMF-1 | IU/1 | Class C | FINISHED GOODS | SUSHRUT™ | CHS BARREL PLATE (ASIAN), AUTO COMP. HOLES | 25MM BARREL 125DEG., 6 HOLES | 16 | No | Yes |  | No | N. A. | No | N. A. | No | Yes | No | Yes | M. L.: MFG/MD/2021/000369 |  | 1 | SUSHRUT PRODUCTS\INTERNATIONAL IMPLANTS\COMPRESSION HIP SCREW IMPLANTS\CHS BARREL PLATES, 25MM AUTO COMP HOLES | 0.0798 | Initial issue | Y | BONE PLATES |  | 1 | No | Yes | Yes | Yes | N. A.
B0706.1256F | B0706.1256F | CHS FORGING, 16MM WIDTH, 25MM BARREL, 316L, 125DEG. UPTO 6HOLES |  | B0706.1250F | N. A. | N. A. | N. A. | N. A. | N. A. | QPF/B0704 | N. A. | N. A. | N. A. | N. A. | N. A. | PS/B0704 | 05 | 2019-08-08 | 2022-12-01 | 2019-12-01 | N. A. | B0706 | N. A. | N. A. | N. A. | SEMIFINISHED GOODS | N. A. | N. A. | N. A. | N. A. | N. A. | N. A. |  | N. A. | N. A. | N. A. | N. A. | N. A. | N. A. | N. A. | N. A. | N. A. | N. A. | 1 | SUB COMPONENTS | 0 | Initial issue | N | BONE PLATES |  | No | No | N. A. | N. A. | N. A. | N. A.
B0703 | B0706.1257 | CHS BARREL PLATE (ASIAN), S`RUT, AUTO COMP. HOLES 25MM BARREL 125DEG., 7 HOLES |  | B0703.1250 | 07 | 2018-06-07 | N. A. | N. A. | N. A. | QPF/B0703 | 03 | 2017-01-04 | N. A. | N. A. | N. A. | PS/B0703 | 04 | 2018-03-03 | 2022-12-01 | 2019-12-01 | N. A. | B0703 | TMF-1 | IU/1 | Class C | FINISHED GOODS | SUSHRUT™ | CHS BARREL PLATE (ASIAN), AUTO COMP. HOLES | 25MM BARREL 125DEG., 7 HOLES | 16 | No | Yes |  | No | N. A. | No | N. A. | No | Yes | No | Yes | M. L.: MFG/MD/2021/000369 |  | 1 | SUSHRUT PRODUCTS\INTERNATIONAL IMPLANTS\COMPRESSION HIP SCREW IMPLANTS\CHS BARREL PLATES, 25MM AUTO COMP HOLES | 0 | Initial issue | Y | BONE PLATES |  | 1 | No | Yes | Yes | Yes | N. A.
B0706.1257F | B0706.1257F | CHS FORGING, 16MM WIDTH, 25MM BARREL, 316L, 125DEG. 7HOLES |  | B0706.1250F | N. A. | N. A. | N. A. | N. A. | N. A. | QPR/B0704 | N. A. | N. A. | N. A. | N. A. | N. A. | PS/B0704 | 05 | 2019-08-08 | 2022-12-01 | 2019-12-01 | N. A. | B0706 | N. A. | N. A. | N. A. | SEMIFINISHED GOODS | N. A. | N. A. | N. A. | N. A. | N. A. | N. A. |  | N. A. | N. A. | N. A. | N. A. | N. A. | N. A. | N. A. | N. A. | N. A. | N. A. | 1 | SUB COMPONENTS | 0 | Initial issue | N | SUB COMPONENTS |  | No | No | N. A. | N. A. | N. A. | N. A.
B0703 | B0706.1258 | CHS BARREL PLATE (ASIAN), S`RUT, AUTO COMP. HOLES 25MM BARREL 125DEG., 8 HOLES |  | B0703.1250 | 07 | 2018-06-07 | N. A. | N. A. | N. A. | QPF/B0703 | 03 | 2017-01-04 | N. A. | N. A. | N. A. | PS/B0703 | 04 | 2018-03-03 | 2022-12-01 | 2019-12-01 | N. A. | B0703 | TMF-1 | IU/1 | Class C | FINISHED GOODS | SUSHRUT™ | CHS BARREL PLATE (ASIAN), AUTO COMP. HOLES | 25MM BARREL 125DEG., 8 HOLES | 16 | No | Yes |  | No | N. A. | No | N. A. | No | Yes | No | Yes | M. L.: MFG/MD/2021/000369 |  | 1 | SUSHRUT PRODUCTS\INTERNATIONAL IMPLANTS\COMPRESSION HIP SCREW IMPLANTS\CHS BARREL PLATES, 25MM AUTO COMP HOLES | 0.099 | Initial issue | Y | BONE PLATES |  | 1 | No | Yes | Yes | Yes | N. A.
B0706.1258F | B0706.1258F | CHS FORGING, 16MM WIDTH, 25MM BARREL, 316L, 125DEG. 8HOLES |  | B0706.1250F | N. A. | N. A. | N. A. | N. A. | N. A. | QPR/B0704 | N. A. | N. A. | N. A. | N. A. | N. A. | PS/B0704 | 05 | 2019-08-08 | 2022-12-01 | 2019-12-01 | N. A. | B0706 | N. A. | N. A. | N. A. | SEMIFINISHED GOODS | N. A. | N. A. | N. A. | N. A. | N. A. | N. A. |  | N. A. | N. A. | N. A. | N. A. | N. A. | N. A. | N. A. | N. A. | N. A. | N. A. | 1 | SUB COMPONENTS | 0 | Initial issue | N | SUB COMPONENTS |  | No | No | N. A. | N. A. | N. A. | N. A.
B0703 | B0706.1259 | CHS BARREL PLATE (ASIAN), S`RUT, AUTO COMP. HOLES 25MM BARREL 125DEG., 9 HOLES |  | B0703.1250 | 07 | 2018-06-07 | N. A. | N. A. | N. A. | QPF/B0703 | 03 | 2017-01-04 | N. A. | N. A. | N. A. | PS/B0703 | 04 | 2018-03-03 | 2022-12-01 | 2019-12-01 | N. A. | B0703 | TMF-1 | IU/1 | Class C | FINISHED GOODS | SUSHRUT™ | CHS BARREL PLATE (ASIAN), AUTO COMP. HOLES | 25MM BARREL 125DEG., 9 HOLES | 16 | No | Yes |  | No | N. A. | No | N. A. | No | Yes | No | Yes | M. L.: MFG/MD/2021/000369 |  | 1 | SUSHRUT PRODUCTS\INTERNATIONAL IMPLANTS\COMPRESSION HIP SCREW IMPLANTS\CHS BARREL PLATES, 25MM AUTO COMP HOLES | 0.1118 | Initial issue | Y | BONE PLATES |  | 1 | No | Yes | Yes | Yes | N. A.
B0706.1259F | B0706.1259F | CHS FORGING, 16MM WIDTH, 25MM BARREL, 316L, 125DEG. UPTO 9HOLES |  | B0706.1250F | N. A. | N. A. | N. A. | N. A. | N. A. | QPF/B0704 | N. A. | N. A. | N. A. | N. A. | N. A. | PS/B0704 | 05 | 2019-08-08 | 2022-12-01 | 2019-12-01 | N. A. | B0706 | N. A. | N. A. | N. A. | SEMIFINISHED GOODS | N. A. | N. A. | N. A. | N. A. | N. A. | N. A. |  | N. A. | N. A. | N. A. | N. A. | N. A. | N. A. | N. A. | N. A. | N. A. | N. A. | 1 | SUB COMPONENTS | 0 | Initial issue | N | BONE PLATES |  | No | No | N. A. | N. A. | N. A. | N. A.
B0703 | B0706.1260 | CHS BARREL PLATE (ASIAN), S`RUT, AUTO COMP. HOLES 25MM BARREL 125DEG., 10 HOLES |  | B0703.1250 | 07 | 2018-06-07 | N. A. | N. A. | N. A. | QPF/B0703 | 03 | 2017-01-04 | N. A. | N. A. | N. A. | PS/B0703 | 04 | 2018-03-03 | 2022-12-01 | 2019-12-01 | N. A. | B0703 | TMF-1 | IU/1 | Class C | FINISHED GOODS | SUSHRUT™ | CHS BARREL PLATE (ASIAN), AUTO COMP. HOLES | 25MM BARREL 125DEG., 10 HOLES | 16 | No | Yes |  | No | N. A. | No | N. A. | No | Yes | No | Yes | M. L.: MFG/MD/2021/000369 |  | 1 | SUSHRUT PRODUCTS\INTERNATIONAL IMPLANTS\COMPRESSION HIP SCREW IMPLANTS\CHS BARREL PLATES, 25MM AUTO COMP HOLES | 0.1106 | Initial issue | Y | BONE PLATES |  | 1 | No | Yes | Yes | Yes | N. A.
B0706.1260F | B0706.1260F | CHS FORGING, 16MM WIDTH, 25MM BARREL, 316L, 125DEG. 10HOLES |  | B0706.1250F | N. A. | N. A. | N. A. | N. A. | N. A. | QPR/B0704 | N. A. | N. A. | N. A. | N. A. | N. A. | PS/B0704 | 05 | 2019-08-08 | 2022-12-01 | 2019-12-01 | N. A. | B0706 | N. A. | N. A. | N. A. | SEMIFINISHED GOODS | N. A. | N. A. | N. A. | N. A. | N. A. | N. A. |  | N. A. | N. A. | N. A. | N. A. | N. A. | N. A. | N. A. | N. A. | N. A. | N. A. | 1 | SUB COMPONENTS | 0 | Initial issue | N | SUB COMPONENTS |  | No | No | N. A. | N. A. | N. A. | N. A.
B0703 | B0706.1261 | CHS BARREL PLATE (ASIAN), S`RUT, AUTO COMP. HOLES 25MM BARREL 125DEG., 11 HOLES |  | B0703.1250 | 07 | 2018-06-07 | N. A. | N. A. | N. A. | QPF/B0703 | 03 | 2017-01-04 | N. A. | N. A. | N. A. | PS/B0703 | 04 | 2018-03-03 | 2022-12-01 | 2019-12-01 | N. A. | B0703 | TMF-1 | IU/1 | Class C | FINISHED GOODS | SUSHRUT™ | CHS BARREL PLATE (ASIAN), AUTO COMP. HOLES | 25MM BARREL 125DEG., 11 HOLES | 16 | No | Yes |  | No | N. A. | No | N. A. | No | Yes | No | Yes | M. L.: MFG/MD/2021/000369 |  | 1 | SUSHRUT PRODUCTS\INTERNATIONAL IMPLANTS\COMPRESSION HIP SCREW IMPLANTS\CHS BARREL PLATES, 25MM AUTO COMP HOLES | 0 | Initial issue | Y | BONE PLATES |  | 1 | No | Yes | Yes | Yes | N. A.
B0706.1261F | B0706.1261F | CHS FORGING, 16MM WIDTH, 25MM BARREL, 316L, 125DEG. 11HOLES |  | B0706.1250F | N. A. | N. A. | N. A. | N. A. | N. A. | QPR/B0704 | N. A. | N. A. | N. A. | N. A. | N. A. | PS/B0704 | 05 | 2019-08-08 | 2022-12-01 | 2019-12-01 | N. A. | B0706 | N. A. | N. A. | N. A. | SEMIFINISHED GOODS | N. A. | N. A. | N. A. | N. A. | N. A. | N. A. |  | N. A. | N. A. | N. A. | N. A. | N. A. | N. A. | N. A. | N. A. | N. A. | N. A. | 1 | SUB COMPONENTS | 0 | Initial issue | N | SUB COMPONENTS |  | No | No | N. A. | N. A. | N. A. | N. A.
B0703 | B0706.1262 | CHS BARREL PLATE (ASIAN), S`RUT, AUTO COMP. HOLES 25MM BARREL 125DEG., 12 HOLES |  | B0703.1250 | 07 | 2018-06-07 | N. A. | N. A. | N. A. | QPF/B0703 | 03 | 2017-01-04 | N. A. | N. A. | N. A. | PS/B0703 | 04 | 2018-03-03 | 2022-12-01 | 2019-12-01 | N. A. | B0703 | TMF-1 | IU/1 | Class C | FINISHED GOODS | SUSHRUT™ | CHS BARREL PLATE (ASIAN), AUTO COMP. HOLES | 25MM BARREL 125DEG., 12 HOLES | 16 | No | Yes |  | No | N. A. | No | N. A. | No | Yes | No | Yes | M. L.: MFG/MD/2021/000369 |  | 1 | SUSHRUT PRODUCTS\INTERNATIONAL IMPLANTS\COMPRESSION HIP SCREW IMPLANTS\CHS BARREL PLATES, 25MM AUTO COMP HOLES | 0.1349 | Initial issue | Y | BONE PLATES |  | 1 | No | Yes | Yes | Yes | N. A.
B0706.1262F | B0706.1262F | CHS FORGING, 16MM WIDTH, 25MM BARREL, 316L, 125DEG. UPTO 12HOLES |  | B0706.1250F | N. A. | N. A. | N. A. | N. A. | N. A. | QPF/B0704 | N. A. | N. A. | N. A. | N. A. | N. A. | PS/B0704 | 05 | 2019-08-08 | 2022-12-01 | 2019-12-01 | N. A. | B0706 | N. A. | N. A. | N. A. | SEMIFINISHED GOODS | N. A. | N. A. | N. A. | N. A. | N. A. | N. A. |  | N. A. | N. A. | N. A. | N. A. | N. A. | N. A. | N. A. | N. A. | N. A. | N. A. | 1 | SUB COMPONENTS | 0 | Initial issue | N | BONE PLATES |  | No | No | N. A. | N. A. | N. A. | N. A.
B0703 | B0706.1263 | CHS BARREL PLATE (ASIAN), S`RUT, AUTO COMP. HOLES 25MM BARREL 125DEG., 13 HOLES |  | B0703.1250 | 07 | 2018-06-07 | N. A. | N. A. | N. A. | QPF/B0703 | 03 | 2017-01-04 | N. A. | N. A. | N. A. | PS/B0703 | 04 | 2018-03-03 | 2022-12-01 | 2019-12-01 | N. A. | B0703 | TMF-1 | IU/1 | Class C | FINISHED GOODS | SUSHRUT™ | CHS BARREL PLATE (ASIAN), AUTO COMP. HOLES | 25MM BARREL 125DEG., 13 HOLES | 16 | No | Yes |  | No | N. A. | No | N. A. | No | Yes | No | Yes | M. L.: MFG/MD/2021/000369 |  | 1 | SUSHRUT PRODUCTS\INTERNATIONAL IMPLANTS\COMPRESSION HIP SCREW IMPLANTS\CHS BARREL PLATES, 25MM AUTO COMP HOLES | 0 | Initial issue | Y | BONE PLATES |  | 1 | No | Yes | Yes | Yes | N. A.
B0706.1263F | B0706.1263F | CHS FORGING, 16MM WIDTH, 25MM BARREL, 316L, 125DEG. 13HOLES |  | B0706.1250F | N. A. | N. A. | N. A. | N. A. | N. A. | QPR/B0704 | N. A. | N. A. | N. A. | N. A. | N. A. | PS/B0704 | 05 | 2019-08-08 | 2022-12-01 | 2019-12-01 | N. A. | B0706 | N. A. | N. A. | N. A. | SEMIFINISHED GOODS | N. A. | N. A. | N. A. | N. A. | N. A. | N. A. |  | N. A. | N. A. | N. A. | N. A. | N. A. | N. A. | N. A. | N. A. | N. A. | N. A. | 1 | SUB COMPONENTS | 0 | Initial issue | N | SUB COMPONENTS |  | No | No | N. A. | N. A. | N. A. | N. A.
B0703 | B0706.1264 | CHS BARREL PLATE (ASIAN), S`RUT, AUTO COMP. HOLES 25MM BARREL 125DEG., 14 HOLES |  | B0703.1250 | 07 | 2018-06-07 | N. A. | N. A. | N. A. | QPF/B0703 | 03 | 2017-01-04 | N. A. | N. A. | N. A. | PS/B0703 | 04 | 2018-03-03 | 2022-12-01 | 2019-12-01 | N. A. | B0703 | TMF-1 | IU/1 | Class C | FINISHED GOODS | SUSHRUT™ | CHS BARREL PLATE (ASIAN), AUTO COMP. HOLES | 25MM BARREL 125DEG., 14 HOLES | 16 | No | Yes |  | No | N. A. | No | N. A. | No | Yes | No | Yes | M. L.: MFG/MD/2021/000369 |  | 1 | SUSHRUT PRODUCTS\INTERNATIONAL IMPLANTS\COMPRESSION HIP SCREW IMPLANTS\CHS BARREL PLATES, 25MM AUTO COMP HOLES | 0 | Initial issue | Y | BONE PLATES |  | 1 | No | Yes | Yes | Yes | N. A.
B0706.1264F | B0706.1264F | CHS FORGING, 16MM WIDTH, 25MM BARREL, 316L, 125DEG. 14HOLES |  | B0706.1250F | N. A. | N. A. | N. A. | N. A. | N. A. | QPR/B0704 | N. A. | N. A. | N. A. | N. A. | N. A. | PS/B0704 | 05 | 2019-08-08 | 2022-12-01 | 2019-12-01 | N. A. | B0706 | N. A. | N. A. | N. A. | SEMIFINISHED GOODS | N. A. | N. A. | N. A. | N. A. | N. A. | N. A. |  | N. A. | N. A. | N. A. | N. A. | N. A. | N. A. | N. A. | N. A. | N. A. | N. A. | 1 | SUB COMPONENTS | 0 | Initial issue | N | SUB COMPONENTS |  | No | No | N. A. | N. A. | N. A. | N. A.
B0703 | B0706.1265 | CHS BARREL PLATE (ASIAN), S`RUT, AUTO COMP. HOLES 25MM BARREL 125DEG., 15 HOLES |  | B0703.1250 | 07 | 2018-06-07 | N. A. | N. A. | N. A. | QPF/B0703 | 03 | 2017-01-04 | N. A. | N. A. | N. A. | PS/B0703 | 04 | 2018-03-03 | 2022-12-01 | 2019-12-01 | N. A. | B0703 | TMF-1 | IU/1 | Class C | FINISHED GOODS | SUSHRUT™ | CHS BARREL PLATE (ASIAN), AUTO COMP. HOLES | 25MM BARREL 125DEG., 15 HOLES | 16 | No | Yes |  | No | N. A. | No | N. A. | No | Yes | No | Yes | M. L.: MFG/MD/2021/000369 |  | 1 | SUSHRUT PRODUCTS\INTERNATIONAL IMPLANTS\COMPRESSION HIP SCREW IMPLANTS\CHS BARREL PLATES, 25MM AUTO COMP HOLES | 0 | Initial issue | Y | BONE PLATES |  | 1 | No | Yes | Yes | Yes | N. A.
B0706.1265F | B0706.1265F | CHS FORGING, 16MM WIDTH, 25MM BARREL, 316L, 125DEG. UPTO 15HOLES |  | B0706.1250F | N. A. | N. A. | N. A. | N. A. | N. A. | QPF/B0704 | N. A. | N. A. | N. A. | N. A. | N. A. | PS/B0704 | 05 | 2019-08-08 | 2022-12-01 | 2019-12-01 | N. A. | B0706 | N. A. | N. A. | N. A. | SEMIFINISHED GOODS | N. A. | N. A. | N. A. | N. A. | N. A. | N. A. |  | N. A. | N. A. | N. A. | N. A. | N. A. | N. A. | N. A. | N. A. | N. A. | N. A. | 1 | SUB COMPONENTS | 0 | Initial issue | N | BONE PLATES |  | No | No | N. A. | N. A. | N. A. | N. A.
B0703 | B0706.1266 | CHS BARREL PLATE (ASIAN), S`RUT, AUTO COMP. HOLES 25MM BARREL 125DEG., 16 HOLES |  | B0703.1250 | 07 | 2018-06-07 | N. A. | N. A. | N. A. | QPF/B0703 | 03 | 2017-01-04 | N. A. | N. A. | N. A. | PS/B0703 | 04 | 2018-03-03 | 2022-12-01 | 2019-12-01 | N. A. | B0703 | TMF-1 | IU/1 | Class C | FINISHED GOODS | SUSHRUT™ | CHS BARREL PLATE (ASIAN), AUTO COMP. HOLES | 25MM BARREL 125DEG., 16 HOLES | 16 | No | Yes |  | No | N. A. | No | N. A. | No | Yes | No | Yes | M. L.: MFG/MD/2021/000369 |  | 1 | SUSHRUT PRODUCTS\INTERNATIONAL IMPLANTS\COMPRESSION HIP SCREW IMPLANTS\CHS BARREL PLATES, 25MM AUTO COMP HOLES | 0 | Initial issue | Y | BONE PLATES |  | 1 | No | Yes | Yes | Yes | N. A.
B0706.1266F | B0706.1266F | CHS FORGING, 16MM WIDTH, 25MM BARREL, 316L, 125DEG. 16HOLES |  | B0706.1250F | N. A. | N. A. | N. A. | N. A. | N. A. | QPR/B0704 | N. A. | N. A. | N. A. | N. A. | N. A. | PS/B0704 | 05 | 2019-08-08 | 2022-12-01 | 2019-12-01 | N. A. | B0706 | N. A. | N. A. | N. A. | SEMIFINISHED GOODS | N. A. | N. A. | N. A. | N. A. | N. A. | N. A. |  | N. A. | N. A. | N. A. | N. A. | N. A. | N. A. | N. A. | N. A. | N. A. | N. A. | 1 | SUB COMPONENTS | 0 | Initial issue | N | SUB COMPONENTS |  | No | No | N. A. | N. A. | N. A. | N. A.
B0706.1267F | B0706.1267F | CHS FORGING, 16MM WIDTH, 25MM BARREL, 316L, 125DEG. 17HOLES |  | B0706.1250F | N. A. | N. A. | N. A. | N. A. | N. A. | QPR/B0704 | N. A. | N. A. | N. A. | N. A. | N. A. | PS/B0704 | 05 | 2019-08-08 | 2022-08-07 | N. A. | N. A. | B0706 | N. A. | N. A. | N. A. | SEMIFINISHED GOODS | N. A. | N. A. | N. A. | N. A. | N. A. | N. A. |  | N. A. | N. A. | N. A. | N. A. | N. A. | N. A. | N. A. | N. A. | N. A. | N. A. | 1 | SUB COMPONENTS | 0 | Initial issue | N | SUB COMPONENTS |  | No | No | N. A. | N. A. | N. A. | N. A.
B0703 | B0706.1268 | CHS BARREL PLATE (ASIAN), S`RUT, AUTO COMP. HOLES 25MM BARREL 125DEG., 18 HOLES |  | B0703.1250 | 07 | 2018-06-07 | N. A. | N. A. | N. A. | QPF/B0703 | 03 | 2017-01-04 | N. A. | N. A. | N. A. | PS/B0703 | 04 | 2018-03-03 | 2022-12-01 | 2019-12-01 | N. A. | B0703 | TMF-1 | IU/1 | Class C | FINISHED GOODS | SUSHRUT™ | CHS BARREL PLATE (ASIAN), AUTO COMP. HOLES | 25MM BARREL 125DEG., 18 HOLES | 16 | No | Yes |  | No | N. A. | No | N. A. | No | Yes | No | Yes | M. L.: MFG/MD/2021/000369 |  | 1 | SUSHRUT PRODUCTS\INTERNATIONAL IMPLANTS\COMPRESSION HIP SCREW IMPLANTS\CHS BARREL PLATES, 25MM AUTO COMP HOLES | 0 | Initial issue | Y | BONE PLATES |  | 1 | No | Yes | Yes | Yes | N. A.
B0706.1268F | B0706.1268F | CHS FORGING, 16MM WIDTH, 25MM BARREL, 316L, 125DEG. UPTO 18HOLES |  | B0706.1250F | N. A. | N. A. | N. A. | N. A. | N. A. | QPF/B0704 | N. A. | N. A. | N. A. | N. A. | N. A. | PS/B0704 | 05 | 2019-08-08 | 2022-12-01 | 2019-12-01 | N. A. | B0706 | N. A. | N. A. | N. A. | SEMIFINISHED GOODS | N. A. | N. A. | N. A. | N. A. | N. A. | N. A. |  | N. A. | N. A. | N. A. | N. A. | N. A. | N. A. | N. A. | N. A. | N. A. | N. A. | 1 | SUB COMPONENTS | 0 | Initial issue | N | BONE PLATES |  | No | No | N. A. | N. A. | N. A. | N. A.
B0706.1300F | B0706.1300F | CHS FORGING, 16MM WIDTH, 25MM BARREL, 316L, 130DEG. DOUBLE ENDED |  | B0706.1300F | N. A. | N. A. | N. A. | N. A. | N. A. | QPF/B0704F | N. A. | N. A. | N. A. | N. A. | N. A. | PS/B0704FDE | N. A. | N. A. | N. A. | N. A. | N. A. | B0706 | N. A. | N. A. | N. A. | SEMIFINISHED GOODS | N. A. | N. A. | N. A. | N. A. | N. A. | N. A. |  | N. A. | N. A. | N. A. | N. A. | N. A. | N. A. | N. A. | N. A. | N. A. | N. A. | 1 | SUB COMPONENTS | 0 | Initial issue | N | BONE PLATES |  | No | No | N. A. | N. A. | N. A. | N. A.
B0703 | B0706.1303 | CHS BARREL PLATE (ASIAN), S`RUT, AUTO COMP. HOLES 25MM BARREL 130DEG., 3 HOLES |  | B0703.1300 | 07 | 2018-06-07 | N. A. | N. A. | N. A. | QPF/B0703 | 03 | 2017-01-04 | N. A. | N. A. | N. A. | PS/B0703 | 04 | 2018-03-03 | 2022-12-01 | 2019-12-01 | N. A. | B0703 | TMF-1 | IU/1 | Class C | FINISHED GOODS | SUSHRUT™ | CHS BARREL PLATE (ASIAN), AUTO COMP. HOLES | 25MM BARREL 130DEG., 3 HOLES | 16 | No | Yes |  | No | N. A. | No | N. A. | No | Yes | No | Yes | M. L.: MFG/MD/2021/000369 |  | 1 | SUSHRUT PRODUCTS\INTERNATIONAL IMPLANTS\COMPRESSION HIP SCREW IMPLANTS\CHS BARREL PLATES, 25MM AUTO COMP HOLES | 0.0534 | Initial issue | Y | BONE PLATES |  | 1 | No | Yes | Yes | Yes | N. A.
B0706.1303F | B0706.1303F | CHS FORGING, 16MM WIDTH, 25MM BARREL, 316L, 130DEG. 3HOLES |  | B0706.1300F | N. A. | N. A. | N. A. | N. A. | N. A. | QPR/B0704 | N. A. | N. A. | N. A. | N. A. | N. A. | PS/B0704 | 05 | 2019-08-08 | 2022-12-01 | 2019-12-01 | N. A. | B0706 | N. A. | N. A. | N. A. | SEMIFINISHED GOODS | N. A. | N. A. | N. A. | N. A. | N. A. | N. A. |  | N. A. | N. A. | N. A. | N. A. | N. A. | N. A. | N. A. | N. A. | N. A. | N. A. | 1 | SUB COMPONENTS | 0 | Initial issue | N | SUB COMPONENTS |  | No | No | N. A. | N. A. | N. A. | N. A.
B0703 | B0706.1304 | CHS BARREL PLATE (ASIAN), S`RUT, AUTO COMP. HOLES 25MM BARREL 130DEG., 4 HOLES |  | B0703.1300 | 07 | 2018-06-07 | N. A. | N. A. | N. A. | QPF/B0703 | 03 | 2017-01-04 | N. A. | N. A. | N. A. | PS/B0703 | 04 | 2018-03-03 | 2022-12-01 | 2019-12-01 | N. A. | B0703 | TMF-1 | IU/1 | Class C | FINISHED GOODS | SUSHRUT™ | CHS BARREL PLATE (ASIAN), AUTO COMP. HOLES | 25MM BARREL 130DEG., 4 HOLES | 16 | No | Yes |  | No | N. A. | No | N. A. | No | Yes | No | Yes | M. L.: MFG/MD/2021/000369 |  | 1 | SUSHRUT PRODUCTS\INTERNATIONAL IMPLANTS\COMPRESSION HIP SCREW IMPLANTS\CHS BARREL PLATES, 25MM AUTO COMP HOLES | 0.0669 | Initial issue | Y | BONE PLATES |  | 1 | No | Yes | Yes | Yes | N. A.
B0706.1304F | B0706.1304F | CHS FORGING, 16MM WIDTH, 25MM BARREL, 316L, 130DEG. 4HOLES |  | B0706.1300F | N. A. | N. A. | N. A. | N. A. | N. A. | QPR/B0704 | N. A. | N. A. | N. A. | N. A. | N. A. | PS/B0704 | 05 | 2019-08-08 | 2022-12-01 | 2019-12-01 | N. A. | B0706 | N. A. | N. A. | N. A. | SEMIFINISHED GOODS | N. A. | N. A. | N. A. | N. A. | N. A. | N. A. |  | N. A. | N. A. | N. A. | N. A. | N. A. | N. A. | N. A. | N. A. | N. A. | N. A. | 1 | SUB COMPONENTS | 0 | Initial issue | N | SUB COMPONENTS |  | No | No | N. A. | N. A. | N. A. | N. A.
B0703 | B0706.1305 | CHS BARREL PLATE (ASIAN), S`RUT, AUTO COMP. HOLES 25MM BARREL 130DEG., 5 HOLES |  | B0703.1300 | 07 | 2018-06-07 | N. A. | N. A. | N. A. | QPF/B0703 | 03 | 2017-01-04 | N. A. | N. A. | N. A. | PS/B0703 | 04 | 2018-03-03 | 2022-12-01 | 2019-12-01 | N. A. | B0703 | TMF-1 | IU/1 | Class C | FINISHED GOODS | SUSHRUT™ | CHS BARREL PLATE (ASIAN), AUTO COMP. HOLES | 25MM BARREL 130DEG., 5 HOLES | 16 | No | Yes |  | No | N. A. | No | N. A. | No | Yes | No | Yes | M. L.: MFG/MD/2021/000369 |  | 1 | SUSHRUT PRODUCTS\INTERNATIONAL IMPLANTS\COMPRESSION HIP SCREW IMPLANTS\CHS BARREL PLATES, 25MM AUTO COMP HOLES | 0.0724 | Initial issue | Y | BONE PLATES |  | 1 | No | Yes | Yes | Yes | N. A.
B0706.1305F | B0706.1305F | CHS FORGING, 16MM WIDTH, 25MM BARREL, 316L, 130DEG. 5HOLES |  | B0706.1300F | N. A. | N. A. | N. A. | N. A. | N. A. | QPR/B0704 | N. A. | N. A. | N. A. | N. A. | N. A. | PS/B0704 | 05 | 2019-08-08 | 2022-12-01 | 2019-12-01 | N. A. | B0706 | N. A. | N. A. | N. A. | SEMIFINISHED GOODS | N. A. | N. A. | N. A. | N. A. | N. A. | N. A. |  | N. A. | N. A. | N. A. | N. A. | N. A. | N. A. | N. A. | N. A. | N. A. | N. A. | 1 | SUB COMPONENTS | 0 | Initial issue | N | SUB COMPONENTS |  | No | No | N. A. | N. A. | N. A. | N. A.
B0703 | B0706.1306 | CHS BARREL PLATE (ASIAN), S`RUT, AUTO COMP. HOLES 25MM BARREL 130DEG., 6 HOLES |  | B0703.1300 | 07 | 2018-06-07 | N. A. | N. A. | N. A. | QPF/B0703 | 03 | 2017-01-04 | N. A. | N. A. | N. A. | PS/B0703 | 04 | 2018-03-03 | 2022-12-01 | 2019-12-01 | N. A. | B0703 | TMF-1 | IU/1 | Class C | FINISHED GOODS | SUSHRUT™ | CHS BARREL PLATE (ASIAN), AUTO COMP. HOLES | 25MM BARREL 130DEG., 6 HOLES | 16 | No | Yes |  | No | N. A. | No | N. A. | No | Yes | No | Yes | M. L.: MFG/MD/2021/000369 |  | 1 | SUSHRUT PRODUCTS\INTERNATIONAL IMPLANTS\COMPRESSION HIP SCREW IMPLANTS\CHS BARREL PLATES, 25MM AUTO COMP HOLES | 0.08025 | Initial issue | Y | BONE PLATES |  | 1 | No | Yes | Yes | Yes | N. A.
B0706.1306F | B0706.1306F | CHS FORGING, 16MM WIDTH, 25MM BARREL, 316L, 130DEG. UPTO 6HOLES |  | B0706.1300F | N. A. | N. A. | N. A. | N. A. | N. A. | QPF/B0704 | N. A. | N. A. | N. A. | N. A. | N. A. | PS/B0704 | 05 | 2019-08-08 | 2022-12-01 | 2019-12-01 | N. A. | B0706 | N. A. | N. A. | N. A. | SEMIFINISHED GOODS | N. A. | N. A. | N. A. | N. A. | N. A. | N. A. |  | N. A. | N. A. | N. A. | N. A. | N. A. | N. A. | N. A. | N. A. | N. A. | N. A. | 1 | SUB COMPONENTS | 0 | Initial issue | N | BONE PLATES |  | No | No | N. A. | N. A. | N. A. | N. A.
B0703 | B0706.1307 | CHS BARREL PLATE (ASIAN), S`RUT, AUTO COMP. HOLES 25MM BARREL 130DEG., 7 HOLES |  | B0703.1300 | 07 | 2018-06-07 | N. A. | N. A. | N. A. | QPF/B0703 | 03 | 2017-01-04 | N. A. | N. A. | N. A. | PS/B0703 | 04 | 2018-03-03 | 2022-12-01 | 2019-12-01 | N. A. | B0703 | TMF-1 | IU/1 | Class C | FINISHED GOODS | SUSHRUT™ | CHS BARREL PLATE (ASIAN), AUTO COMP. HOLES | 25MM BARREL 130DEG., 7 HOLES | 16 | No | Yes |  | No | N. A. | No | N. A. | No | Yes | No | Yes | M. L.: MFG/MD/2021/000369 |  | 1 | SUSHRUT PRODUCTS\INTERNATIONAL IMPLANTS\COMPRESSION HIP SCREW IMPLANTS\CHS BARREL PLATES, 25MM AUTO COMP HOLES | 0 | Initial issue | Y | BONE PLATES |  | 1 | No | Yes | Yes | Yes | N. A.
B0706.1307F | B0706.1307F | CHS FORGING, 16MM WIDTH, 25MM BARREL, 316L, 130DEG. 7HOLES |  | B0706.1300F | N. A. | N. A. | N. A. | N. A. | N. A. | QPR/B0704 | N. A. | N. A. | N. A. | N. A. | N. A. | PS/B0704 | 05 | 2019-08-08 | 2022-12-01 | 2019-12-01 | N. A. | B0706 | N. A. | N. A. | N. A. | SEMIFINISHED GOODS | N. A. | N. A. | N. A. | N. A. | N. A. | N. A. |  | N. A. | N. A. | N. A. | N. A. | N. A. | N. A. | N. A. | N. A. | N. A. | N. A. | 1 | SUB COMPONENTS | 0 | Initial issue | N | SUB COMPONENTS |  | No | No | N. A. | N. A. | N. A. | N. A.
B0703 | B0706.1308 | CHS BARREL PLATE (ASIAN), S`RUT, AUTO COMP. HOLES 25MM BARREL 130DEG., 8 HOLES |  | B0703.1300 | 07 | 2018-06-07 | N. A. | N. A. | N. A. | QPF/B0703 | 03 | 2017-01-04 | N. A. | N. A. | N. A. | PS/B0703 | 04 | 2018-03-03 | 2022-12-01 | 2019-12-01 | N. A. | B0703 | TMF-1 | IU/1 | Class C | FINISHED GOODS | SUSHRUT™ | CHS BARREL PLATE (ASIAN), AUTO COMP. HOLES | 25MM BARREL 130DEG., 8 HOLES | 16 | No | Yes |  | No | N. A. | No | N. A. | No | Yes | No | Yes | M. L.: MFG/MD/2021/000369 |  | 1 | SUSHRUT PRODUCTS\INTERNATIONAL IMPLANTS\COMPRESSION HIP SCREW IMPLANTS\CHS BARREL PLATES, 25MM AUTO COMP HOLES | 0.095375 | Initial issue | Y | BONE PLATES |  | 1 | No | Yes | Yes | Yes | N. A.
B0706.1308F | B0706.1308F | CHS FORGING, 16MM WIDTH, 25MM BARREL, 316L, 130DEG. 8HOLES |  | B0706.1300F | N. A. | N. A. | N. A. | N. A. | N. A. | QPR/B0704 | N. A. | N. A. | N. A. | N. A. | N. A. | PS/B0704 | 05 | 2019-08-08 | 2022-12-01 | 2019-12-01 | N. A. | B0706 | N. A. | N. A. | N. A. | SEMIFINISHED GOODS | N. A. | N. A. | N. A. | N. A. | N. A. | N. A. |  | N. A. | N. A. | N. A. | N. A. | N. A. | N. A. | N. A. | N. A. | N. A. | N. A. | 1 | SUB COMPONENTS | 0 | Initial issue | N | SUB COMPONENTS |  | No | No | N. A. | N. A. | N. A. | N. A.
B0703 | B0706.1309 | CHS BARREL PLATE (ASIAN), S`RUT, AUTO COMP. HOLES 25MM BARREL 130DEG., 9 HOLES |  | B0703.1300 | 07 | 2018-06-07 | N. A. | N. A. | N. A. | QPF/B0703 | 03 | 2017-01-04 | N. A. | N. A. | N. A. | PS/B0703 | 04 | 2018-03-03 | 2022-12-01 | 2019-12-01 | N. A. | B0703 | TMF-1 | IU/1 | Class C | FINISHED GOODS | SUSHRUT™ | CHS BARREL PLATE (ASIAN), AUTO COMP. HOLES | 25MM BARREL 130DEG., 9 HOLES | 16 | No | Yes |  | No | N. A. | No | N. A. | No | Yes | No | Yes | M. L.: MFG/MD/2021/000369 |  | 1 | SUSHRUT PRODUCTS\INTERNATIONAL IMPLANTS\COMPRESSION HIP SCREW IMPLANTS\CHS BARREL PLATES, 25MM AUTO COMP HOLES | 0.1123 | Initial issue | Y | BONE PLATES |  | 1 | No | Yes | Yes | Yes | N. A.
B0706.1309F | B0706.1309F | CHS FORGING, 16MM WIDTH, 25MM BARREL, 316L, 130DEG. UPTO 9HOLES |  | B0706.1300F | N. A. | N. A. | N. A. | N. A. | N. A. | QPF/B0704 | N. A. | N. A. | N. A. | N. A. | N. A. | PS/B0704 | 05 | 2019-08-08 | 2022-12-01 | 2019-12-01 | N. A. | B0706 | N. A. | N. A. | N. A. | SEMIFINISHED GOODS | N. A. | N. A. | N. A. | N. A. | N. A. | N. A. |  | N. A. | N. A. | N. A. | N. A. | N. A. | N. A. | N. A. | N. A. | N. A. | N. A. | 1 | SUB COMPONENTS | 0 | Initial issue | N | BONE PLATES |  | No | No | N. A. | N. A. | N. A. | N. A.
B0703 | B0706.1310 | CHS BARREL PLATE (ASIAN), S`RUT, AUTO COMP. HOLES 25MM BARREL 130DEG., 10 HOLES |  | B0703.1300 | 07 | 2018-06-07 | N. A. | N. A. | N. A. | QPF/B0703 | 03 | 2017-01-04 | N. A. | N. A. | N. A. | PS/B0703 | 04 | 2018-03-03 | 2022-12-01 | 2019-12-01 | N. A. | B0703 | TMF-1 | IU/1 | Class C | FINISHED GOODS | SUSHRUT™ | CHS BARREL PLATE (ASIAN), AUTO COMP. HOLES | 25MM BARREL 130DEG., 10 HOLES | 16 | No | Yes |  | No | N. A. | No | N. A. | No | Yes | No | Yes | M. L.: MFG/MD/2021/000369 |  | 1 | SUSHRUT PRODUCTS\INTERNATIONAL IMPLANTS\COMPRESSION HIP SCREW IMPLANTS\CHS BARREL PLATES, 25MM AUTO COMP HOLES | 0.1084 | Initial issue | Y | BONE PLATES |  | 1 | No | Yes | Yes | Yes | N. A.
B0706.1310F | B0706.1310F | CHS FORGING, 16MM WIDTH, 25MM BARREL, 316L, 130DEG. 10HOLES |  | B0706.1300F | N. A. | N. A. | N. A. | N. A. | N. A. | QPR/B0704 | N. A. | N. A. | N. A. | N. A. | N. A. | PS/B0704 | 05 | 2019-08-08 | 2022-12-01 | 2019-12-01 | N. A. | B0706 | N. A. | N. A. | N. A. | SEMIFINISHED GOODS | N. A. | N. A. | N. A. | N. A. | N. A. | N. A. |  | N. A. | N. A. | N. A. | N. A. | N. A. | N. A. | N. A. | N. A. | N. A. | N. A. | 1 | SUB COMPONENTS | 0 | Initial issue | N | SUB COMPONENTS |  | No | No | N. A. | N. A. | N. A. | N. A.
B0703 | B0706.1311 | CHS BARREL PLATE (ASIAN), S`RUT, AUTO COMP. HOLES 25MM BARREL 130DEG., 11 HOLES |  | B0703.1300 | 07 | 2018-06-07 | N. A. | N. A. | N. A. | QPF/B0703 | 03 | 2017-01-04 | N. A. | N. A. | N. A. | PS/B0703 | 04 | 2018-03-03 | 2022-12-01 | 2019-12-01 | N. A. | B0703 | TMF-1 | IU/1 | Class C | FINISHED GOODS | SUSHRUT™ | CHS BARREL PLATE (ASIAN), AUTO COMP. HOLES | 25MM BARREL 130DEG., 11 HOLES | 16 | No | Yes |  | No | N. A. | No | N. A. | No | Yes | No | Yes | M. L.: MFG/MD/2021/000369 |  | 1 | SUSHRUT PRODUCTS\INTERNATIONAL IMPLANTS\COMPRESSION HIP SCREW IMPLANTS\CHS BARREL PLATES, 25MM AUTO COMP HOLES | 0.1218 | Initial issue | Y | BONE PLATES |  | 1 | No | Yes | Yes | Yes | N. A.
B0706.1311F | B0706.1311F | CHS FORGING, 16MM WIDTH, 25MM BARREL, 316L, 130DEG. 11HOLES |  | B0706.1300F | N. A. | N. A. | N. A. | N. A. | N. A. | QPR/B0704 | N. A. | N. A. | N. A. | N. A. | N. A. | PS/B0704 | 05 | 2019-08-08 | 2022-12-01 | 2019-12-01 | N. A. | B0706 | N. A. | N. A. | N. A. | SEMIFINISHED GOODS | N. A. | N. A. | N. A. | N. A. | N. A. | N. A. |  | N. A. | N. A. | N. A. | N. A. | N. A. | N. A. | N. A. | N. A. | N. A. | N. A. | 1 | SUB COMPONENTS | 0 | Initial issue | N | SUB COMPONENTS |  | No | No | N. A. | N. A. | N. A. | N. A.
B0703 | B0706.1312 | CHS BARREL PLATE (ASIAN), S`RUT, AUTO COMP. HOLES 25MM BARREL 130DEG., 12 HOLES |  | B0703.1300 | 07 | 2018-06-07 | N. A. | N. A. | N. A. | QPF/B0703 | 03 | 2017-01-04 | N. A. | N. A. | N. A. | PS/B0703 | 04 | 2018-03-03 | 2022-12-01 | 2019-12-01 | N. A. | B0703 | TMF-1 | IU/1 | Class C | FINISHED GOODS | SUSHRUT™ | CHS BARREL PLATE (ASIAN), AUTO COMP. HOLES | 25MM BARREL 130DEG., 12 HOLES | 16 | No | Yes |  | No | N. A. | No | N. A. | No | Yes | No | Yes | M. L.: MFG/MD/2021/000369 |  | 1 | SUSHRUT PRODUCTS\INTERNATIONAL IMPLANTS\COMPRESSION HIP SCREW IMPLANTS\CHS BARREL PLATES, 25MM AUTO COMP HOLES | 0 | Initial issue | Y | BONE PLATES |  | 1 | No | Yes | Yes | Yes | N. A.
B0706.1312F | B0706.1312F | CHS FORGING, 16MM WIDTH, 25MM BARREL, 316L, 130DEG. UPTO 12HOLES |  | B0706.1300F | N. A. | N. A. | N. A. | N. A. | N. A. | QPF/B0704 | N. A. | N. A. | N. A. | N. A. | N. A. | PS/B0704 | 05 | 2019-08-08 | 2022-12-01 | 2019-12-01 | N. A. | B0706 | N. A. | N. A. | N. A. | SEMIFINISHED GOODS | N. A. | N. A. | N. A. | N. A. | N. A. | N. A. |  | N. A. | N. A. | N. A. | N. A. | N. A. | N. A. | N. A. | N. A. | N. A. | N. A. | 1 | SUB COMPONENTS | 0 | Initial issue | N | BONE PLATES |  | No | No | N. A. | N. A. | N. A. | N. A.
B0703 | B0706.1313 | CHS BARREL PLATE (ASIAN), S`RUT, AUTO COMP. HOLES 25MM BARREL 130DEG., 13 HOLES |  | B0703.1300 | 07 | 2018-06-07 | N. A. | N. A. | N. A. | QPF/B0703 | 03 | 2017-01-04 | N. A. | N. A. | N. A. | PS/B0703 | 04 | 2018-03-03 | 2022-12-01 | 2019-12-01 | N. A. | B0703 | TMF-1 | IU/1 | Class C | FINISHED GOODS | SUSHRUT™ | CHS BARREL PLATE (ASIAN), AUTO COMP. HOLES | 25MM BARREL 130DEG., 13 HOLES | 16 | No | Yes |  | No | N. A. | No | N. A. | No | Yes | No | Yes | M. L.: MFG/MD/2021/000369 |  | 1 | SUSHRUT PRODUCTS\INTERNATIONAL IMPLANTS\COMPRESSION HIP SCREW IMPLANTS\CHS BARREL PLATES, 25MM AUTO COMP HOLES | 0 | Initial issue | Y | BONE PLATES |  | 1 | No | Yes | Yes | Yes | N. A.
B0706.1313F | B0706.1313F | CHS FORGING, 16MM WIDTH, 25MM BARREL, 316L, 130DEG. 13HOLES |  | B0706.1300F | N. A. | N. A. | N. A. | N. A. | N. A. | QPR/B0704 | N. A. | N. A. | N. A. | N. A. | N. A. | PS/B0704 | 05 | 2019-08-08 | 2022-12-01 | 2019-12-01 | N. A. | B0706 | N. A. | N. A. | N. A. | SEMIFINISHED GOODS | N. A. | N. A. | N. A. | N. A. | N. A. | N. A. |  | N. A. | N. A. | N. A. | N. A. | N. A. | N. A. | N. A. | N. A. | N. A. | N. A. | 1 | SUB COMPONENTS | 0 | Initial issue | N | SUB COMPONENTS |  | No | No | N. A. | N. A. | N. A. | N. A.
B0703 | B0706.1314 | CHS BARREL PLATE (ASIAN), S`RUT, AUTO COMP. HOLES 25MM BARREL 130DEG., 14 HOLES |  | B0703.1300 | 07 | 2018-06-07 | N. A. | N. A. | N. A. | QPF/B0703 | 03 | 2017-01-04 | N. A. | N. A. | N. A. | PS/B0703 | 04 | 2018-03-03 | 2022-12-01 | 2019-12-01 | N. A. | B0703 | TMF-1 | IU/1 | Class C | FINISHED GOODS | SUSHRUT™ | CHS BARREL PLATE (ASIAN), AUTO COMP. HOLES | 25MM BARREL 130DEG., 14 HOLES | 16 | No | Yes |  | No | N. A. | No | N. A. | No | Yes | No | Yes | M. L.: MFG/MD/2021/000369 |  | 1 | SUSHRUT PRODUCTS\INTERNATIONAL IMPLANTS\COMPRESSION HIP SCREW IMPLANTS\CHS BARREL PLATES, 25MM AUTO COMP HOLES | 0 | Initial issue | Y | BONE PLATES |  | 1 | No | Yes | Yes | Yes | N. A.
B0706.1314F | B0706.1314F | CHS FORGING, 16MM WIDTH, 25MM BARREL, 316L, 130DEG. 14HOLES |  | B0706.1300F | N. A. | N. A. | N. A. | N. A. | N. A. | QPR/B0704 | N. A. | N. A. | N. A. | N. A. | N. A. | PS/B0704 | 05 | 2019-08-08 | 2022-12-01 | 2019-12-01 | N. A. | B0706 | N. A. | N. A. | N. A. | SEMIFINISHED GOODS | N. A. | N. A. | N. A. | N. A. | N. A. | N. A. |  | N. A. | N. A. | N. A. | N. A. | N. A. | N. A. | N. A. | N. A. | N. A. | N. A. | 1 | SUB COMPONENTS | 0 | Initial issue | N | SUB COMPONENTS |  | No | No | N. A. | N. A. | N. A. | N. A.
B0703 | B0706.1315 | CHS BARREL PLATE (ASIAN), S`RUT, AUTO COMP. HOLES 25MM BARREL 130DEG., 15 HOLES |  | B0703.1300 | 07 | 2018-06-07 | N. A. | N. A. | N. A. | QPF/B0703 | 03 | 2017-01-04 | N. A. | N. A. | N. A. | PS/B0703 | 04 | 2018-03-03 | 2022-12-01 | 2019-12-01 | N. A. | B0703 | TMF-1 | IU/1 | Class C | FINISHED GOODS | SUSHRUT™ | CHS BARREL PLATE (ASIAN), AUTO COMP. HOLES | 25MM BARREL 130DEG., 15 HOLES | 16 | No | Yes |  | No | N. A. | No | N. A. | No | Yes | No | Yes | M. L.: MFG/MD/2021/000369 |  | 1 | SUSHRUT PRODUCTS\INTERNATIONAL IMPLANTS\COMPRESSION HIP SCREW IMPLANTS\CHS BARREL PLATES, 25MM AUTO COMP HOLES | 0 | Initial issue | Y | BONE PLATES |  | 1 | No | Yes | Yes | Yes | N. A.
B0706.1315F | B0706.1315F | CHS FORGING, 16MM WIDTH, 25MM BARREL, 316L, 130DEG. UPTO 15HOLES |  | B0706.1300F | N. A. | N. A. | N. A. | N. A. | N. A. | QPF/B0704 | N. A. | N. A. | N. A. | N. A. | N. A. | PS/B0704 | 05 | 2019-08-08 | 2022-12-01 | 2019-12-01 | N. A. | B0706 | N. A. | N. A. | N. A. | SEMIFINISHED GOODS | N. A. | N. A. | N. A. | N. A. | N. A. | N. A. |  | N. A. | N. A. | N. A. | N. A. | N. A. | N. A. | N. A. | N. A. | N. A. | N. A. | 1 | SUB COMPONENTS | 0 | Initial issue | N | BONE PLATES |  | No | No | N. A. | N. A. | N. A. | N. A.
B0703 | B0706.1316 | CHS BARREL PLATE (ASIAN), S`RUT, AUTO COMP. HOLES 25MM BARREL 130DEG., 16 HOLES |  | B0703.1300 | 07 | 2018-06-07 | N. A. | N. A. | N. A. | QPF/B0703 | 03 | 2017-01-04 | N. A. | N. A. | N. A. | PS/B0703 | 04 | 2018-03-03 | 2022-12-01 | 2019-12-01 | N. A. | B0703 | TMF-1 | IU/1 | Class C | FINISHED GOODS | SUSHRUT™ | CHS BARREL PLATE (ASIAN), AUTO COMP. HOLES | 25MM BARREL 130DEG., 16 HOLES | 16 | No | Yes |  | No | N. A. | No | N. A. | No | Yes | No | Yes | M. L.: MFG/MD/2021/000369 |  | 1 | SUSHRUT PRODUCTS\INTERNATIONAL IMPLANTS\COMPRESSION HIP SCREW IMPLANTS\CHS BARREL PLATES, 25MM AUTO COMP HOLES | 0 | Initial issue | Y | BONE PLATES |  | 1 | No | Yes | Yes | Yes | N. A.
B0706.1316F | B0706.1316F | CHS FORGING, 16MM WIDTH, 25MM BARREL, 316L, 130DEG. 16HOLES |  | B0706.1300F | N. A. | N. A. | N. A. | N. A. | N. A. | QPR/B0704 | N. A. | N. A. | N. A. | N. A. | N. A. | PS/B0704 | 05 | 2019-08-08 | 2022-12-01 | 2019-12-01 | N. A. | B0706 | N. A. | N. A. | N. A. | SEMIFINISHED GOODS | N. A. | N. A. | N. A. | N. A. | N. A. | N. A. |  | N. A. | N. A. | N. A. | N. A. | N. A. | N. A. | N. A. | N. A. | N. A. | N. A. | 1 | SUB COMPONENTS | 0 | Initial issue | N | SUB COMPONENTS |  | No | No | N. A. | N. A. | N. A. | N. A.
B0706.1317F | B0706.1317F | CHS FORGING, 16MM WIDTH, 25MM BARREL, 316L, 130DEG. 17HOLES |  | B0706.1300F | N. A. | N. A. | N. A. | N. A. | N. A. | QPR/B0704 | N. A. | N. A. | N. A. | N. A. | N. A. | PS/B0704 | 05 | 2019-08-08 | 2022-08-07 | N. A. | N. A. | B0706 | N. A. | N. A. | N. A. | SEMIFINISHED GOODS | N. A. | N. A. | N. A. | N. A. | N. A. | N. A. |  | N. A. | N. A. | N. A. | N. A. | N. A. | N. A. | N. A. | N. A. | N. A. | N. A. | 1 | SUB COMPONENTS | 0 | Initial issue | N | SUB COMPONENTS |  | No | No | N. A. | N. A. | N. A. | N. A.
B0703 | B0706.1318 | CHS BARREL PLATE (ASIAN), S`RUT, AUTO COMP. HOLES 25MM BARREL 130DEG., 18 HOLES |  | B0703.1300 | 07 | 2018-06-07 | N. A. | N. A. | N. A. | QPF/B0703 | 03 | 2017-01-04 | N. A. | N. A. | N. A. | PS/B0703 | 04 | 2018-03-03 | 2022-12-01 | 2019-12-01 | N. A. | B0703 | TMF-1 | IU/1 | Class C | FINISHED GOODS | SUSHRUT™ | CHS BARREL PLATE (ASIAN), AUTO COMP. HOLES | 25MM BARREL 130DEG., 18 HOLES | 16 | No | Yes |  | No | N. A. | No | N. A. | No | Yes | No | Yes | M. L.: MFG/MD/2021/000369 |  | 1 | SUSHRUT PRODUCTS\INTERNATIONAL IMPLANTS\COMPRESSION HIP SCREW IMPLANTS\CHS BARREL PLATES, 25MM AUTO COMP HOLES | 0 | Initial issue | Y | BONE PLATES |  | 1 | No | Yes | Yes | Yes | N. A.
B0706.1318F | B0706.1318F | CHS FORGING, 16MM WIDTH, 25MM BARREL, 316L, 130DEG. UPTO 18HOLES |  | B0706.1300F | N. A. | N. A. | N. A. | N. A. | N. A. | QPF/B0704 | N. A. | N. A. | N. A. | N. A. | N. A. | PS/B0704 | 05 | 2019-08-08 | 2022-12-01 | 2019-12-01 | N. A. | B0706 | N. A. | N. A. | N. A. | SEMIFINISHED GOODS | N. A. | N. A. | N. A. | N. A. | N. A. | N. A. |  | N. A. | N. A. | N. A. | N. A. | N. A. | N. A. | N. A. | N. A. | N. A. | N. A. | 1 | SUB COMPONENTS | 0 | Initial issue | N | BONE PLATES |  | No | No | N. A. | N. A. | N. A. | N. A.
B0706.1350F | B0706.1350F | CHS FORGING, 16MM WIDTH, 25MM BARREL, 316L, 135DEG. DOUBLE ENDED |  | B0704.1350F | 02 | 2017-03-16 | N. A. | N. A. | N. A. | QPF/B0704F | N. A. | N. A. | N. A. | N. A. | N. A. | PS/B0704FDE | N. A. | N. A. | N. A. | N. A. | N. A. | B0706 | N. A. | N. A. | N. A. | SEMIFINISHED GOODS | N. A. | N. A. | N. A. | N. A. | N. A. | N. A. |  | N. A. | N. A. | N. A. | N. A. | N. A. | N. A. | N. A. | N. A. | N. A. | N. A. | 1 | SUB COMPONENTS | 0 | Initial issue | N | BONE PLATES |  | No | No | N. A. | N. A. | N. A. | N. A.
B0703 | B0706.1353 | CHS BARREL PLATE (ASIAN), S`RUT, AUTO COMP. HOLES 25MM BARREL 135DEG., 3 HOLES |  | B0703.1350 | N. A. | N. A. | N. A. | N. A. | N. A. | QPF/B0703 | 03 | 2017-01-04 | N. A. | N. A. | N. A. | PS/B0703 | 04 | 2018-03-03 | 2022-12-01 | 2019-12-01 | N. A. | B0703 | TMF-1 | IU/1 | Class C | FINISHED GOODS | SUSHRUT™ | CHS BARREL PLATE (ASIAN) | AUTO COMP. HOLES 25MM BARREL 135DEG., 3 HOLES | 16 | No | Yes |  | No | N. A. | No | N. A. | No | Yes | No | Yes | M. L.: MFG/MD/2021/000369 |  | 1 | SUSHRUT PRODUCTS\INTERNATIONAL IMPLANTS\COMPRESSION HIP SCREW IMPLANTS\CHS BARREL PLATES, 25MM AUTO COMP HOLES | 0 | Initial issue | N | BONE PLATES |  | 1 | No | Yes | Yes | Yes | N. A.
B0706.1353F | B0706.1353F | CHS FORGING, 16MM WIDTH, 25MM BARREL, 316L, 135DEG. 3HOLES |  | B0704.1350F | 02 | 2017-03-16 | N. A. | N. A. | N. A. | QPR/B0704 | N. A. | N. A. | N. A. | N. A. | N. A. | PS/B0704 | 05 | 2019-08-08 | 2022-12-01 | 2019-12-01 | N. A. | B0706 | N. A. | N. A. | N. A. | SEMIFINISHED GOODS | N. A. | N. A. | N. A. | N. A. | N. A. | N. A. |  | N. A. | N. A. | N. A. | N. A. | N. A. | N. A. | N. A. | N. A. | N. A. | N. A. | 1 | SUB COMPONENTS | 0 | Initial issue | N | SUB COMPONENTS |  | No | No | N. A. | N. A. | N. A. | N. A.
B0703 | B0706.1354 | CHS BARREL PLATE (ASIAN), S`RUT, AUTO COMP. HOLES 25MM BARREL 135DEG., 4 HOLES |  | B0703.1350 | N. A. | N. A. | N. A. | N. A. | N. A. | QPF/B0703 | 03 | 2017-01-04 | N. A. | N. A. | N. A. | PS/B0703 | 04 | 2018-03-03 | 2022-12-01 | 2019-12-01 | N. A. | B0703 | TMF-1 | IU/1 | Class C | FINISHED GOODS | SUSHRUT™ | CHS BARREL PLATE (ASIAN) | AUTO COMP. HOLES 25MM BARREL 135DEG., 4 HOLES | 16 | No | Yes |  | No | N. A. | No | N. A. | No | Yes | No | Yes | M. L.: MFG/MD/2021/000369 |  | 1 | SUSHRUT PRODUCTS\INTERNATIONAL IMPLANTS\COMPRESSION HIP SCREW IMPLANTS\CHS BARREL PLATES, 25MM AUTO COMP HOLES | 0 | Initial issue | N | BONE PLATES |  | 1 | No | Yes | Yes | Yes | N. A.
B0706.1354F | B0706.1354F | CHS FORGING, 16MM WIDTH, 25MM BARREL, 316L, 135DEG. 4HOLES |  | B0704.1350F | 02 | 2017-03-16 | N. A. | N. A. | N. A. | QPR/B0704 | N. A. | N. A. | N. A. | N. A. | N. A. | PS/B0704 | 05 | 2019-08-08 | 2022-12-01 | 2019-12-01 | N. A. | B0706 | N. A. | N. A. | N. A. | SEMIFINISHED GOODS | N. A. | N. A. | N. A. | N. A. | N. A. | N. A. |  | N. A. | N. A. | N. A. | N. A. | N. A. | N. A. | N. A. | N. A. | N. A. | N. A. | 1 | SUB COMPONENTS |  | Initial issue | N | SUB COMPONENTS |  | No | No | N. A. | N. A. | N. A. | N. A.
B0703 | B0706.1355 | CHS BARREL PLATE (ASIAN), S`RUT, AUTO COMP. HOLES 25MM BARREL 135DEG., 5 HOLES |  | B0703.1350 | N. A. | N. A. | N. A. | N. A. | N. A. | QPF/B0703 | 03 | 2017-01-04 | N. A. | N. A. | N. A. | PS/B0703 | 04 | 2018-03-03 | 2022-12-01 | 2019-12-01 | N. A. | B0703 | TMF-1 | IU/1 | Class C | FINISHED GOODS | SUSHRUT™ | CHS BARREL PLATE (ASIAN) | AUTO COMP. HOLES 25MM BARREL 135DEG., 5 HOLES | 16 | No | Yes |  | No | N. A. | No | N. A. | No | Yes | No | Yes | M. L.: MFG/MD/2021/000369 |  | 1 | SUSHRUT PRODUCTS\INTERNATIONAL IMPLANTS\COMPRESSION HIP SCREW IMPLANTS\CHS BARREL PLATES, 25MM AUTO COMP HOLES | 0.0744 | Initial issue | N | BONE PLATES |  | 1 | No | Yes | Yes | Yes | N. A.
B0706.1355F | B0706.1355F | CHS FORGING, 16MM WIDTH, 25MM BARREL, 316L, 135DEG. 5HOLES |  | B0704.1350F | 02 | 2017-03-16 | N. A. | N. A. | N. A. | QPR/B0704 | N. A. | N. A. | N. A. | N. A. | N. A. | PS/B0704 | 05 | 2019-08-08 | 2022-12-01 | 2019-12-01 | N. A. | B0706 | N. A. | N. A. | N. A. | SEMIFINISHED GOODS | N. A. | N. A. | N. A. | N. A. | N. A. | N. A. |  | N. A. | N. A. | N. A. | N. A. | N. A. | N. A. | N. A. | N. A. | N. A. | N. A. | 1 | SUB COMPONENTS | 0 | Initial issue | N | SUB COMPONENTS |  | No | No | N. A. | N. A. | N. A. | N. A.
B0703 | B0706.1356 | CHS BARREL PLATE (ASIAN), S`RUT, AUTO COMP. HOLES 25MM BARREL 135DEG., 6 HOLES |  | B0703.1350 | N. A. | N. A. | N. A. | N. A. | N. A. | QPF/B0703 | 03 | 2017-01-04 | N. A. | N. A. | N. A. | PS/B0703 | 04 | 2018-03-03 | 2022-12-01 | 2019-12-01 | N. A. | B0703 | TMF-1 | IU/1 | Class C | FINISHED GOODS | SUSHRUT™ | CHS BARREL PLATE (ASIAN), AUTO COMP. HOLES | 25MM BARREL 135DEG., 6 HOLES | 16 | No | Yes |  | No | N. A. | No | N. A. | No | Yes | No | Yes | M. L.: MFG/MD/2021/000369 |  | 1 | SUSHRUT PRODUCTS\INTERNATIONAL IMPLANTS\COMPRESSION HIP SCREW IMPLANTS\CHS BARREL PLATES, 25MM AUTO COMP HOLES | 0.0786 | Initial issue | N | BONE PLATES |  | 1 | No | Yes | Yes | Yes | N. A.
B0706.1356F | B0706.1356F | CHS FORGING, 16MM WIDTH, 25MM BARREL, 316L, 135DEG. UPTO 6HOLES |  | B0704.1350F | 02 | 2017-03-16 | N. A. | N. A. | N. A. | QPF/B0704 | N. A. | N. A. | N. A. | N. A. | N. A. | PS/B0704 | 05 | 2019-08-08 | 2022-12-01 | 2019-12-01 | N. A. | B0706 | N. A. | N. A. | N. A. | SEMIFINISHED GOODS | N. A. | N. A. | N. A. | N. A. | N. A. | N. A. |  | N. A. | N. A. | N. A. | N. A. | N. A. | N. A. | N. A. | N. A. | N. A. | N. A. | 1 | SUB COMPONENTS | 0 | Initial issue | N | BONE PLATES |  | No | No | N. A. | N. A. | N. A. | N. A.
B0703 | B0706.1357 | CHS BARREL PLATE (ASIAN), S`RUT, AUTO COMP. HOLES 25MM BARREL 135DEG., 7 HOLES |  | B0703.1350 | N. A. | N. A. | N. A. | N. A. | N. A. | QPF/B0703 | 03 | 2017-01-04 | N. A. | N. A. | N. A. | PS/B0703 | 04 | 2018-03-03 | 2022-12-01 | 2019-12-01 | N. A. | B0703 | TMF-1 | IU/1 | Class C | FINISHED GOODS | SUSHRUT™ | CHS BARREL PLATE (ASIAN), AUTO COMP. HOLES | 25MM BARREL 135DEG., 7 HOLES | 16 | No | Yes |  | No | N. A. | No | N. A. | No | Yes | No | Yes | M. L.: MFG/MD/2021/000369 |  | 1 | SUSHRUT PRODUCTS\INTERNATIONAL IMPLANTS\COMPRESSION HIP SCREW IMPLANTS\CHS BARREL PLATES, 25MM AUTO COMP HOLES | 0.089 | Initial issue | N | BONE PLATES |  | 1 | No | Yes | Yes | Yes | N. A.
B0706.1357F | B0706.1357F | CHS FORGING, 16MM WIDTH, 25MM BARREL, 316L, 135DEG. 7HOLES |  | B0704.1350F | 02 | 2017-03-16 | N. A. | N. A. | N. A. | QPR/B0704 | N. A. | N. A. | N. A. | N. A. | N. A. | PS/B0704 | 05 | 2019-08-08 | 2022-12-01 | 2019-12-01 | N. A. | B0706 | N. A. | N. A. | N. A. | SEMIFINISHED GOODS | N. A. | N. A. | N. A. | N. A. | N. A. | N. A. |  | N. A. | N. A. | N. A. | N. A. | N. A. | N. A. | N. A. | N. A. | N. A. | N. A. | 1 | SUB COMPONENTS | 0 | Initial issue | N | SUB COMPONENTS |  | No | No | N. A. | N. A. | N. A. | N. A.
B0703 | B0706.1358 | CHS BARREL PLATE (ASIAN), S`RUT, AUTO COMP. HOLES 25MM BARREL 135DEG., 8 HOLES |  | B0703.1350 | N. A. | N. A. | N. A. | N. A. | N. A. | QPF/B0703 | 03 | 2017-01-04 | N. A. | N. A. | N. A. | PS/B0703 | 04 | 2018-03-03 | 2022-12-01 | 2019-12-01 | N. A. | B0703 | TMF-1 | IU/1 | Class C | FINISHED GOODS | SUSHRUT™ | CHS BARREL PLATE (ASIAN), AUTO COMP. HOLES | 25MM BARREL 135DEG., 8 HOLES | 16 | No | Yes |  | No | N. A. | No | N. A. | No | Yes | No | Yes | M. L.: MFG/MD/2021/000369 |  | 1 | SUSHRUT PRODUCTS\INTERNATIONAL IMPLANTS\COMPRESSION HIP SCREW IMPLANTS\CHS BARREL PLATES, 25MM AUTO COMP HOLES | 0 | Initial issue | N | BONE PLATES |  | 1 | No | Yes | Yes | Yes | N. A.
B0706.1358F | B0706.1358F | CHS FORGING, 16MM WIDTH, 25MM BARREL, 316L, 135DEG. 8HOLES |  | B0704.1350F | 02 | 2017-03-16 | N. A. | N. A. | N. A. | QPR/B0704 | N. A. | N. A. | N. A. | N. A. | N. A. | PS/B0704 | 05 | 2019-08-08 | 2022-12-01 | 2019-12-01 | N. A. | B0706 | N. A. | N. A. | N. A. | SEMIFINISHED GOODS | N. A. | N. A. | N. A. | N. A. | N. A. | N. A. |  | N. A. | N. A. | N. A. | N. A. | N. A. | N. A. | N. A. | N. A. | N. A. | N. A. | 1 | SUB COMPONENTS | 0 | Initial issue | N | SUB COMPONENTS |  | No | No | N. A. | N. A. | N. A. | N. A.
B0703 | B0706.1359 | CHS BARREL PLATE (ASIAN), S`RUT, AUTO COMP. HOLES 25MM BARREL 135DEG., 9 HOLES |  | B0703.1350 | N. A. | N. A. | N. A. | N. A. | N. A. | QPF/B0703 | 03 | 2017-01-04 | N. A. | N. A. | N. A. | PS/B0703 | 04 | 2018-03-03 | 2022-12-01 | 2019-12-01 | N. A. | B0703 | TMF-1 | IU/1 | Class C | FINISHED GOODS | SUSHRUT™ | CHS BARREL PLATE (ASIAN), AUTO COMP. HOLES | 25MM BARREL 135DEG., 9 HOLES | 16 | No | Yes |  | No | N. A. | No | N. A. | No | Yes | No | Yes | M. L.: MFG/MD/2021/000369 |  | 1 | SUSHRUT PRODUCTS\INTERNATIONAL IMPLANTS\COMPRESSION HIP SCREW IMPLANTS\CHS BARREL PLATES, 25MM AUTO COMP HOLES | 0.1065 | Initial issue | N | BONE PLATES |  | 1 | No | Yes | Yes | Yes | N. A.
B0706.1359F | B0706.1359F | CHS FORGING, 16MM WIDTH, 25MM BARREL, 316L, 135DEG. UPTO 9HOLES |  | B0704.1350F | 02 | 2017-03-16 | N. A. | N. A. | N. A. | QPF/B0704 | N. A. | N. A. | N. A. | N. A. | N. A. | PS/B0704 | 05 | 2019-08-08 | 2022-12-01 | 2019-12-01 | N. A. | B0706 | N. A. | N. A. | N. A. | SEMIFINISHED GOODS | N. A. | N. A. | N. A. | N. A. | N. A. | N. A. |  | N. A. | N. A. | N. A. | N. A. | N. A. | N. A. | N. A. | N. A. | N. A. | N. A. | 1 | SUB COMPONENTS | 0 | Initial issue | N | BONE PLATES |  | No | No | N. A. | N. A. | N. A. | N. A.
B0703 | B0706.1360 | CHS BARREL PLATE (ASIAN), S`RUT, AUTO COMP. HOLES 25MM BARREL 135DEG., 10 HOLES |  | B0703.1350 | N. A. | N. A. | N. A. | N. A. | N. A. | QPF/B0703 | 03 | 2017-01-04 | N. A. | N. A. | N. A. | PS/B0703 | 04 | 2018-03-03 | 2022-12-01 | 2019-12-01 | N. A. | B0703 | TMF-1 | IU/1 | Class C | FINISHED GOODS | SUSHRUT™ | CHS BARREL PLATE (ASIAN), AUTO COMP. HOLES | 25MM BARREL 135DEG., 10 HOLES | 16 | No | Yes |  | No | N. A. | No | N. A. | No | Yes | No | Yes | M. L.: MFG/MD/2021/000369 |  | 1 | SUSHRUT PRODUCTS\INTERNATIONAL IMPLANTS\COMPRESSION HIP SCREW IMPLANTS\CHS BARREL PLATES, 25MM AUTO COMP HOLES | 0.117 | Initial issue | N | BONE PLATES |  | 1 | No | Yes | Yes | Yes | N. A.
B0706.1360F | B0706.1360F | CHS FORGING, 16MM WIDTH, 25MM BARREL, 316L, 135DEG. 10HOLES |  | B0704.1350F | 02 | 2017-03-16 | N. A. | N. A. | N. A. | QPR/B0704 | N. A. | N. A. | N. A. | N. A. | N. A. | PS/B0704 | 05 | 2019-08-08 | 2022-12-01 | 2019-12-01 | N. A. | B0706 | N. A. | N. A. | N. A. | SEMIFINISHED GOODS | N. A. | N. A. | N. A. | N. A. | N. A. | N. A. |  | N. A. | N. A. | N. A. | N. A. | N. A. | N. A. | N. A. | N. A. | N. A. | N. A. | 1 | SUB COMPONENTS | 0 | Initial issue | N | SUB COMPONENTS |  | No | No | N. A. | N. A. | N. A. | N. A.
B0703 | B0706.1361 | CHS BARREL PLATE (ASIAN), S`RUT, AUTO COMP. HOLES 25MM BARREL 135DEG., 11 HOLES |  | B0703.1350 | N. A. | N. A. | N. A. | N. A. | N. A. | QPF/B0703 | 03 | 2017-01-04 | N. A. | N. A. | N. A. | PS/B0703 | 04 | 2018-03-03 | 2022-12-01 | 2019-12-01 | N. A. | B0703 | TMF-1 | IU/1 | Class C | FINISHED GOODS | SUSHRUT™ | CHS BARREL PLATE (ASIAN), AUTO COMP. HOLES | 25MM BARREL 135DEG., 11 HOLES | 16 | No | Yes |  | No | N. A. | No | N. A. | No | Yes | No | Yes | M. L.: MFG/MD/2021/000369 |  | 1 | SUSHRUT PRODUCTS\INTERNATIONAL IMPLANTS\COMPRESSION HIP SCREW IMPLANTS\CHS BARREL PLATES, 25MM AUTO COMP HOLES | 0 | Initial issue | Y | BONE PLATES |  | 1 | No | Yes | Yes | Yes | N. A.
B0706.1361F | B0706.1361F | CHS FORGING, 16MM WIDTH, 25MM BARREL, 316L, 135DEG. 11HOLES |  | B0704.1350F | 02 | 2017-03-16 | N. A. | N. A. | N. A. | QPR/B0704 | N. A. | N. A. | N. A. | N. A. | N. A. | PS/B0704 | 05 | 2019-08-08 | 2022-12-01 | 2019-12-01 | N. A. | B0706 | N. A. | N. A. | N. A. | SEMIFINISHED GOODS | N. A. | N. A. | N. A. | N. A. | N. A. | N. A. |  | N. A. | N. A. | N. A. | N. A. | N. A. | N. A. | N. A. | N. A. | N. A. | N. A. | 1 | SUB COMPONENTS | 0 | Initial issue | N | SUB COMPONENTS |  | No | No | N. A. | N. A. | N. A. | N. A.
B0703 | B0706.1362 | CHS BARREL PLATE (ASIAN), S`RUT, AUTO COMP. HOLES 25MM BARREL 135DEG., 12 HOLES |  | B0703.1350 | N. A. | N. A. | N. A. | N. A. | N. A. | QPF/B0703 | 03 | 2017-01-04 | N. A. | N. A. | N. A. | PS/B0703 | 04 | 2018-03-03 | 2022-12-01 | 2019-12-01 | N. A. | B0703 | TMF-1 | IU/1 | Class C | FINISHED GOODS | SUSHRUT™ | CHS BARREL PLATE (ASIAN), AUTO COMP. HOLES | 25MM BARREL 135DEG., 12 HOLES | 16 | No | Yes |  | No | N. A. | No | N. A. | No | Yes | No | Yes | M. L.: MFG/MD/2021/000369 |  | 1 | SUSHRUT PRODUCTS\INTERNATIONAL IMPLANTS\COMPRESSION HIP SCREW IMPLANTS\CHS BARREL PLATES, 25MM AUTO COMP HOLES | 0.137 | Initial issue | N | BONE PLATES |  | 1 | No | Yes | Yes | Yes | N. A.
B0706.1362F | B0706.1362F | CHS FORGING, 16MM WIDTH, 25MM BARREL, 316L, 135DEG. UPTO 12HOLES |  | B0704.1350F | 02 | 2017-03-16 | N. A. | N. A. | N. A. | QPF/B0704 | N. A. | N. A. | N. A. | N. A. | N. A. | PS/B0704 | 05 | 2019-08-08 | 2022-12-01 | 2019-12-01 | N. A. | B0706 | N. A. | N. A. | N. A. | SEMIFINISHED GOODS | N. A. | N. A. | N. A. | N. A. | N. A. | N. A. |  | N. A. | N. A. | N. A. | N. A. | N. A. | N. A. | N. A. | N. A. | N. A. | N. A. | 1 | SUB COMPONENTS | 0 | Initial issue | N | BONE PLATES |  | No | No | N. A. | N. A. | N. A. | N. A.
B0703 | B0706.1363 | CHS BARREL PLATE (ASIAN), S`RUT, AUTO COMP. HOLES 25MM BARREL 135DEG., 13 HOLES |  | B0703.1350 | N. A. | N. A. | N. A. | N. A. | N. A. | QPF/B0703 | 03 | 2017-01-04 | N. A. | N. A. | N. A. | PS/B0703 | 04 | 2018-03-03 | 2022-12-01 | 2019-12-01 | N. A. | B0703 | TMF-1 | IU/1 | Class C | FINISHED GOODS | SUSHRUT™ | CHS BARREL PLATE (ASIAN), AUTO COMP. HOLES | 25MM BARREL 135DEG., 13 HOLES | 16 | No | Yes |  | No | N. A. | No | N. A. | No | Yes | No | Yes | M. L.: MFG/MD/2021/000369 |  | 1 | SUSHRUT PRODUCTS\INTERNATIONAL IMPLANTS\COMPRESSION HIP SCREW IMPLANTS\CHS BARREL PLATES, 25MM AUTO COMP HOLES | 0.1351 | Initial issue | Y | BONE PLATES |  | 1 | No | Yes | Yes | Yes | N. A.
B0706.1363F | B0706.1363F | CHS FORGING, 16MM WIDTH, 25MM BARREL, 316L, 135DEG. 13HOLES |  | B0704.1350F | 02 | 2017-03-16 | N. A. | N. A. | N. A. | QPR/B0704 | N. A. | N. A. | N. A. | N. A. | N. A. | PS/B0704 | 05 | 2019-08-08 | 2022-12-01 | 2019-12-01 | N. A. | B0706 | N. A. | N. A. | N. A. | SEMIFINISHED GOODS | N. A. | N. A. | N. A. | N. A. | N. A. | N. A. |  | N. A. | N. A. | N. A. | N. A. | N. A. | N. A. | N. A. | N. A. | N. A. | N. A. | 1 | SUB COMPONENTS | 0 | Initial issue | N | SUB COMPONENTS |  | No | No | N. A. | N. A. | N. A. | N. A.
B0703 | B0706.1364 | CHS BARREL PLATE (ASIAN), S`RUT, AUTO COMP. HOLES 25MM BARREL 135DEG., 14 HOLES |  | B0703.1350 | N. A. | N. A. | N. A. | N. A. | N. A. | QPF/B0703 | 03 | 2017-01-04 | N. A. | N. A. | N. A. | PS/B0703 | 04 | 2018-03-03 | 2022-12-01 | 2019-12-01 | N. A. | B0703 | TMF-1 | IU/1 | Class C | FINISHED GOODS | SUSHRUT™ | CHS BARREL PLATE (ASIAN), AUTO COMP. HOLES | 25MM BARREL 135DEG., 14 HOLES | 16 | No | Yes |  | No | N. A. | No | N. A. | No | Yes | No | Yes | M. L.: MFG/MD/2021/000369 |  | 1 | SUSHRUT PRODUCTS\INTERNATIONAL IMPLANTS\COMPRESSION HIP SCREW IMPLANTS\CHS BARREL PLATES, 25MM AUTO COMP HOLES | 0 | Initial issue | Y | BONE PLATES |  | 1 | No | Yes | Yes | Yes | N. A.
B0706.1364F | B0706.1364F | CHS FORGING, 16MM WIDTH, 25MM BARREL, 316L, 135DEG. 14HOLES |  | B0704.1350F | 02 | 2017-03-16 | N. A. | N. A. | N. A. | QPR/B0704 | N. A. | N. A. | N. A. | N. A. | N. A. | PS/B0704 | 05 | 2019-08-08 | 2022-12-01 | 2019-12-01 | N. A. | B0706 | N. A. | N. A. | N. A. | SEMIFINISHED GOODS | N. A. | N. A. | N. A. | N. A. | N. A. | N. A. |  | N. A. | N. A. | N. A. | N. A. | N. A. | N. A. | N. A. | N. A. | N. A. | N. A. | 1 | SUB COMPONENTS | 0 | Initial issue | N | SUB COMPONENTS |  | No | No | N. A. | N. A. | N. A. | N. A.
B0703 | B0706.1365 | CHS BARREL PLATE (ASIAN), S`RUT, AUTO COMP. HOLES 25MM BARREL 135DEG., 15 HOLES |  | B0703.1350 | N. A. | N. A. | N. A. | N. A. | N. A. | QPF/B0703 | 03 | 2017-01-04 | N. A. | N. A. | N. A. | PS/B0703 | 04 | 2018-03-03 | 2022-12-01 | 2019-12-01 | N. A. | B0703 | TMF-1 | IU/1 | Class C | FINISHED GOODS | SUSHRUT™ | CHS BARREL PLATE (ASIAN), AUTO COMP. HOLES | 25MM BARREL 135DEG., 15 HOLES | 16 | No | Yes |  | No | N. A. | No | N. A. | No | Yes | No | Yes | M. L.: MFG/MD/2021/000369 |  | 1 | SUSHRUT PRODUCTS\INTERNATIONAL IMPLANTS\COMPRESSION HIP SCREW IMPLANTS\CHS BARREL PLATES, 25MM AUTO COMP HOLES | 0.1535 | Initial issue | Y | BONE PLATES |  | 1 | No | Yes | Yes | Yes | N. A.
B0706.1365F | B0706.1365F | CHS FORGING, 16MM WIDTH, 25MM BARREL, 316L, 135DEG. UPTO 15HOLES |  | B0704.1350F | 02 | 2017-03-16 | N. A. | N. A. | N. A. | QPF/B0704 | N. A. | N. A. | N. A. | N. A. | N. A. | PS/B0704 | 05 | 2019-08-08 | 2022-12-01 | 2019-12-01 | N. A. | B0706 | N. A. | N. A. | N. A. | SEMIFINISHED GOODS | N. A. | N. A. | N. A. | N. A. | N. A. | N. A. |  | N. A. | N. A. | N. A. | N. A. | N. A. | N. A. | N. A. | N. A. | N. A. | N. A. | 1 | SUB COMPONENTS | 0 | Initial issue | N | BONE PLATES |  | No | No | N. A. | N. A. | N. A. | N. A.
B0703 | B0706.1366 | CHS BARREL PLATE (ASIAN), S`RUT, AUTO COMP. HOLES 25MM BARREL 135DEG., 16 HOLES |  | B0703.1350 | N. A. | N. A. | N. A. | N. A. | N. A. | QPF/B0703 | 03 | 2017-01-04 | N. A. | N. A. | N. A. | PS/B0703 | 04 | 2018-03-03 | 2022-12-01 | 2019-12-01 | N. A. | B0703 | TMF-1 | IU/1 | Class C | FINISHED GOODS | SUSHRUT™ | CHS BARREL PLATE (ASIAN), AUTO COMP. HOLES | 25MM BARREL 135DEG., 16 HOLES | 16 | No | Yes |  | No | N. A. | No | N. A. | No | Yes | No | Yes | M. L.: MFG/MD/2021/000369 |  | 1 | SUSHRUT PRODUCTS\INTERNATIONAL IMPLANTS\COMPRESSION HIP SCREW IMPLANTS\CHS BARREL PLATES, 25MM AUTO COMP HOLES | 0 | Initial issue | Y | BONE PLATES |  | 1 | No | Yes | Yes | Yes | N. A.
B0706.1366F | B0706.1366F | CHS FORGING, 16MM WIDTH, 25MM BARREL, 316L, 135DEG. 16HOLES |  | B0704.1350F | 02 | 2017-03-16 | N. A. | N. A. | N. A. | QPR/B0704 | N. A. | N. A. | N. A. | N. A. | N. A. | PS/B0704 | 05 | 2019-08-08 | 2022-12-01 | 2019-12-01 | N. A. | B0706 | N. A. | N. A. | N. A. | SEMIFINISHED GOODS | N. A. | N. A. | N. A. | N. A. | N. A. | N. A. |  | N. A. | N. A. | N. A. | N. A. | N. A. | N. A. | N. A. | N. A. | N. A. | N. A. | 1 | SUB COMPONENTS | 0 | Initial issue | N | SUB COMPONENTS |  | No | No | N. A. | N. A. | N. A. | N. A.
B0706.1367F | B0706.1367F | CHS FORGING, 16MM WIDTH, 25MM BARREL, 316L, 135DEG. 17HOLES |  | B0704.1350F | 02 | 2017-03-16 | N. A. | N. A. | N. A. | QPR/B0704 | N. A. | N. A. | N. A. | N. A. | N. A. | PS/B0704 | 05 | 2019-08-08 | 2022-12-01 | 2019-12-01 | N. A. | B0706 | N. A. | N. A. | N. A. | SEMIFINISHED GOODS | N. A. | N. A. | N. A. | N. A. | N. A. | N. A. |  | N. A. | N. A. | N. A. | N. A. | N. A. | N. A. | N. A. | N. A. | N. A. | N. A. | 1 | SUB COMPONENTS | 0 | Initial issue | N | SUB COMPONENTS |  | No | No | N. A. | N. A. | N. A. | N. A.
B0703 | B0706.1368 | CHS BARREL PLATE (ASIAN), S`RUT, AUTO COMP. HOLES 25MM BARREL 135DEG., 18 HOLES |  | B0703.1350 | N. A. | N. A. | N. A. | N. A. | N. A. | QPF/B0703 | 03 | 2017-01-04 | N. A. | N. A. | N. A. | PS/B0703 | 04 | 2018-03-03 | 2022-12-01 | 2019-12-01 | N. A. | B0703 | TMF-1 | IU/1 | Class C | FINISHED GOODS | SUSHRUT™ | CHS BARREL PLATE (ASIAN), AUTO COMP. HOLES | 25MM BARREL 135DEG., 18 HOLES | 16 | No | Yes |  | No | N. A. | No | N. A. | No | Yes | No | Yes | M. L.: MFG/MD/2021/000369 |  | 1 | SUSHRUT PRODUCTS\INTERNATIONAL IMPLANTS\COMPRESSION HIP SCREW IMPLANTS\CHS BARREL PLATES, 25MM AUTO COMP HOLES | 0 | Initial issue | Y | BONE PLATES |  | 1 | No | Yes | Yes | Yes | N. A.
B0706.1368F | B0706.1368F | CHS FORGING, 16MM WIDTH, 25MM BARREL, 316L, 135DEG. UPTO 18HOLES |  | B0704.1350F | 02 | 2017-03-16 | N. A. | N. A. | N. A. | QPF/B0704 | N. A. | N. A. | N. A. | N. A. | N. A. | PS/B0704 | 05 | 2019-08-08 | 2022-12-01 | 2019-12-01 | N. A. | B0706 | N. A. | N. A. | N. A. | SEMIFINISHED GOODS | N. A. | N. A. | N. A. | N. A. | N. A. | N. A. |  | N. A. | N. A. | N. A. | N. A. | N. A. | N. A. | N. A. | N. A. | N. A. | N. A. | 1 | SUB COMPONENTS | 0 | Initial issue | N | BONE PLATES |  | No | No | N. A. | N. A. | N. A. | N. A.
B0706.1400F | B0706.1400F | CHS FORGING, 16MM WIDTH, 25MM BARREL, 316L, 140DEG. DOUBLE ENDED |  | B0706.1400F | N. A. | N. A. | N. A. | N. A. | N. A. | QPF/B0704F | N. A. | N. A. | N. A. | N. A. | N. A. | PS/B0704FDE | N. A. | N. A. | N. A. | N. A. | N. A. | B0706 | N. A. | N. A. | N. A. | SEMIFINISHED GOODS | N. A. | N. A. | N. A. | N. A. | N. A. | N. A. |  | N. A. | N. A. | N. A. | N. A. | N. A. | N. A. | N. A. | N. A. | N. A. | N. A. | 1 | SUB COMPONENTS | 0 | Initial issue | N | BONE PLATES |  | No | No | N. A. | N. A. | N. A. | N. A.
B0703 | B0706.1403 | CHS BARREL PLATE (ASIAN), S`RUT, AUTO COMP. HOLES 25MM BARREL 140DEG., 3 HOLES |  | B0703.1400 | 01 | 2018-07-30 | N. A. | N. A. | N. A. | QPF/B0703 | 03 | 2017-01-04 | N. A. | N. A. | N. A. | PS/B0703 | 04 | 2018-03-03 | 2022-12-01 | 2019-12-01 | N. A. | B0703 | TMF-1 | IU/1 | Class C | FINISHED GOODS | SUSHRUT™ | CHS BARREL PLATE (ASIAN), AUTO COMP. HOLES | 25MM BARREL 140DEG., 3 HOLES | 16 | No | Yes |  | No | N. A. | No | N. A. | No | Yes | No | Yes | M. L.: MFG/MD/2021/000369 |  | 1 | SUSHRUT PRODUCTS\INTERNATIONAL IMPLANTS\COMPRESSION HIP SCREW IMPLANTS\CHS BARREL PLATES, 25MM AUTO COMP HOLES | 0 | Initial issue | Y | BONE PLATES |  | 1 | No | Yes | Yes | Yes | N. A.
B0706.1403F | B0706.1403F | CHS FORGING, 16MM WIDTH, 25MM BARREL, 316L, 140DEG. 3HOLES |  | B0706.1400F | N. A. | N. A. | N. A. | N. A. | N. A. | QPR/B0704 | N. A. | N. A. | N. A. | N. A. | N. A. | PS/B0704 | 05 | 2019-08-08 | 2022-12-01 | 2019-12-01 | N. A. | B0706 | N. A. | N. A. | N. A. | SEMIFINISHED GOODS | N. A. | N. A. | N. A. | N. A. | N. A. | N. A. |  | N. A. | N. A. | N. A. | N. A. | N. A. | N. A. | N. A. | N. A. | N. A. | N. A. | 1 | SUB COMPONENTS | 0 | Initial issue | N | SUB COMPONENTS |  | No | No | N. A. | N. A. | N. A. | N. A.
B0703 | B0706.1404 | CHS BARREL PLATE (ASIAN), S`RUT, AUTO COMP. HOLES 25MM BARREL 140DEG., 4 HOLES |  | B0703.1400 | 01 | 2018-07-30 | N. A. | N. A. | N. A. | QPF/B0703 | 03 | 2017-01-04 | N. A. | N. A. | N. A. | PS/B0703 | 04 | 2018-03-03 | 2022-12-01 | 2019-12-01 | N. A. | B0703 | TMF-1 | IU/1 | Class C | FINISHED GOODS | SUSHRUT™ | CHS BARREL PLATE (ASIAN), AUTO COMP. HOLES | 25MM BARREL 140DEG., 4 HOLES | 16 | No | Yes |  | No | N. A. | No | N. A. | No | Yes | No | Yes | M. L.: MFG/MD/2021/000369 |  | 1 | SUSHRUT PRODUCTS\INTERNATIONAL IMPLANTS\COMPRESSION HIP SCREW IMPLANTS\CHS BARREL PLATES, 25MM AUTO COMP HOLES | 0.0587 | Initial issue | Y | BONE PLATES |  | 1 | No | Yes | Yes | Yes | N. A.
B0706.1404F | B0706.1404F | CHS FORGING, 16MM WIDTH, 25MM BARREL, 316L, 140DEG. 4HOLES |  | B0706.1400F | N. A. | N. A. | N. A. | N. A. | N. A. | QPR/B0704 | N. A. | N. A. | N. A. | N. A. | N. A. | PS/B0704 | 05 | 2019-08-08 | 2022-12-01 | 2019-12-01 | N. A. | B0706 | N. A. | N. A. | N. A. | SEMIFINISHED GOODS | N. A. | N. A. | N. A. | N. A. | N. A. | N. A. |  | N. A. | N. A. | N. A. | N. A. | N. A. | N. A. | N. A. | N. A. | N. A. | N. A. | 1 | SUB COMPONENTS | 0 | Initial issue | N | SUB COMPONENTS |  | No | No | N. A. | N. A. | N. A. | N. A.
B0703 | B0706.1405 | CHS BARREL PLATE (ASIAN), S`RUT, AUTO COMP. HOLES 25MM BARREL 140DEG., 5 HOLES |  | B0703.1400 | 01 | 2018-07-30 | N. A. | N. A. | N. A. | QPF/B0703 | 03 | 2017-01-04 | N. A. | N. A. | N. A. | PS/B0703 | 04 | 2018-03-03 | 2022-12-01 | 2019-12-01 | N. A. | B0703 | TMF-1 | IU/1 | Class C | FINISHED GOODS | SUSHRUT™ | CHS BARREL PLATE (ASIAN), AUTO COMP. HOLES | 25MM BARREL 140DEG., 5 HOLES | 16 | No | Yes |  | No | N. A. | No | N. A. | No | Yes | No | Yes | M. L.: MFG/MD/2021/000369 |  | 1 | SUSHRUT PRODUCTS\INTERNATIONAL IMPLANTS\COMPRESSION HIP SCREW IMPLANTS\CHS BARREL PLATES, 25MM AUTO COMP HOLES | 0 | Initial issue | Y | BONE PLATES |  | 1 | No | Yes | Yes | Yes | N. A.
B0706.1405F | B0706.1405F | CHS FORGING, 16MM WIDTH, 25MM BARREL, 316L, 140DEG. 5HOLES |  | B0706.1400F | N. A. | N. A. | N. A. | N. A. | N. A. | QPR/B0704 | N. A. | N. A. | N. A. | N. A. | N. A. | PS/B0704 | 05 | 2019-08-08 | 2022-12-01 | 2019-12-01 | N. A. | B0706 | N. A. | N. A. | N. A. | SEMIFINISHED GOODS | N. A. | N. A. | N. A. | N. A. | N. A. | N. A. |  | N. A. | N. A. | N. A. | N. A. | N. A. | N. A. | N. A. | N. A. | N. A. | N. A. | 1 | SUB COMPONENTS | 0 | Initial issue | N | SUB COMPONENTS |  | No | No | N. A. | N. A. | N. A. | N. A.
B0703 | B0706.1406 | CHS BARREL PLATE (ASIAN), S`RUT, AUTO COMP. HOLES 25MM BARREL 140DEG., 6 HOLES |  | B0703.1400 | 01 | 2018-07-30 | N. A. | N. A. | N. A. | QPF/B0703 | 03 | 2017-01-04 | N. A. | N. A. | N. A. | PS/B0703 | 04 | 2018-03-03 | 2022-12-01 | 2019-12-01 | N. A. | B0703 | TMF-1 | IU/1 | Class C | FINISHED GOODS | SUSHRUT™ | CHS BARREL PLATE (ASIAN), AUTO COMP. HOLES | 25MM BARREL 140DEG., 6 HOLES | 16 | No | Yes |  | No | N. A. | No | N. A. | No | Yes | No | Yes | M. L.: MFG/MD/2021/000369 |  | 1 | SUSHRUT PRODUCTS\INTERNATIONAL IMPLANTS\COMPRESSION HIP SCREW IMPLANTS\CHS BARREL PLATES, 25MM AUTO COMP HOLES | 0.0766 | Initial issue | Y | BONE PLATES |  | 1 | No | Yes | Yes | Yes | N. A.
B0706.1406F | B0706.1406F | CHS FORGING, 16MM WIDTH, 25MM BARREL, 316L, 140DEG. UPTO 6HOLES |  | B0706.1400F | N. A. | N. A. | N. A. | N. A. | N. A. | QPF/B0704 | N. A. | N. A. | N. A. | N. A. | N. A. | PS/B0704 | 05 | 2019-08-08 | 2022-12-01 | 2019-12-01 | N. A. | B0706 | N. A. | N. A. | N. A. | SEMIFINISHED GOODS | N. A. | N. A. | N. A. | N. A. | N. A. | N. A. |  | N. A. | N. A. | N. A. | N. A. | N. A. | N. A. | N. A. | N. A. | N. A. | N. A. | 1 | SUB COMPONENTS | 0 | Initial issue | N | BONE PLATES |  | No | No | N. A. | N. A. | N. A. | N. A.
B0703 | B0706.1407 | CHS BARREL PLATE (ASIAN), S`RUT, AUTO COMP. HOLES 25MM BARREL 140DEG., 7 HOLES |  | B0703.1400 | 01 | 2018-07-30 | N. A. | N. A. | N. A. | QPF/B0703 | 03 | 2017-01-04 | N. A. | N. A. | N. A. | PS/B0703 | 04 | 2018-03-03 | 2022-12-01 | 2019-12-01 | N. A. | B0703 | TMF-1 | IU/1 | Class C | FINISHED GOODS | SUSHRUT™ | CHS BARREL PLATE (ASIAN), AUTO COMP. HOLES | 25MM BARREL 140DEG., 7 HOLES | 16 | No | Yes |  | No | N. A. | No | N. A. | No | Yes | No | Yes | M. L.: MFG/MD/2021/000369 |  | 1 | SUSHRUT PRODUCTS\INTERNATIONAL IMPLANTS\COMPRESSION HIP SCREW IMPLANTS\CHS BARREL PLATES, 25MM AUTO COMP HOLES | 0 | Initial issue | Y | BONE PLATES |  | 1 | No | Yes | Yes | Yes | N. A.
B0706.1407F | B0706.1407F | CHS FORGING, 16MM WIDTH, 25MM BARREL, 316L, 140DEG. 7HOLES |  | B0706.1400F | N. A. | N. A. | N. A. | N. A. | N. A. | QPR/B0704 | N. A. | N. A. | N. A. | N. A. | N. A. | PS/B0704 | 05 | 2019-08-08 | 2022-12-01 | 2019-12-01 | N. A. | B0706 | N. A. | N. A. | N. A. | SEMIFINISHED GOODS | N. A. | N. A. | N. A. | N. A. | N. A. | N. A. |  | N. A. | N. A. | N. A. | N. A. | N. A. | N. A. | N. A. | N. A. | N. A. | N. A. | 1 | SUB COMPONENTS | 0 | Initial issue | N | SUB COMPONENTS |  | No | No | N. A. | N. A. | N. A. | N. A.
B0703 | B0706.1408 | CHS BARREL PLATE (ASIAN), S`RUT, AUTO COMP. HOLES 25MM BARREL 140DEG., 8 HOLES |  | B0703.1400 | 01 | 2018-07-30 | N. A. | N. A. | N. A. | QPF/B0703 | 03 | 2017-01-04 | N. A. | N. A. | N. A. | PS/B0703 | 04 | 2018-03-03 | 2022-12-01 | 2019-12-01 | N. A. | B0703 | TMF-1 | IU/1 | Class C | FINISHED GOODS | SUSHRUT™ | CHS BARREL PLATE (ASIAN), AUTO COMP. HOLES | 25MM BARREL 140DEG., 8 HOLES | 16 | No | Yes |  | No | N. A. | No | N. A. | No | Yes | No | Yes | M. L.: MFG/MD/2021/000369 |  | 1 | SUSHRUT PRODUCTS\INTERNATIONAL IMPLANTS\COMPRESSION HIP SCREW IMPLANTS\CHS BARREL PLATES, 25MM AUTO COMP HOLES | 0.0954 | Initial issue | Y | BONE PLATES |  | 1 | No | Yes | Yes | Yes | N. A.
B0706.1408F | B0706.1408F | CHS FORGING, 16MM WIDTH, 25MM BARREL, 316L, 140DEG. 8HOLES |  | B0706.1400F | N. A. | N. A. | N. A. | N. A. | N. A. | QPR/B0704 | N. A. | N. A. | N. A. | N. A. | N. A. | PS/B0704 | 05 | 2019-08-08 | 2022-12-01 | 2019-12-01 | N. A. | B0706 | N. A. | N. A. | N. A. | SEMIFINISHED GOODS | N. A. | N. A. | N. A. | N. A. | N. A. | N. A. |  | N. A. | N. A. | N. A. | N. A. | N. A. | N. A. | N. A. | N. A. | N. A. | N. A. | 1 | SUB COMPONENTS | 0 | Initial issue | N | SUB COMPONENTS |  | No | No | N. A. | N. A. | N. A. | N. A.
B0703 | B0706.1409 | CHS BARREL PLATE (ASIAN), S`RUT, AUTO COMP. HOLES 25MM BARREL 140DEG., 9 HOLES |  | B0703.1400 | 01 | 2018-07-30 | N. A. | N. A. | N. A. | QPF/B0703 | 03 | 2017-01-04 | N. A. | N. A. | N. A. | PS/B0703 | 04 | 2018-03-03 | 2022-12-01 | 2019-12-01 | N. A. | B0703 | TMF-1 | IU/1 | Class C | FINISHED GOODS | SUSHRUT™ | CHS BARREL PLATE (ASIAN), AUTO COMP. HOLES | 25MM BARREL 140DEG., 9 HOLES | 16 | No | Yes |  | No | N. A. | No | N. A. | No | Yes | No | Yes | M. L.: MFG/MD/2021/000369 |  | 1 | SUSHRUT PRODUCTS\INTERNATIONAL IMPLANTS\COMPRESSION HIP SCREW IMPLANTS\CHS BARREL PLATES, 25MM AUTO COMP HOLES | 0 | Initial issue | Y | BONE PLATES |  | 1 | No | Yes | Yes | Yes | N. A.
B0706.1409F | B0706.1409F | CHS FORGING, 16MM WIDTH, 25MM BARREL, 316L, 140DEG. UPTO 9HOLES |  | B0706.1400F | N. A. | N. A. | N. A. | N. A. | N. A. | QPF/B0704 | N. A. | N. A. | N. A. | N. A. | N. A. | PS/B0704 | 05 | 2019-08-08 | 2022-12-01 | 2019-12-01 | N. A. | B0706 | N. A. | N. A. | N. A. | SEMIFINISHED GOODS | N. A. | N. A. | N. A. | N. A. | N. A. | N. A. |  | N. A. | N. A. | N. A. | N. A. | N. A. | N. A. | N. A. | N. A. | N. A. | N. A. | 1 | SUB COMPONENTS | 0 | Initial issue | N | BONE PLATES |  | No | No | N. A. | N. A. | N. A. | N. A.
B0703 | B0706.1410 | CHS BARREL PLATE (ASIAN), S`RUT, AUTO COMP. HOLES 25MM BARREL 140DEG., 10 HOLES |  | B0703.1400 | 01 | 2018-07-30 | N. A. | N. A. | N. A. | QPF/B0703 | 03 | 2017-01-04 | N. A. | N. A. | N. A. | PS/B0703 | 04 | 2018-03-03 | 2022-12-01 | 2019-12-01 | N. A. | B0703 | TMF-1 | IU/1 | Class C | FINISHED GOODS | SUSHRUT™ | CHS BARREL PLATE (ASIAN), AUTO COMP. HOLES | 25MM BARREL 140DEG., 10 HOLES | 16 | No | Yes |  | No | N. A. | No | N. A. | No | Yes | No | Yes | M. L.: MFG/MD/2021/000369 |  | 1 | SUSHRUT PRODUCTS\INTERNATIONAL IMPLANTS\COMPRESSION HIP SCREW IMPLANTS\CHS BARREL PLATES, 25MM AUTO COMP HOLES | 0 | Initial issue | Y | BONE PLATES |  | 1 | No | Yes | Yes | Yes | N. A.
B0706.1410F | B0706.1410F | CHS FORGING, 16MM WIDTH, 25MM BARREL, 316L, 140DEG. 10HOLES |  | B0706.1400F | N. A. | N. A. | N. A. | N. A. | N. A. | QPR/B0704 | N. A. | N. A. | N. A. | N. A. | N. A. | PS/B0704 | 05 | 2019-08-08 | 2022-12-01 | 2019-12-01 | N. A. | B0706 | N. A. | N. A. | N. A. | SEMIFINISHED GOODS | N. A. | N. A. | N. A. | N. A. | N. A. | N. A. |  | N. A. | N. A. | N. A. | N. A. | N. A. | N. A. | N. A. | N. A. | N. A. | N. A. | 1 | SUB COMPONENTS | 0 | Initial issue | N | SUB COMPONENTS |  | No | No | N. A. | N. A. | N. A. | N. A.
B0703 | B0706.1411 | CHS BARREL PLATE (ASIAN), S`RUT, AUTO COMP. HOLES 25MM BARREL 140DEG., 11 HOLES |  | B0703.1400 | 07 | 2018-06-07 | N. A. | N. A. | N. A. | QPF/B0703 | 03 | 2017-01-04 | 2020-01-04 | N. A. | N. A. | PS/B0703 | 04 | 2018-03-03 | 2021-03-03 | N. A. | N. A. | B0703 | TMF-1 | IU/1 | Class C | FINISHED GOODS | SUSHRUT™ | CHS BARREL PLATE (ASIAN), AUTO COMP. HOLES | 25MM BARREL 140DEG., 11 HOLES | 16 | No | Yes |  | No | N. A. | No | N. A. | No | Yes | No | Yes | M. L.: MFG/MD/2021/000369 |  | 1 | SUSHRUT PRODUCTS\INTERNATIONAL IMPLANTS\COMPRESSION HIP SCREW IMPLANTS\CHS BARREL PLATES, 25MM AUTO COMP HOLES | 0 | Initial issue | Y | BONE PLATES |  | 1 | No | Yes | Yes | Yes | N. A.
B0706.1411F | B0706.1411F | CHS FORGING, 16MM WIDTH, 25MM BARREL, 316L, 140DEG. 11HOLES |  | B0706.1400F | N. A. | N. A. | N. A. | N. A. | N. A. | QPR/B0704 | N. A. | N. A. | N. A. | N. A. | N. A. | PS/B0704 | 05 | 2019-08-08 | 2022-08-08 | 2019-12-01 | 44896 | B0706 | N. A. | N. A. | N. A. | SEMIFINISHED GOODS | N. A. | N. A. | N. A. | N. A. | N. A. | N. A. |  | N. A. | N. A. | N. A. | N. A. | N. A. | N. A. | N. A. | N. A. | N. A. | N. A. | 1 | SUB COMPONENTS | 0 | Initial issue | N | SUB COMPONENTS |  | No | No | N. A. | N. A. | N. A. | N. A.
B0703 | B0706.1412 | CHS BARREL PLATE (ASIAN), S`RUT, AUTO COMP. HOLES 25MM BARREL 140DEG., 12 HOLES |  | B0703.1400 | 07 | 2018-06-07 | N. A. | N. A. | N. A. | QPF/B0703 | 03 | 2017-01-04 | 2020-01-04 | N. A. | N. A. | PS/B0703 | 04 | 2018-03-03 | 2021-03-03 | N. A. | N. A. | B0703 | TMF-1 | IU/1 | Class C | FINISHED GOODS | SUSHRUT™ | CHS BARREL PLATE (ASIAN), AUTO COMP. HOLES | 25MM BARREL 140DEG., 12 HOLES | 16 | No | Yes |  | No | N. A. | No | N. A. | No | Yes | No | Yes | M. L.: MFG/MD/2021/000369 |  | 1 | SUSHRUT PRODUCTS\INTERNATIONAL IMPLANTS\COMPRESSION HIP SCREW IMPLANTS\CHS BARREL PLATES, 25MM AUTO COMP HOLES | 0 | Initial issue | Y | BONE PLATES |  | 1 | No | Yes | Yes | Yes | N. A.
B0706.1412F | B0706.1412F | CHS FORGING, 16MM WIDTH, 25MM BARREL, 316L, 140DEG. UPTO 12HOLES |  | B0706.1400F | N. A. | N. A. | N. A. | N. A. | N. A. | QPF/B0704 | N. A. | N. A. | N. A. | N. A. | N. A. | PS/B0704 | 05 | 2019-08-08 | 2022-08-08 | 2019-12-01 | 44896 | B0706 | N. A. | N. A. | N. A. | SEMIFINISHED GOODS | N. A. | N. A. | N. A. | N. A. | N. A. | N. A. |  | N. A. | N. A. | N. A. | N. A. | N. A. | N. A. | N. A. | N. A. | N. A. | N. A. | 1 | SUB COMPONENTS | 0 | Initial issue | N | BONE PLATES |  | No | No | N. A. | N. A. | N. A. | N. A.
B0703 | B0706.1413 | CHS BARREL PLATE (ASIAN), S`RUT, AUTO COMP. HOLES 25MM BARREL 140DEG., 13 HOLES |  | B0703.1400 | 07 | 2018-06-07 | N. A. | N. A. | N. A. | QPF/B0703 | 03 | 2017-01-04 | 2020-01-04 | N. A. | N. A. | PS/B0703 | 04 | 2018-03-03 | 2021-03-03 | N. A. | N. A. | B0703 | TMF-1 | IU/1 | Class C | FINISHED GOODS | SUSHRUT™ | CHS BARREL PLATE (ASIAN), AUTO COMP. HOLES | 25MM BARREL 140DEG., 13 HOLES | 16 | No | Yes |  | No | N. A. | No | N. A. | No | Yes | No | Yes | M. L.: MFG/MD/2021/000369 |  | 1 | SUSHRUT PRODUCTS\INTERNATIONAL IMPLANTS\COMPRESSION HIP SCREW IMPLANTS\CHS BARREL PLATES, 25MM AUTO COMP HOLES | 0 | Initial issue | Y | BONE PLATES |  | 1 | No | Yes | Yes | Yes | N. A.
B0706.1413F | B0706.1413F | CHS FORGING, 16MM WIDTH, 25MM BARREL, 316L, 140DEG. 13HOLES |  | B0706.1400F | N. A. | N. A. | N. A. | N. A. | N. A. | QPR/B0704 | N. A. | N. A. | N. A. | N. A. | N. A. | PS/B0704 | 05 | 2019-08-08 | 2022-08-08 | 2019-12-01 | 44896 | B0706 | N. A. | N. A. | N. A. | SEMIFINISHED GOODS | N. A. | N. A. | N. A. | N. A. | N. A. | N. A. |  | N. A. | N. A. | N. A. | N. A. | N. A. | N. A. | N. A. | N. A. | N. A. | N. A. | 1 | SUB COMPONENTS | 0 | Initial issue | N | SUB COMPONENTS |  | No | No | N. A. | N. A. | N. A. | N. A.
B0703 | B0706.1414 | CHS BARREL PLATE (ASIAN), S`RUT, AUTO COMP. HOLES 25MM BARREL 140DEG., 14 HOLES |  | B0703.1400 | 07 | 2018-06-07 | N. A. | N. A. | N. A. | QPF/B0703 | 03 | 2017-01-04 | 2020-01-04 | N. A. | N. A. | PS/B0703 | 04 | 2018-03-03 | 2021-03-03 | N. A. | N. A. | B0703 | TMF-1 | IU/1 | Class C | FINISHED GOODS | SUSHRUT™ | CHS BARREL PLATE (ASIAN), AUTO COMP. HOLES | 25MM BARREL 140DEG., 14 HOLES | 16 | No | Yes |  | No | N. A. | No | N. A. | No | Yes | No | Yes | M. L.: MFG/MD/2021/000369 |  | 1 | SUSHRUT PRODUCTS\INTERNATIONAL IMPLANTS\COMPRESSION HIP SCREW IMPLANTS\CHS BARREL PLATES, 25MM AUTO COMP HOLES | 0 | Initial issue | Y | BONE PLATES |  | 1 | No | Yes | Yes | Yes | N. A.
B0706.1414F | B0706.1414F | CHS FORGING, 16MM WIDTH, 25MM BARREL, 316L, 140DEG. 14HOLES |  | B0706.1400F | N. A. | N. A. | N. A. | N. A. | N. A. | QPR/B0704 | N. A. | N. A. | N. A. | N. A. | N. A. | PS/B0704 | 05 | 2019-08-08 | 2022-08-08 | 2019-12-01 | 44896 | B0706 | N. A. | N. A. | N. A. | SEMIFINISHED GOODS | N. A. | N. A. | N. A. | N. A. | N. A. | N. A. |  | N. A. | N. A. | N. A. | N. A. | N. A. | N. A. | N. A. | N. A. | N. A. | N. A. | 1 | SUB COMPONENTS | 0 | Initial issue | N | SUB COMPONENTS |  | No | No | N. A. | N. A. | N. A. | N. A.
B0703 | B0706.1415 | CHS BARREL PLATE (ASIAN), S`RUT, AUTO COMP. HOLES 25MM BARREL 140DEG., 15 HOLES |  | B0703.1400 | 07 | 2018-06-07 | N. A. | N. A. | N. A. | QPF/B0703 | 03 | 2017-01-04 | 2020-01-04 | N. A. | N. A. | PS/B0703 | 04 | 2018-03-03 | 2021-03-03 | N. A. | N. A. | B0703 | TMF-1 | IU/1 | Class C | FINISHED GOODS | SUSHRUT™ | CHS BARREL PLATE (ASIAN), AUTO COMP. HOLES | 25MM BARREL 140DEG., 15 HOLES | 16 | No | Yes |  | No | N. A. | No | N. A. | No | Yes | No | Yes | M. L.: MFG/MD/2021/000369 |  | 1 | SUSHRUT PRODUCTS\INTERNATIONAL IMPLANTS\COMPRESSION HIP SCREW IMPLANTS\CHS BARREL PLATES, 25MM AUTO COMP HOLES | 0 | Initial issue | Y | BONE PLATES |  | 1 | No | Yes | Yes | Yes | N. A.
B0706.1415F | B0706.1415F | CHS FORGING, 16MM WIDTH, 25MM BARREL, 316L, 140DEG. UPTO 15HOLES |  | B0706.1400F | N. A. | N. A. | N. A. | N. A. | N. A. | QPF/B0704 | N. A. | N. A. | N. A. | N. A. | N. A. | PS/B0704 | 05 | 2019-08-08 | 2022-08-08 | 2019-12-01 | 44896 | B0706 | N. A. | N. A. | N. A. | SEMIFINISHED GOODS | N. A. | N. A. | N. A. | N. A. | N. A. | N. A. |  | N. A. | N. A. | N. A. | N. A. | N. A. | N. A. | N. A. | N. A. | N. A. | N. A. | 1 | SUB COMPONENTS | 0 | Initial issue | N | BONE PLATES |  | No | No | N. A. | N. A. | N. A. | N. A.
B0703 | B0706.1416 | CHS BARREL PLATE (ASIAN), S`RUT, AUTO COMP. HOLES 25MM BARREL 140DEG., 16 HOLES |  | B0703.1400 | 07 | 2018-06-07 | N. A. | N. A. | N. A. | QPF/B0703 | 03 | 2017-01-04 | 2020-01-04 | N. A. | N. A. | PS/B0703 | 04 | 2018-03-03 | 2021-03-03 | N. A. | N. A. | B0703 | TMF-1 | IU/1 | Class C | FINISHED GOODS | SUSHRUT™ | CHS BARREL PLATE (ASIAN), AUTO COMP. HOLES | 25MM BARREL 140DEG., 16 HOLES | 16 | No | Yes |  | No | N. A. | No | N. A. | No | Yes | No | Yes | M. L.: MFG/MD/2021/000369 |  | 1 | SUSHRUT PRODUCTS\INTERNATIONAL IMPLANTS\COMPRESSION HIP SCREW IMPLANTS\CHS BARREL PLATES, 25MM AUTO COMP HOLES | 0 | Initial issue | Y | BONE PLATES |  | 1 | No | Yes | Yes | Yes | N. A.
B0706.1416F | B0706.1416F | CHS FORGING, 16MM WIDTH, 25MM BARREL, 316L, 140DEG. 16HOLES |  | B0706.1400F | N. A. | N. A. | N. A. | N. A. | N. A. | QPR/B0704 | N. A. | N. A. | N. A. | N. A. | N. A. | PS/B0704 | 05 | 2019-08-08 | 2022-08-08 | 2019-12-01 | 44896 | B0706 | N. A. | N. A. | N. A. | SEMIFINISHED GOODS | N. A. | N. A. | N. A. | N. A. | N. A. | N. A. |  | N. A. | N. A. | N. A. | N. A. | N. A. | N. A. | N. A. | N. A. | N. A. | N. A. | 1 | SUB COMPONENTS | 0 | Initial issue | N | SUB COMPONENTS |  | No | No | N. A. | N. A. | N. A. | N. A.
B0706.1417F | B0706.1417F | CHS FORGING, 16MM WIDTH, 25MM BARREL, 316L, 140DEG. 17HOLES |  | B0706.1400F | N. A. | N. A. | N. A. | N. A. | N. A. | QPR/B0704 | N. A. | N. A. | N. A. | N. A. | N. A. | PS/B0704 | 05 | 2019-08-08 | 2022-08-08 | 2019-12-01 | 44896 | B0706 | N. A. | N. A. | N. A. | SEMIFINISHED GOODS | N. A. | N. A. | N. A. | N. A. | N. A. | N. A. |  | N. A. | N. A. | N. A. | N. A. | N. A. | N. A. | N. A. | N. A. | N. A. | N. A. | 1 | SUB COMPONENTS | 0 | Initial issue | N | SUB COMPONENTS |  | No | No | N. A. | N. A. | N. A. | N. A.
B0703 | B0706.1418 | CHS BARREL PLATE (ASIAN), S`RUT, AUTO COMP. HOLES 25MM BARREL 140DEG., 18 HOLES |  | B0703.1400 | 07 | 2018-06-07 | N. A. | N. A. | N. A. | QPF/B0703 | 03 | 2017-01-04 | 2020-01-04 | N. A. | N. A. | PS/B0703 | 04 | 2018-03-03 | 2021-03-03 | N. A. | N. A. | B0703 | TMF-1 | IU/1 | Class C | FINISHED GOODS | SUSHRUT™ | CHS BARREL PLATE (ASIAN), AUTO COMP. HOLES | 25MM BARREL 140DEG., 18 HOLES | 16 | No | Yes |  | No | N. A. | No | N. A. | No | Yes | No | Yes | M. L.: MFG/MD/2021/000369 |  | 1 | SUSHRUT PRODUCTS\INTERNATIONAL IMPLANTS\COMPRESSION HIP SCREW IMPLANTS\CHS BARREL PLATES, 25MM AUTO COMP HOLES | 0 | Initial issue | Y | BONE PLATES |  | 1 | No | Yes | Yes | Yes | N. A.
B0706.1418F | B0706.1418F | CHS FORGING, 16MM WIDTH, 25MM BARREL, 316L, 140DEG. UPTO 18HOLES |  | B0706.1400F | N. A. | N. A. | N. A. | N. A. | N. A. | QPF/B0704 | N. A. | N. A. | N. A. | N. A. | N. A. | PS/B0704 | 05 | 2019-08-08 | 2022-08-08 | 2019-12-01 | 44896 | B0706 | N. A. | N. A. | N. A. | SEMIFINISHED GOODS | N. A. | N. A. | N. A. | N. A. | N. A. | N. A. |  | N. A. | N. A. | N. A. | N. A. | N. A. | N. A. | N. A. | N. A. | N. A. | N. A. | 1 | SUB COMPONENTS | 0 | Initial issue | N | BONE PLATES |  | No | No | N. A. | N. A. | N. A. | N. A.
B0706.1450F | B0706.1450F | CHS FORGING, 16MM WIDTH, 25MM BARREL, 316L, 145DEG. DOUBLE ENDED |  | B0706.1450F | N. A. | N. A. | N. A. | N. A. | N. A. | QPF/B0704F | N. A. | N. A. | N. A. | N. A. | N. A. | PS/B0704FDE | 05 | 2019-08-08 | 2022-08-08 | 2019-12-01 | 44896 | B0706 | N. A. | N. A. | N. A. | SEMIFINISHED GOODS | N. A. | N. A. | N. A. | N. A. | N. A. | N. A. |  | N. A. | N. A. | N. A. | N. A. | N. A. | N. A. | N. A. | N. A. | N. A. | N. A. | 1 | SUB COMPONENTS | 0 | Initial issue | N | BONE PLATES |  | No | No | N. A. | N. A. | N. A. | N. A.
B0703 | B0706.1453 | CHS BARREL PLATE (ASIAN), S`RUT, AUTO COMP. HOLES 25MM BARREL 145DEG., 3 HOLES |  | B0703.1450 | 07 | 2018-06-07 | N. A. | N. A. | N. A. | QPF/B0703 | 03 | 2017-01-04 | 2020-01-04 | N. A. | N. A. | PS/B0703 | 04 | 2018-03-03 | 2021-03-03 | N. A. | N. A. | B0703 | TMF-1 | IU/1 | Class C | FINISHED GOODS | SUSHRUT™ | CHS BARREL PLATE (ASIAN), AUTO COMP. HOLES | 25MM BARREL 145DEG., 3 HOLES | 16 | No | Yes |  | No | N. A. | No | N. A. | No | Yes | No | Yes | M. L.: MFG/MD/2021/000369 |  | 1 | SUSHRUT PRODUCTS\INTERNATIONAL IMPLANTS\COMPRESSION HIP SCREW IMPLANTS\CHS BARREL PLATES, 25MM AUTO COMP HOLES | 0 | Initial issue | Y | BONE PLATES |  | 1 | No | Yes | Yes | Yes | N. A.
B0706.1453F | B0706.1453F | CHS FORGING, 16MM WIDTH, 25MM BARREL, 316L, 145DEG. 3HOLES |  | B0706.1450F | N. A. | N. A. | N. A. | N. A. | N. A. | QPR/B0704 | N. A. | N. A. | N. A. | N. A. | N. A. | PS/B0704 | 05 | 2019-08-08 | 2022-08-08 | 2019-12-01 | 44896 | B0706 | N. A. | N. A. | N. A. | SEMIFINISHED GOODS | N. A. | N. A. | N. A. | N. A. | N. A. | N. A. |  | N. A. | N. A. | N. A. | N. A. | N. A. | N. A. | N. A. | N. A. | N. A. | N. A. | 1 | SUB COMPONENTS | 0 | Initial issue | N | SUB COMPONENTS |  | No | No | N. A. | N. A. | N. A. | N. A.
B0703 | B0706.1454 | CHS BARREL PLATE (ASIAN), S`RUT, AUTO COMP. HOLES 25MM BARREL 145DEG., 4 HOLES |  | B0703.1450 | 07 | 2018-06-07 | N. A. | N. A. | N. A. | QPF/B0703 | 03 | 2017-01-04 | 2020-01-04 | N. A. | N. A. | PS/B0703 | 04 | 2018-03-03 | 2021-03-03 | N. A. | N. A. | B0703 | TMF-1 | IU/1 | Class C | FINISHED GOODS | SUSHRUT™ | CHS BARREL PLATE (ASIAN), AUTO COMP. HOLES | 25MM BARREL 145DEG., 4 HOLES | 16 | No | Yes |  | No | N. A. | No | N. A. | No | Yes | No | Yes | M. L.: MFG/MD/2021/000369 |  | 1 | SUSHRUT PRODUCTS\INTERNATIONAL IMPLANTS\COMPRESSION HIP SCREW IMPLANTS\CHS BARREL PLATES, 25MM AUTO COMP HOLES | 0.0574 | Initial issue | Y | BONE PLATES |  | 1 | No | Yes | Yes | Yes | N. A.
B0706.1454F | B0706.1454F | CHS FORGING, 16MM WIDTH, 25MM BARREL, 316L, 145DEG. 4HOLES |  | B0706.1450F | N. A. | N. A. | N. A. | N. A. | N. A. | QPR/B0704 | N. A. | N. A. | N. A. | N. A. | N. A. | PS/B0704 | 05 | 2019-08-08 | 2022-08-08 | 2019-12-01 | 44896 | B0706 | N. A. | N. A. | N. A. | SEMIFINISHED GOODS | N. A. | N. A. | N. A. | N. A. | N. A. | N. A. |  | N. A. | N. A. | N. A. | N. A. | N. A. | N. A. | N. A. | N. A. | N. A. | N. A. | 1 | SUB COMPONENTS | 0 | Initial issue | N | SUB COMPONENTS |  | No | No | N. A. | N. A. | N. A. | N. A.
B0703 | B0706.1455 | CHS BARREL PLATE (ASIAN), S`RUT, AUTO COMP. HOLES 25MM BARREL 145DEG., 5 HOLES |  | B0703.1450 | 07 | 2018-06-07 | N. A. | N. A. | N. A. | QPF/B0703 | 03 | 2017-01-04 | 2020-01-04 | N. A. | N. A. | PS/B0703 | 04 | 2018-03-03 | 2021-03-03 | N. A. | N. A. | B0703 | TMF-1 | IU/1 | Class C | FINISHED GOODS | SUSHRUT™ | CHS BARREL PLATE (ASIAN), AUTO COMP. HOLES | 25MM BARREL 145DEG., 5 HOLES | 16 | No | Yes |  | No | N. A. | No | N. A. | No | Yes | No | Yes | M. L.: MFG/MD/2021/000369 |  | 1 | SUSHRUT PRODUCTS\INTERNATIONAL IMPLANTS\COMPRESSION HIP SCREW IMPLANTS\CHS BARREL PLATES, 25MM AUTO COMP HOLES | 0.0696 | Initial issue | Y | BONE PLATES |  | 1 | No | Yes | Yes | Yes | N. A.
B0706.1455F | B0706.1455F | CHS FORGING, 16MM WIDTH, 25MM BARREL, 316L, 145DEG. 5HOLES |  | B0706.1450F | N. A. | N. A. | N. A. | N. A. | N. A. | QPR/B0704 | N. A. | N. A. | N. A. | N. A. | N. A. | PS/B0704 | 05 | 2019-08-08 | 2022-08-08 | 2019-12-01 | 44896 | B0706 | N. A. | N. A. | N. A. | SEMIFINISHED GOODS | N. A. | N. A. | N. A. | N. A. | N. A. | N. A. |  | N. A. | N. A. | N. A. | N. A. | N. A. | N. A. | N. A. | N. A. | N. A. | N. A. | 1 | SUB COMPONENTS | 0 | Initial issue | N | SUB COMPONENTS |  | No | No | N. A. | N. A. | N. A. | N. A.
B0703 | B0706.1456 | CHS BARREL PLATE (ASIAN), S`RUT, AUTO COMP. HOLES 25MM BARREL 145DEG., 6 HOLES |  | B0703.1450 | 07 | 2018-06-07 | N. A. | N. A. | N. A. | QPF/B0703 | 03 | 2017-01-04 | 2020-01-04 | N. A. | N. A. | PS/B0703 | 04 | 2018-03-03 | 2021-03-03 | N. A. | N. A. | B0703 | TMF-1 | IU/1 | Class C | FINISHED GOODS | SUSHRUT™ | CHS BARREL PLATE (ASIAN), AUTO COMP. HOLES | 25MM BARREL 145DEG., 6 HOLES | 16 | No | Yes |  | No | N. A. | No | N. A. | No | Yes | No | Yes | M. L.: MFG/MD/2021/000369 |  | 1 | SUSHRUT PRODUCTS\INTERNATIONAL IMPLANTS\COMPRESSION HIP SCREW IMPLANTS\CHS BARREL PLATES, 25MM AUTO COMP HOLES | 0.0736 | Initial issue | Y | BONE PLATES |  | 1 | No | Yes | Yes | Yes | N. A.
B0706.1456F | B0706.1456F | CHS FORGING, 16MM WIDTH, 25MM BARREL, 316L, 145DEG. UPTO 6HOLES |  | B0706.1450F | N. A. | N. A. | N. A. | N. A. | N. A. | QPF/B0704 | N. A. | N. A. | N. A. | N. A. | N. A. | PS/B0704 | 05 | 2019-08-08 | 2022-08-08 | 2019-12-01 | 44896 | B0706 | N. A. | N. A. | N. A. | SEMIFINISHED GOODS | N. A. | N. A. | N. A. | N. A. | N. A. | N. A. |  | N. A. | N. A. | N. A. | N. A. | N. A. | N. A. | N. A. | N. A. | N. A. | N. A. | 1 | SUB COMPONENTS | 0 | Initial issue | N | BONE PLATES |  | No | No | N. A. | N. A. | N. A. | N. A.
B0703 | B0706.1457 | CHS BARREL PLATE (ASIAN), S`RUT, AUTO COMP. HOLES 25MM BARREL 145DEG., 7 HOLES |  | B0703.1450 | 07 | 2018-06-07 | N. A. | N. A. | N. A. | QPF/B0703 | 03 | 2017-01-04 | 2020-01-04 | N. A. | N. A. | PS/B0703 | 04 | 2018-03-03 | 2021-03-03 | N. A. | N. A. | B0703 | TMF-1 | IU/1 | Class C | FINISHED GOODS | SUSHRUT™ | CHS BARREL PLATE (ASIAN), AUTO COMP. HOLES | 25MM BARREL 145DEG., 7 HOLES | 16 | No | Yes |  | No | N. A. | No | N. A. | No | Yes | No | Yes | M. L.: MFG/MD/2021/000369 |  | 1 | SUSHRUT PRODUCTS\INTERNATIONAL IMPLANTS\COMPRESSION HIP SCREW IMPLANTS\CHS BARREL PLATES, 25MM AUTO COMP HOLES | 0 | Initial issue | Y | BONE PLATES |  | 1 | No | Yes | Yes | Yes | N. A.
B0706.1457F | B0706.1457F | CHS FORGING, 16MM WIDTH, 25MM BARREL, 316L, 145DEG. 7HOLES |  | B0706.1450F | N. A. | N. A. | N. A. | N. A. | N. A. | QPR/B0704 | N. A. | N. A. | N. A. | N. A. | N. A. | PS/B0704 | 05 | 2019-08-08 | 2022-08-08 | 2019-12-01 | 44896 | B0706 | N. A. | N. A. | N. A. | SEMIFINISHED GOODS | N. A. | N. A. | N. A. | N. A. | N. A. | N. A. |  | N. A. | N. A. | N. A. | N. A. | N. A. | N. A. | N. A. | N. A. | N. A. | N. A. | 1 | SUB COMPONENTS | 0 | Initial issue | N | SUB COMPONENTS |  | No | No | N. A. | N. A. | N. A. | N. A.
B0703 | B0706.1458 | CHS BARREL PLATE (ASIAN), S`RUT, AUTO COMP. HOLES 25MM BARREL 145DEG., 8 HOLES |  | B0703.1450 | 07 | 2018-06-07 | N. A. | N. A. | N. A. | QPF/B0703 | 03 | 2017-01-04 | 2020-01-04 | N. A. | N. A. | PS/B0703 | 04 | 2018-03-03 | 2021-03-03 | N. A. | N. A. | B0703 | TMF-1 | IU/1 | Class C | FINISHED GOODS | SUSHRUT™ | CHS BARREL PLATE (ASIAN), AUTO COMP. HOLES | 25MM BARREL 145DEG., 8 HOLES | 16 | No | Yes |  | No | N. A. | No | N. A. | No | Yes | No | Yes | M. L.: MFG/MD/2021/000369 |  | 1 | SUSHRUT PRODUCTS\INTERNATIONAL IMPLANTS\COMPRESSION HIP SCREW IMPLANTS\CHS BARREL PLATES, 25MM AUTO COMP HOLES | 0.094433 | Initial issue | Y | BONE PLATES |  | 1 | No | Yes | Yes | Yes | N. A.
B0706.1458F | B0706.1458F | CHS FORGING, 16MM WIDTH, 25MM BARREL, 316L, 145DEG. 8HOLES |  | B0706.1450F | N. A. | N. A. | N. A. | N. A. | N. A. | QPR/B0704 | N. A. | N. A. | N. A. | N. A. | N. A. | PS/B0704 | 05 | 2019-08-08 | 2022-08-08 | 2019-12-01 | 44896 | B0706 | N. A. | N. A. | N. A. | SEMIFINISHED GOODS | N. A. | N. A. | N. A. | N. A. | N. A. | N. A. |  | N. A. | N. A. | N. A. | N. A. | N. A. | N. A. | N. A. | N. A. | N. A. | N. A. | 1 | SUB COMPONENTS | 0 | Initial issue | N | SUB COMPONENTS |  | No | No | N. A. | N. A. | N. A. | N. A.
B0703 | B0706.1459 | CHS BARREL PLATE (ASIAN), S`RUT, AUTO COMP. HOLES 25MM BARREL 145DEG., 9 HOLES |  | B0703.1450 | 07 | 2018-06-07 | N. A. | N. A. | N. A. | QPF/B0703 | 03 | 2017-01-04 | 2020-01-04 | N. A. | N. A. | PS/B0703 | 04 | 2018-03-03 | 2021-03-03 | N. A. | N. A. | B0703 | TMF-1 | IU/1 | Class C | FINISHED GOODS | SUSHRUT™ | CHS BARREL PLATE (ASIAN), AUTO COMP. HOLES | 25MM BARREL 145DEG., 9 HOLES | 16 | No | Yes |  | No | N. A. | No | N. A. | No | Yes | No | Yes | M. L.: MFG/MD/2021/000369 |  | 1 | SUSHRUT PRODUCTS\INTERNATIONAL IMPLANTS\COMPRESSION HIP SCREW IMPLANTS\CHS BARREL PLATES, 25MM AUTO COMP HOLES | 0 | Initial issue | Y | BONE PLATES |  | 1 | No | Yes | Yes | Yes | N. A.
B0706.1459F | B0706.1459F | CHS FORGING, 16MM WIDTH, 25MM BARREL, 316L, 145DEG. UPTO 9HOLES |  | B0706.1450F | N. A. | N. A. | N. A. | N. A. | N. A. | QPF/B0704 | N. A. | N. A. | N. A. | N. A. | N. A. | PS/B0704 | 05 | 2019-08-08 | 2022-08-08 | 2019-12-01 | 44896 | B0706 | N. A. | N. A. | N. A. | SEMIFINISHED GOODS | N. A. | N. A. | N. A. | N. A. | N. A. | N. A. |  | N. A. | N. A. | N. A. | N. A. | N. A. | N. A. | N. A. | N. A. | N. A. | N. A. | 1 | SUB COMPONENTS | 0 | Initial issue | N | BONE PLATES |  | No | No | N. A. | N. A. | N. A. | N. A.
B0703 | B0706.1460 | CHS BARREL PLATE (ASIAN), S`RUT, AUTO COMP. HOLES 25MM BARREL 145DEG., 10 HOLES |  | B0703.1450 | 07 | 2018-06-07 | N. A. | N. A. | N. A. | QPF/B0703 | 03 | 2017-01-04 | 2020-01-04 | N. A. | N. A. | PS/B0703 | 04 | 2018-03-03 | 2021-03-03 | N. A. | N. A. | B0703 | TMF-1 | IU/1 | Class C | FINISHED GOODS | SUSHRUT™ | CHS BARREL PLATE (ASIAN), AUTO COMP. HOLES | 25MM BARREL 145DEG., 10 HOLES | 16 | No | Yes |  | No | N. A. | No | N. A. | No | Yes | No | Yes | M. L.: MFG/MD/2021/000369 |  | 1 | SUSHRUT PRODUCTS\INTERNATIONAL IMPLANTS\COMPRESSION HIP SCREW IMPLANTS\CHS BARREL PLATES, 25MM AUTO COMP HOLES | 0 | Initial issue | Y | BONE PLATES |  | 1 | No | Yes | Yes | Yes | N. A.
B0706.1460F | B0706.1460F | CHS FORGING, 16MM WIDTH, 25MM BARREL, 316L, 145DEG. 10HOLES |  | B0706.1450F | N. A. | N. A. | N. A. | N. A. | N. A. | QPR/B0704 | N. A. | N. A. | N. A. | N. A. | N. A. | PS/B0704 | 05 | 2019-08-08 | 2022-08-08 | 2019-12-01 | 44896 | B0706 | N. A. | N. A. | N. A. | SEMIFINISHED GOODS | N. A. | N. A. | N. A. | N. A. | N. A. | N. A. |  | N. A. | N. A. | N. A. | N. A. | N. A. | N. A. | N. A. | N. A. | N. A. | N. A. | 1 | SUB COMPONENTS | 0 | Initial issue | N | SUB COMPONENTS |  | No | No | N. A. | N. A. | N. A. | N. A.
B0703 | B0706.1461 | CHS BARREL PLATE (ASIAN), S`RUT, AUTO COMP. HOLES 25MM BARREL 145DEG., 11 HOLES |  | B0703.1450 | 07 | 2018-06-07 | N. A. | N. A. | N. A. | QPF/B0703 | 03 | 2017-01-04 | 2020-01-04 | N. A. | N. A. | PS/B0703 | 04 | 2018-03-03 | 2021-03-03 | N. A. | N. A. | B0703 | TMF-1 | IU/1 | Class C | FINISHED GOODS | SUSHRUT™ | CHS BARREL PLATE (ASIAN), AUTO COMP. HOLES | 25MM BARREL 145DEG., 11 HOLES | 16 | No | Yes |  | No | N. A. | No | N. A. | No | Yes | No | Yes | M. L.: MFG/MD/2021/000369 |  | 1 | SUSHRUT PRODUCTS\INTERNATIONAL IMPLANTS\COMPRESSION HIP SCREW IMPLANTS\CHS BARREL PLATES, 25MM AUTO COMP HOLES | 0 | Initial issue | Y | BONE PLATES |  | 1 | No | Yes | Yes | Yes | N. A.
B0706.1461F | B0706.1461F | CHS FORGING, 16MM WIDTH, 25MM BARREL, 316L, 145DEG. 11HOLES |  | B0706.1450F | N. A. | N. A. | N. A. | N. A. | N. A. | QPR/B0704 | N. A. | N. A. | N. A. | N. A. | N. A. | PS/B0704 | 05 | 2019-08-08 | 2022-08-08 | 2019-12-01 | 44896 | B0706 | N. A. | N. A. | N. A. | SEMIFINISHED GOODS | N. A. | N. A. | N. A. | N. A. | N. A. | N. A. |  | N. A. | N. A. | N. A. | N. A. | N. A. | N. A. | N. A. | N. A. | N. A. | N. A. | 1 | SUB COMPONENTS | 0 | Initial issue | N | SUB COMPONENTS |  | No | No | N. A. | N. A. | N. A. | N. A.
B0703 | B0706.1462 | CHS BARREL PLATE (ASIAN), S`RUT, AUTO COMP. HOLES 25MM BARREL 145DEG., 12 HOLES |  | B0703.1450 | 07 | 2018-06-07 | N. A. | N. A. | N. A. | QPF/B0703 | 03 | 2017-01-04 | 2020-01-04 | N. A. | N. A. | PS/B0703 | 04 | 2018-03-03 | 2021-03-03 | N. A. | N. A. | B0703 | TMF-1 | IU/1 | Class C | FINISHED GOODS | SUSHRUT™ | CHS BARREL PLATE (ASIAN), AUTO COMP. HOLES | 25MM BARREL 145DEG., 12 HOLES | 16 | No | Yes |  | No | N. A. | No | N. A. | No | Yes | No | Yes | M. L.: MFG/MD/2021/000369 |  | 1 | SUSHRUT PRODUCTS\INTERNATIONAL IMPLANTS\COMPRESSION HIP SCREW IMPLANTS\CHS BARREL PLATES, 25MM AUTO COMP HOLES | 0 | Initial issue | Y | BONE PLATES |  | 1 | No | Yes | Yes | Yes | N. A.
B0706.1462F | B0706.1462F | CHS FORGING, 16MM WIDTH, 25MM BARREL, 316L, 145DEG. UPTO 12HOLES |  | B0706.1450F | N. A. | N. A. | N. A. | N. A. | N. A. | QPF/B0704 | N. A. | N. A. | N. A. | N. A. | N. A. | PS/B0704 | 05 | 2019-08-08 | 2022-08-08 | 2019-12-01 | 44896 | B0706 | N. A. | N. A. | N. A. | SEMIFINISHED GOODS | N. A. | N. A. | N. A. | N. A. | N. A. | N. A. |  | N. A. | N. A. | N. A. | N. A. | N. A. | N. A. | N. A. | N. A. | N. A. | N. A. | 1 | SUB COMPONENTS | 0 | Initial issue | N | BONE PLATES |  | No | No | N. A. | N. A. | N. A. | N. A.
B0703 | B0706.1463 | CHS BARREL PLATE (ASIAN), S`RUT, AUTO COMP. HOLES 25MM BARREL 145DEG., 13 HOLES |  | B0703.1450 | 07 | 2018-06-07 | N. A. | N. A. | N. A. | QPF/B0703 | 03 | 2017-01-04 | 2020-01-04 | N. A. | N. A. | PS/B0703 | 04 | 2018-03-03 | 2021-03-03 | N. A. | N. A. | B0703 | TMF-1 | IU/1 | Class C | FINISHED GOODS | SUSHRUT™ | CHS BARREL PLATE (ASIAN), AUTO COMP. HOLES | 25MM BARREL 145DEG., 13 HOLES | 16 | No | Yes |  | No | N. A. | No | N. A. | No | Yes | No | Yes | M. L.: MFG/MD/2021/000369 |  | 1 | SUSHRUT PRODUCTS\INTERNATIONAL IMPLANTS\COMPRESSION HIP SCREW IMPLANTS\CHS BARREL PLATES, 25MM AUTO COMP HOLES | 0 | Initial issue | Y | BONE PLATES |  | 1 | No | Yes | Yes | Yes | N. A.
B0706.1463F | B0706.1463F | CHS FORGING, 16MM WIDTH, 25MM BARREL, 316L, 145DEG. 13HOLES |  | B0706.1450F | N. A. | N. A. | N. A. | N. A. | N. A. | QPR/B0704 | N. A. | N. A. | N. A. | N. A. | N. A. | PS/B0704 | 05 | 2019-08-08 | 2022-08-08 | 2019-12-01 | 44896 | B0706 | N. A. | N. A. | N. A. | SEMIFINISHED GOODS | N. A. | N. A. | N. A. | N. A. | N. A. | N. A. |  | N. A. | N. A. | N. A. | N. A. | N. A. | N. A. | N. A. | N. A. | N. A. | N. A. | 1 | SUB COMPONENTS | 0 | Initial issue | N | SUB COMPONENTS |  | No | No | N. A. | N. A. | N. A. | N. A.
B0703 | B0706.1464 | CHS BARREL PLATE (ASIAN), S`RUT, AUTO COMP. HOLES 25MM BARREL 145DEG., 14 HOLES |  | B0703.1450 | 07 | 2018-06-07 | N. A. | N. A. | N. A. | QPF/B0703 | 03 | 2017-01-04 | 2020-01-04 | N. A. | N. A. | PS/B0703 | 04 | 2018-03-03 | 2021-03-03 | N. A. | N. A. | B0703 | TMF-1 | IU/1 | Class C | FINISHED GOODS | SUSHRUT™ | CHS BARREL PLATE (ASIAN), AUTO COMP. HOLES | 25MM BARREL 145DEG., 14 HOLES | 16 | No | Yes |  | No | N. A. | No | N. A. | No | Yes | No | Yes | M. L.: MFG/MD/2021/000369 |  | 1 | SUSHRUT PRODUCTS\INTERNATIONAL IMPLANTS\COMPRESSION HIP SCREW IMPLANTS\CHS BARREL PLATES, 25MM AUTO COMP HOLES | 0 | Initial issue | Y | BONE PLATES |  | 1 | No | Yes | Yes | Yes | N. A.
B0706.1464F | B0706.1464F | CHS FORGING, 16MM WIDTH, 25MM BARREL, 316L, 145DEG. 14HOLES |  | B0706.1450F | N. A. | N. A. | N. A. | N. A. | N. A. | QPR/B0704 | N. A. | N. A. | N. A. | N. A. | N. A. | PS/B0704 | 05 | 2019-08-08 | 2022-08-08 | 2019-12-01 | 44896 | B0706 | N. A. | N. A. | N. A. | SEMIFINISHED GOODS | N. A. | N. A. | N. A. | N. A. | N. A. | N. A. |  | N. A. | N. A. | N. A. | N. A. | N. A. | N. A. | N. A. | N. A. | N. A. | N. A. | 1 | SUB COMPONENTS | 0 | Initial issue | N | SUB COMPONENTS |  | No | No | N. A. | N. A. | N. A. | N. A.
B0703 | B0706.1465 | CHS BARREL PLATE (ASIAN), S`RUT, AUTO COMP. HOLES 25MM BARREL 145DEG., 15 HOLES |  | B0703.1450 | 07 | 2018-06-07 | N. A. | N. A. | N. A. | QPF/B0703 | 03 | 2017-01-04 | 2020-01-04 | N. A. | N. A. | PS/B0703 | 04 | 2018-03-03 | 2021-03-03 | N. A. | N. A. | B0703 | TMF-1 | IU/1 | Class C | FINISHED GOODS | SUSHRUT™ | CHS BARREL PLATE (ASIAN), AUTO COMP. HOLES | 25MM BARREL 145DEG., 15 HOLES | 16 | No | Yes |  | No | N. A. | No | N. A. | No | Yes | No | Yes | M. L.: MFG/MD/2021/000369 |  | 1 | SUSHRUT PRODUCTS\INTERNATIONAL IMPLANTS\COMPRESSION HIP SCREW IMPLANTS\CHS BARREL PLATES, 25MM AUTO COMP HOLES | 0 | Initial issue | Y | BONE PLATES |  | 1 | No | Yes | Yes | Yes | N. A.
B0706.1465F | B0706.1465F | CHS FORGING, 16MM WIDTH, 25MM BARREL, 316L, 145DEG. UPTO 15HOLES |  | B0706.1450F | N. A. | N. A. | N. A. | N. A. | N. A. | QPF/B0704 | N. A. | N. A. | N. A. | N. A. | N. A. | PS/B0704 | 05 | 2019-08-08 | 2022-08-08 | 2019-12-01 | 44896 | B0706 | N. A. | N. A. | N. A. | SEMIFINISHED GOODS | N. A. | N. A. | N. A. | N. A. | N. A. | N. A. |  | N. A. | N. A. | N. A. | N. A. | N. A. | N. A. | N. A. | N. A. | N. A. | N. A. | 1 | SUB COMPONENTS | 0 | Initial issue | N | BONE PLATES |  | No | No | N. A. | N. A. | N. A. | N. A.
B0703 | B0706.1466 | CHS BARREL PLATE (ASIAN), S`RUT, AUTO COMP. HOLES 25MM BARREL 145DEG., 16 HOLES |  | B0703.1450 | 07 | 2018-06-07 | N. A. | N. A. | N. A. | QPF/B0703 | 03 | 2017-01-04 | 2020-01-04 | N. A. | N. A. | PS/B0703 | 04 | 2018-03-03 | 2021-03-03 | N. A. | N. A. | B0703 | TMF-1 | IU/1 | Class C | FINISHED GOODS | SUSHRUT™ | CHS BARREL PLATE (ASIAN), AUTO COMP. HOLES | 25MM BARREL 145DEG., 16 HOLES | 16 | No | Yes |  | No | N. A. | No | N. A. | No | Yes | No | Yes | M. L.: MFG/MD/2021/000369 |  | 1 | SUSHRUT PRODUCTS\INTERNATIONAL IMPLANTS\COMPRESSION HIP SCREW IMPLANTS\CHS BARREL PLATES, 25MM AUTO COMP HOLES | 0 | Initial issue | Y | BONE PLATES |  | 1 | No | Yes | Yes | Yes | N. A.
B0706.1466F | B0706.1466F | CHS FORGING, 16MM WIDTH, 25MM BARREL, 316L, 145DEG. 16HOLES |  | B0706.1450F | N. A. | N. A. | N. A. | N. A. | N. A. | QPR/B0704 | N. A. | N. A. | N. A. | N. A. | N. A. | PS/B0704 | 05 | 2019-08-08 | 2022-08-08 | 2019-12-01 | 44896 | B0706 | N. A. | N. A. | N. A. | SEMIFINISHED GOODS | N. A. | N. A. | N. A. | N. A. | N. A. | N. A. |  | N. A. | N. A. | N. A. | N. A. | N. A. | N. A. | N. A. | N. A. | N. A. | N. A. | 1 | SUB COMPONENTS | 0 | Initial issue | N | SUB COMPONENTS |  | No | No | N. A. | N. A. | N. A. | N. A.
B0706.1467F | B0706.1467F | CHS FORGING, 16MM WIDTH, 25MM BARREL, 316L, 145DEG. 17HOLES |  | B0706.1450F | N. A. | N. A. | N. A. | N. A. | N. A. | QPR/B0704 | N. A. | N. A. | N. A. | N. A. | N. A. | PS/B0704 | 05 | 2019-08-08 | 2022-08-08 | 2019-12-01 | 44896 | B0706 | N. A. | N. A. | N. A. | SEMIFINISHED GOODS | N. A. | N. A. | N. A. | N. A. | N. A. | N. A. |  | N. A. | N. A. | N. A. | N. A. | N. A. | N. A. | N. A. | N. A. | N. A. | N. A. | 1 | SUB COMPONENTS | 0 | Initial issue | N | SUB COMPONENTS |  | No | No | N. A. | N. A. | N. A. | N. A.
B0703 | B0706.1468 | CHS BARREL PLATE (ASIAN), S`RUT, AUTO COMP. HOLES 25MM BARREL 145DEG., 18 HOLES |  | B0703.1450 | 07 | 2018-06-07 | N. A. | N. A. | N. A. | QPF/B0703 | 03 | 2017-01-04 | 2020-01-04 | N. A. | N. A. | PS/B0703 | 04 | 2018-03-03 | 2021-03-03 | N. A. | N. A. | B0703 | TMF-1 | IU/1 | Class C | FINISHED GOODS | SUSHRUT™ | CHS BARREL PLATE (ASIAN), AUTO COMP. HOLES | 25MM BARREL 145DEG., 18 HOLES | 16 | No | Yes |  | No | N. A. | No | N. A. | No | Yes | No | Yes | M. L.: MFG/MD/2021/000369 |  | 1 | SUSHRUT PRODUCTS\INTERNATIONAL IMPLANTS\COMPRESSION HIP SCREW IMPLANTS\CHS BARREL PLATES, 25MM AUTO COMP HOLES | 0 | Initial issue | Y | BONE PLATES |  | 1 | No | Yes | Yes | Yes | N. A.
B0706.1468F | B0706.1468F | CHS FORGING, 16MM WIDTH, 25MM BARREL, 316L, 145DEG. UPTO 18HOLES |  | B0706.1450F | N. A. | N. A. | N. A. | N. A. | N. A. | QPF/B0704 | N. A. | N. A. | N. A. | N. A. | N. A. | PS/B0704 | 05 | 2019-08-08 | 2022-08-08 | 2019-12-01 | 44896 | B0706 | N. A. | N. A. | N. A. | SEMIFINISHED GOODS | N. A. | N. A. | N. A. | N. A. | N. A. | N. A. |  | N. A. | N. A. | N. A. | N. A. | N. A. | N. A. | N. A. | N. A. | N. A. | N. A. | 1 | SUB COMPONENTS | 0 | Initial issue | N | BONE PLATES |  | No | No | N. A. | N. A. | N. A. | N. A.
B0706.1500F | B0706.1500F | CHS FORGING, 16MM WIDTH, 25MM BARREL, 316L, 150DEG. DOUBLE ENDED |  | B0706.1500F | N. A. | N. A. | N. A. | N. A. | N. A. | QPF/B0704F | N. A. | N. A. | N. A. | N. A. | N. A. | PS/B0704FDE | 05 | 2019-08-08 | 2022-08-08 | 2019-12-01 | 44896 | B0706 | N. A. | N. A. | N. A. | SEMIFINISHED GOODS | N. A. | N. A. | N. A. | N. A. | N. A. | N. A. |  | N. A. | N. A. | N. A. | N. A. | N. A. | N. A. | N. A. | N. A. | N. A. | N. A. | 1 | SUB COMPONENTS | 0 | Initial issue | N | BONE PLATES |  | No | No | N. A. | N. A. | N. A. | N. A.
B0703 | B0706.1503 | CHS BARREL PLATE (ASIAN), S`RUT, AUTO COMP. HOLES 25MM BARREL 150DEG., 3 HOLES |  | B0703.1500 | 07 | 2018-06-07 | N. A. | N. A. | N. A. | QPF/B0703 | 03 | 2017-01-04 | 2020-01-04 | N. A. | N. A. | PS/B0703 | 04 | 2018-03-03 | 2021-03-03 | N. A. | N. A. | B0703 | TMF-1 | IU/1 | Class C | FINISHED GOODS | SUSHRUT™ | CHS BARREL PLATE (ASIAN), AUTO COMP. HOLES | 25MM BARREL 150DEG., 3 HOLES | 16 | No | Yes |  | No | N. A. | No | N. A. | No | Yes | No | Yes | M. L.: MFG/MD/2021/000369 |  | 1 | SUSHRUT PRODUCTS\INTERNATIONAL IMPLANTS\COMPRESSION HIP SCREW IMPLANTS\CHS BARREL PLATES, 25MM AUTO COMP HOLES | 0 | Initial issue | Y | BONE PLATES |  | 1 | No | Yes | Yes | Yes | N. A.
B0706.1503F | B0706.1503F | CHS FORGING, 16MM WIDTH, 25MM BARREL, 316L, 150DEG. 3HOLES |  | B0706.1500F | N. A. | N. A. | N. A. | N. A. | N. A. | QPR/B0704 | N. A. | N. A. | N. A. | N. A. | N. A. | PS/B0704 | 05 | 2019-08-08 | 2022-08-08 | 2019-12-01 | 44896 | B0706 | N. A. | N. A. | N. A. | SEMIFINISHED GOODS | N. A. | N. A. | N. A. | N. A. | N. A. | N. A. |  | N. A. | N. A. | N. A. | N. A. | N. A. | N. A. | N. A. | N. A. | N. A. | N. A. | 1 | SUB COMPONENTS | 0 | Initial issue | N | SUB COMPONENTS |  | No | No | N. A. | N. A. | N. A. | N. A.
B0703 | B0706.1504 | CHS BARREL PLATE (ASIAN), S`RUT, AUTO COMP. HOLES 25MM BARREL 150DEG., 4 HOLES |  | B0703.1500 | 07 | 2018-06-07 | N. A. | N. A. | N. A. | QPF/B0703 | 03 | 2017-01-04 | 2020-01-04 | N. A. | N. A. | PS/B0703 | 04 | 2018-03-03 | 2021-03-03 | N. A. | N. A. | B0703 | TMF-1 | IU/1 | Class C | FINISHED GOODS | SUSHRUT™ | CHS BARREL PLATE (ASIAN), AUTO COMP. HOLES | 25MM BARREL 150DEG., 4 HOLES | 16 | No | Yes |  | No | N. A. | No | N. A. | No | Yes | No | Yes | M. L.: MFG/MD/2021/000369 |  | 1 | SUSHRUT PRODUCTS\INTERNATIONAL IMPLANTS\COMPRESSION HIP SCREW IMPLANTS\CHS BARREL PLATES, 25MM AUTO COMP HOLES | 0.0556 | Initial issue | Y | BONE PLATES |  | 1 | No | Yes | Yes | Yes | N. A.
B0706.1504F | B0706.1504F | CHS FORGING, 16MM WIDTH, 25MM BARREL, 316L, 150DEG. 4HOLES |  | B0706.1500F | N. A. | N. A. | N. A. | N. A. | N. A. | QPR/B0704 | N. A. | N. A. | N. A. | N. A. | N. A. | PS/B0704 | 05 | 2019-08-08 | 2022-08-08 | 2019-12-01 | 44896 | B0706 | N. A. | N. A. | N. A. | SEMIFINISHED GOODS | N. A. | N. A. | N. A. | N. A. | N. A. | N. A. |  | N. A. | N. A. | N. A. | N. A. | N. A. | N. A. | N. A. | N. A. | N. A. | N. A. | 1 | SUB COMPONENTS | 0 | Initial issue | N | SUB COMPONENTS |  | No | No | N. A. | N. A. | N. A. | N. A.
B0703 | B0706.1505 | CHS BARREL PLATE (ASIAN), S`RUT, AUTO COMP. HOLES 25MM BARREL 150DEG., 5 HOLES |  | B0703.1500 | 07 | 2018-06-07 | N. A. | N. A. | N. A. | QPF/B0703 | 03 | 2017-01-04 | 2020-01-04 | N. A. | N. A. | PS/B0703 | 04 | 2018-03-03 | 2021-03-03 | N. A. | N. A. | B0703 | TMF-1 | IU/1 | Class C | FINISHED GOODS | SUSHRUT™ | CHS BARREL PLATE (ASIAN), AUTO COMP. HOLES | 25MM BARREL 150DEG., 5 HOLES | 16 | No | Yes |  | No | N. A. | No | N. A. | No | Yes | No | Yes | M. L.: MFG/MD/2021/000369 |  | 1 | SUSHRUT PRODUCTS\INTERNATIONAL IMPLANTS\COMPRESSION HIP SCREW IMPLANTS\CHS BARREL PLATES, 25MM AUTO COMP HOLES | 0.0634 | Initial issue | Y | BONE PLATES |  | 1 | No | Yes | Yes | Yes | N. A.
B0706.1505F | B0706.1505F | CHS FORGING, 16MM WIDTH, 25MM BARREL, 316L, 150DEG. 5HOLES |  | B0706.1500F | N. A. | N. A. | N. A. | N. A. | N. A. | QPR/B0704 | N. A. | N. A. | N. A. | N. A. | N. A. | PS/B0704 | 05 | 2019-08-08 | 2022-08-08 | 2019-12-01 | 44896 | B0706 | N. A. | N. A. | N. A. | SEMIFINISHED GOODS | N. A. | N. A. | N. A. | N. A. | N. A. | N. A. |  | N. A. | N. A. | N. A. | N. A. | N. A. | N. A. | N. A. | N. A. | N. A. | N. A. | 1 | SUB COMPONENTS | 0 | Initial issue | N | SUB COMPONENTS |  | No | No | N. A. | N. A. | N. A. | N. A.
B0703 | B0706.1506 | CHS BARREL PLATE (ASIAN), S`RUT, AUTO COMP. HOLES 25MM BARREL 150DEG., 6 HOLES |  | B0703.1500 | 07 | 2018-06-07 | N. A. | N. A. | N. A. | QPF/B0703 | 03 | 2017-01-04 | 2020-01-04 | N. A. | N. A. | PS/B0703 | 04 | 2018-03-03 | 2021-03-03 | N. A. | N. A. | B0703 | TMF-1 | IU/1 | Class C | FINISHED GOODS | SUSHRUT™ | CHS BARREL PLATE (ASIAN), AUTO COMP. HOLES | 25MM BARREL 150DEG., 6 HOLES | 16 | No | Yes |  | No | N. A. | No | N. A. | No | Yes | No | Yes | M. L.: MFG/MD/2021/000369 |  | 1 | SUSHRUT PRODUCTS\INTERNATIONAL IMPLANTS\COMPRESSION HIP SCREW IMPLANTS\CHS BARREL PLATES, 25MM AUTO COMP HOLES | 0.0713 | Initial issue | Y | BONE PLATES |  | 1 | No | Yes | Yes | Yes | N. A.
B0706.1506F | B0706.1506F | CHS FORGING, 16MM WIDTH, 25MM BARREL, 316L, 150DEG. UPTO 6HOLES |  | B0706.1500F | N. A. | N. A. | N. A. | N. A. | N. A. | QPF/B0704 | N. A. | N. A. | N. A. | N. A. | N. A. | PS/B0704 | 05 | 2019-08-08 | 2022-08-08 | 2019-12-01 | 44896 | B0706 | N. A. | N. A. | N. A. | SEMIFINISHED GOODS | N. A. | N. A. | N. A. | N. A. | N. A. | N. A. |  | N. A. | N. A. | N. A. | N. A. | N. A. | N. A. | N. A. | N. A. | N. A. | N. A. | 1 | SUB COMPONENTS | 0 | Initial issue | N | BONE PLATES |  | No | No | N. A. | N. A. | N. A. | N. A.
B0703 | B0706.1507 | CHS BARREL PLATE (ASIAN), S`RUT, AUTO COMP. HOLES 25MM BARREL 150DEG., 7 HOLES |  | B0703.1500 | 07 | 2018-06-07 | N. A. | N. A. | N. A. | QPF/B0703 | 03 | 2017-01-04 | 2020-01-04 | N. A. | N. A. | PS/B0703 | 04 | 2018-03-03 | 2021-03-03 | N. A. | N. A. | B0703 | TMF-1 | IU/1 | Class C | FINISHED GOODS | SUSHRUT™ | CHS BARREL PLATE (ASIAN), AUTO COMP. HOLES | 25MM BARREL 150DEG., 7 HOLES | 16 | No | Yes |  | No | N. A. | No | N. A. | No | Yes | No | Yes | M. L.: MFG/MD/2021/000369 |  | 1 | SUSHRUT PRODUCTS\INTERNATIONAL IMPLANTS\COMPRESSION HIP SCREW IMPLANTS\CHS BARREL PLATES, 25MM AUTO COMP HOLES | 0 | Initial issue | Y | BONE PLATES |  | 1 | No | Yes | Yes | Yes | N. A.
B0706.1507F | B0706.1507F | CHS FORGING, 16MM WIDTH, 25MM BARREL, 316L, 150DEG. 7HOLES |  | B0706.1500F | N. A. | N. A. | N. A. | N. A. | N. A. | QPR/B0704 | N. A. | N. A. | N. A. | N. A. | N. A. | PS/B0704 | 05 | 2019-08-08 | 2022-08-08 | 2019-12-01 | 44896 | B0706 | N. A. | N. A. | N. A. | SEMIFINISHED GOODS | N. A. | N. A. | N. A. | N. A. | N. A. | N. A. |  | N. A. | N. A. | N. A. | N. A. | N. A. | N. A. | N. A. | N. A. | N. A. | N. A. | 1 | SUB COMPONENTS | 0 | Initial issue | N | SUB COMPONENTS |  | No | No | N. A. | N. A. | N. A. | N. A.
B0703 | B0706.1508 | CHS BARREL PLATE (ASIAN), S`RUT, AUTO COMP. HOLES 25MM BARREL 150DEG., 8 HOLES |  | B0703.1500 | 07 | 2018-06-07 | N. A. | N. A. | N. A. | QPF/B0703 | 03 | 2017-01-04 | 2020-01-04 | N. A. | N. A. | PS/B0703 | 04 | 2018-03-03 | 2021-03-03 | N. A. | N. A. | B0703 | TMF-1 | IU/1 | Class C | FINISHED GOODS | SUSHRUT™ | CHS BARREL PLATE (ASIAN), AUTO COMP. HOLES | 25MM BARREL 150DEG., 8 HOLES | 16 | No | Yes |  | No | N. A. | No | N. A. | No | Yes | No | Yes | M. L.: MFG/MD/2021/000369 |  | 1 | SUSHRUT PRODUCTS\INTERNATIONAL IMPLANTS\COMPRESSION HIP SCREW IMPLANTS\CHS BARREL PLATES, 25MM AUTO COMP HOLES | 0 | Initial issue | Y | BONE PLATES |  | 1 | No | Yes | Yes | Yes | N. A.
B0706.1508F | B0706.1508F | CHS FORGING, 16MM WIDTH, 25MM BARREL, 316L, 150DEG. 8HOLES |  | B0706.1500F | N. A. | N. A. | N. A. | N. A. | N. A. | QPR/B0704 | N. A. | N. A. | N. A. | N. A. | N. A. | PS/B0704 | 05 | 2019-08-08 | 2022-08-08 | 2019-12-01 | 44896 | B0706 | N. A. | N. A. | N. A. | SEMIFINISHED GOODS | N. A. | N. A. | N. A. | N. A. | N. A. | N. A. |  | N. A. | N. A. | N. A. | N. A. | N. A. | N. A. | N. A. | N. A. | N. A. | N. A. | 1 | SUB COMPONENTS | 0 | Initial issue | N | SUB COMPONENTS |  | No | No | N. A. | N. A. | N. A. | N. A.
B0703 | B0706.1509 | CHS BARREL PLATE (ASIAN), S`RUT, AUTO COMP. HOLES 25MM BARREL 150DEG., 9 HOLES |  | B0703.1500 | 07 | 2018-06-07 | N. A. | N. A. | N. A. | QPF/B0703 | 03 | 2017-01-04 | 2020-01-04 | N. A. | N. A. | PS/B0703 | 04 | 2018-03-03 | 2021-03-03 | N. A. | N. A. | B0703 | TMF-1 | IU/1 | Class C | FINISHED GOODS | SUSHRUT™ | CHS BARREL PLATE (ASIAN), AUTO COMP. HOLES | 25MM BARREL 150DEG., 9 HOLES | 16 | No | Yes |  | No | N. A. | No | N. A. | No | Yes | No | Yes | M. L.: MFG/MD/2021/000369 |  | 1 | SUSHRUT PRODUCTS\INTERNATIONAL IMPLANTS\COMPRESSION HIP SCREW IMPLANTS\CHS BARREL PLATES, 25MM AUTO COMP HOLES | 0 | Initial issue | Y | BONE PLATES |  | 1 | No | Yes | Yes | Yes | N. A.
B0706.1509F | B0706.1509F | CHS FORGING, 16MM WIDTH, 25MM BARREL, 316L, 150DEG. UPTO 9HOLES |  | B0706.1500F | N. A. | N. A. | N. A. | N. A. | N. A. | QPF/B0704 | N. A. | N. A. | N. A. | N. A. | N. A. | PS/B0704 | 05 | 2019-08-08 | 2022-08-08 | 2019-12-01 | 44896 | B0706 | N. A. | N. A. | N. A. | SEMIFINISHED GOODS | N. A. | N. A. | N. A. | N. A. | N. A. | N. A. |  | N. A. | N. A. | N. A. | N. A. | N. A. | N. A. | N. A. | N. A. | N. A. | N. A. | 1 | SUB COMPONENTS | 0 | Initial issue | N | BONE PLATES |  | No | No | N. A. | N. A. | N. A. | N. A.
B0703 | B0706.1510 | CHS BARREL PLATE (ASIAN), S`RUT, AUTO COMP. HOLES 25MM BARREL 150DEG., 10 HOLES |  | B0703.1500 | 07 | 2018-06-07 | N. A. | N. A. | N. A. | QPF/B0703 | 03 | 2017-01-04 | 2020-01-04 | N. A. | N. A. | PS/B0703 | 04 | 2018-03-03 | 2021-03-03 | N. A. | N. A. | B0703 | TMF-1 | IU/1 | Class C | FINISHED GOODS | SUSHRUT™ | CHS BARREL PLATE (ASIAN), AUTO COMP. HOLES | 25MM BARREL 150DEG., 10 HOLES | 16 | No | Yes |  | No | N. A. | No | N. A. | No | Yes | No | Yes | M. L.: MFG/MD/2021/000369 |  | 1 | SUSHRUT PRODUCTS\INTERNATIONAL IMPLANTS\COMPRESSION HIP SCREW IMPLANTS\CHS BARREL PLATES, 25MM AUTO COMP HOLES | 0 | Initial issue | Y | BONE PLATES |  | 1 | No | Yes | Yes | Yes | N. A.
B0706.1510F | B0706.1510F | CHS FORGING, 16MM WIDTH, 25MM BARREL, 316L, 150DEG. 10HOLES |  | B0706.1500F | N. A. | N. A. | N. A. | N. A. | N. A. | QPR/B0704 | N. A. | N. A. | N. A. | N. A. | N. A. | PS/B0704 | 05 | 2019-08-08 | 2022-08-08 | 2019-12-01 | 44896 | B0706 | N. A. | N. A. | N. A. | SEMIFINISHED GOODS | N. A. | N. A. | N. A. | N. A. | N. A. | N. A. |  | N. A. | N. A. | N. A. | N. A. | N. A. | N. A. | N. A. | N. A. | N. A. | N. A. | 1 | SUB COMPONENTS | 0 | Initial issue | N | SUB COMPONENTS |  | No | No | N. A. | N. A. | N. A. | N. A.
B0703 | B0706.1511 | CHS BARREL PLATE (ASIAN), S`RUT, AUTO COMP. HOLES 25MM BARREL 150DEG., 11 HOLES |  | B0703.1500 | 07 | 2018-06-07 | N. A. | N. A. | N. A. | QPF/B0703 | 03 | 2017-01-04 | 2020-01-04 | N. A. | N. A. | PS/B0703 | 04 | 2018-03-03 | 2021-03-03 | N. A. | N. A. | B0703 | TMF-1 | IU/1 | Class C | FINISHED GOODS | SUSHRUT™ | CHS BARREL PLATE (ASIAN), AUTO COMP. HOLES | 25MM BARREL 150DEG., 11 HOLES | 16 | No | Yes |  | No | N. A. | No | N. A. | No | Yes | No | Yes | M. L.: MFG/MD/2021/000369 |  | 1 | SUSHRUT PRODUCTS\INTERNATIONAL IMPLANTS\COMPRESSION HIP SCREW IMPLANTS\CHS BARREL PLATES, 25MM AUTO COMP HOLES | 0 | Initial issue | Y | BONE PLATES |  | 1 | No | Yes | Yes | Yes | N. A.
B0706.1511F | B0706.1511F | CHS FORGING, 16MM WIDTH, 25MM BARREL, 316L, 150DEG. 11HOLES |  | B0706.1500F | N. A. | N. A. | N. A. | N. A. | N. A. | QPR/B0704 | N. A. | N. A. | N. A. | N. A. | N. A. | PS/B0704 | 05 | 2019-08-08 | 2022-08-08 | 2019-12-01 | 44896 | B0706 | N. A. | N. A. | N. A. | SEMIFINISHED GOODS | N. A. | N. A. | N. A. | N. A. | N. A. | N. A. |  | N. A. | N. A. | N. A. | N. A. | N. A. | N. A. | N. A. | N. A. | N. A. | N. A. | 1 | SUB COMPONENTS | 0 | Initial issue | N | SUB COMPONENTS |  | No | No | N. A. | N. A. | N. A. | N. A.
B0703 | B0706.1512 | CHS BARREL PLATE (ASIAN), S`RUT, AUTO COMP. HOLES 25MM BARREL 150DEG., 12 HOLES |  | B0703.1500 | 07 | 2018-06-07 | N. A. | N. A. | N. A. | QPF/B0703 | 03 | 2017-01-04 | 2020-01-04 | N. A. | N. A. | PS/B0703 | 04 | 2018-03-03 | 2021-03-03 | N. A. | N. A. | B0703 | TMF-1 | IU/1 | Class C | FINISHED GOODS | SUSHRUT™ | CHS BARREL PLATE (ASIAN), AUTO COMP. HOLES | 25MM BARREL 150DEG., 12 HOLES | 16 | No | Yes |  | No | N. A. | No | N. A. | No | Yes | No | Yes | M. L.: MFG/MD/2021/000369 |  | 1 | SUSHRUT PRODUCTS\INTERNATIONAL IMPLANTS\COMPRESSION HIP SCREW IMPLANTS\CHS BARREL PLATES, 25MM AUTO COMP HOLES | 0 | Initial issue | Y | BONE PLATES |  | 1 | No | Yes | Yes | Yes | N. A.
B0706.1512F | B0706.1512F | CHS FORGING, 16MM WIDTH, 25MM BARREL, 316L, 150DEG. UPTO 12HOLES |  | B0706.1500F | N. A. | N. A. | N. A. | N. A. | N. A. | QPF/B0704 | N. A. | N. A. | N. A. | N. A. | N. A. | PS/B0704 | 05 | 2019-08-08 | 2022-08-08 | 2019-12-01 | 44896 | B0706 | N. A. | N. A. | N. A. | SEMIFINISHED GOODS | N. A. | N. A. | N. A. | N. A. | N. A. | N. A. |  | N. A. | N. A. | N. A. | N. A. | N. A. | N. A. | N. A. | N. A. | N. A. | N. A. | 1 | SUB COMPONENTS | 0 | Initial issue | N | BONE PLATES |  | No | No | N. A. | N. A. | N. A. | N. A.
B0706.1513 | B0706.1513 | CHS BARREL PLATE (ASIAN), S`RUT, AUTO COMP. HOLES 25MM BARREL 150DEG., 13 HOLES |  | B0706.1500F | N. A. | N. A. | N. A. | N. A. | N. A. | QPR/B0704 | N. A. | N. A. | N. A. | N. A. | N. A. | PS/B0704 | 05 | 2019-08-08 | 2022-08-08 | 2019-12-01 | 44896 | B0706 | N. A. | N. A. | Class C | FINISHED GOODS | SUSHRUT™ | CHS BARREL PLATE (ASIAN), AUTO COMP. HOLES | 25MM BARREL 150DEG., 13 HOLES | 16 | No | Yes |  | No | N. A. | No | N. A. | No | Yes | No | Yes | M. L.: MFG/MD/2021/000369 |  | 1 | SUSHRUT PRODUCTS\INTERNATIONAL IMPLANTS\COMPRESSION HIP SCREW IMPLANTS\CHS BARREL PLATES, 25MM AUTO COMP HOLES | 0 | Initial issue | Y | BONE PLATES |  | 1 | No | Yes | Yes | Yes | N. A.
B0703 | B0706.1514 | CHS BARREL PLATE (ASIAN), S`RUT, AUTO COMP. HOLES 25MM BARREL 150DEG., 14 HOLES |  | B0703.1500 | 07 | 2018-06-07 | N. A. | N. A. | N. A. | QPF/B0703 | 03 | 2017-01-04 | 2020-01-04 | N. A. | N. A. | PS/B0703 | 04 | 2018-03-03 | 2021-03-03 | N. A. | N. A. | B0703 | TMF-1 | IU/1 | Class C | FINISHED GOODS | SUSHRUT™ | CHS BARREL PLATE (ASIAN), AUTO COMP. HOLES | 25MM BARREL 150DEG., 14 HOLES | 16 | No | Yes |  | No | N. A. | No | N. A. | No | Yes | No | Yes | M. L.: MFG/MD/2021/000369 |  | 1 | SUSHRUT PRODUCTS\INTERNATIONAL IMPLANTS\COMPRESSION HIP SCREW IMPLANTS\CHS BARREL PLATES, 25MM AUTO COMP HOLES | 0 | Initial issue | Y | BONE PLATES |  | 1 | No | Yes | Yes | Yes | N. A.
B0706.1514F | B0706.1514F | CHS FORGING, 16MM WIDTH, 25MM BARREL, 316L, 150DEG. 14HOLES |  | B0706.1500F | N. A. | N. A. | N. A. | N. A. | N. A. | QPR/B0704 | N. A. | N. A. | N. A. | N. A. | N. A. | PS/B0704 | 05 | 2019-08-08 | 2022-08-08 | 2019-12-01 | 44896 | B0706 | N. A. | N. A. | N. A. | SEMIFINISHED GOODS | N. A. | N. A. | N. A. | N. A. | N. A. | N. A. |  | N. A. | N. A. | N. A. | N. A. | N. A. | N. A. | N. A. | N. A. | N. A. | N. A. | 1 | SUB COMPONENTS | 0 | Initial issue | N | SUB COMPONENTS |  | No | No | N. A. | N. A. | N. A. | N. A.
B0703 | B0706.1515 | CHS BARREL PLATE (ASIAN), S`RUT, AUTO COMP. HOLES 25MM BARREL 150DEG., 15 HOLES |  | B0703.1500 | 07 | 2018-06-07 | N. A. | N. A. | N. A. | QPF/B0703 | 03 | 2017-01-04 | 2020-01-04 | N. A. | N. A. | PS/B0703 | 04 | 2018-03-03 | 2021-03-03 | N. A. | N. A. | B0703 | TMF-1 | IU/1 | Class C | FINISHED GOODS | SUSHRUT™ | CHS BARREL PLATE (ASIAN), AUTO COMP. HOLES | 25MM BARREL 150DEG., 15 HOLES | 16 | No | Yes |  | No | N. A. | No | N. A. | No | Yes | No | Yes | M. L.: MFG/MD/2021/000369 |  | 1 | SUSHRUT PRODUCTS\INTERNATIONAL IMPLANTS\COMPRESSION HIP SCREW IMPLANTS\CHS BARREL PLATES, 25MM AUTO COMP HOLES | 0 | Initial issue | Y | BONE PLATES |  | 1 | No | Yes | Yes | Yes | N. A.
B0706.1515F | B0706.1515F | CHS FORGING, 16MM WIDTH, 25MM BARREL, 316L, 150DEG. UPTO 15HOLES |  | B0706.1500F | N. A. | N. A. | N. A. | N. A. | N. A. | QPF/B0704 | N. A. | N. A. | N. A. | N. A. | N. A. | PS/B0704 | 05 | 2019-08-08 | 2022-08-08 | 2019-12-01 | 44896 | B0706 | N. A. | N. A. | N. A. | SEMIFINISHED GOODS | N. A. | N. A. | N. A. | N. A. | N. A. | N. A. |  | N. A. | N. A. | N. A. | N. A. | N. A. | N. A. | N. A. | N. A. | N. A. | N. A. | 1 | SUB COMPONENTS | 0 | Initial issue | N | BONE PLATES |  | No | No | N. A. | N. A. | N. A. | N. A.
B0703 | B0706.1516 | CHS BARREL PLATE (ASIAN), S`RUT, AUTO COMP. HOLES 25MM BARREL 150DEG., 16 HOLES |  | B0703.1500 | 07 | 2018-06-07 | N. A. | N. A. | N. A. | QPF/B0703 | 03 | 2017-01-04 | 2020-01-04 | N. A. | N. A. | PS/B0703 | 04 | 2018-03-03 | 2021-03-03 | N. A. | N. A. | B0703 | TMF-1 | IU/1 | Class C | FINISHED GOODS | SUSHRUT™ | CHS BARREL PLATE (ASIAN), AUTO COMP. HOLES | 25MM BARREL 150DEG., 16 HOLES | 16 | No | Yes |  | No | N. A. | No | N. A. | No | Yes | No | Yes | M. L.: MFG/MD/2021/000369 |  | 1 | SUSHRUT PRODUCTS\INTERNATIONAL IMPLANTS\COMPRESSION HIP SCREW IMPLANTS\CHS BARREL PLATES, 25MM AUTO COMP HOLES | 0 | Initial issue | Y | BONE PLATES |  | 1 | No | Yes | Yes | Yes | N. A.
B0706.1516F | B0706.1516F | CHS FORGING, 16MM WIDTH, 25MM BARREL, 316L, 150DEG. 16HOLES |  | B0706.1500F | N. A. | N. A. | N. A. | N. A. | N. A. | QPR/B0704 | N. A. | N. A. | N. A. | N. A. | N. A. | PS/B0704 | 05 | 2019-08-08 | 2022-08-08 | 2019-12-01 | 44896 | B0706 | N. A. | N. A. | N. A. | SEMIFINISHED GOODS | N. A. | N. A. | N. A. | N. A. | N. A. | N. A. |  | N. A. | N. A. | N. A. | N. A. | N. A. | N. A. | N. A. | N. A. | N. A. | N. A. | 1 | SUB COMPONENTS | 0 | Initial issue | N | SUB COMPONENTS |  | No | No | N. A. | N. A. | N. A. | N. A.
B0706.1517F | B0706.1517F | CHS FORGING, 16MM WIDTH, 25MM BARREL, 316L, 150DEG. 17HOLES |  | B0706.1500F | N. A. | N. A. | N. A. | N. A. | N. A. | QPR/B0704 | N. A. | N. A. | N. A. | N. A. | N. A. | PS/B0704 | 05 | 2019-08-08 | 2022-08-08 | 2019-12-01 | 44896 | B0706 | N. A. | N. A. | N. A. | SEMIFINISHED GOODS | N. A. | N. A. | N. A. | N. A. | N. A. | N. A. |  | N. A. | N. A. | N. A. | N. A. | N. A. | N. A. | N. A. | N. A. | N. A. | N. A. | 1 | SUB COMPONENTS | 0 | Initial issue | N | SUB COMPONENTS |  | No | No | N. A. | N. A. | N. A. | N. A.
B0703 | B0706.1518 | CHS BARREL PLATE (ASIAN), S`RUT, AUTO COMP. HOLES 25MM BARREL 150DEG., 18 HOLES |  | B0703.1500 | 07 | 2018-06-07 | N. A. | N. A. | N. A. | QPF/B0703 | 03 | 2017-01-04 | 2020-01-04 | N. A. | N. A. | PS/B0703 | 04 | 2018-03-03 | 2021-03-03 | N. A. | N. A. | B0703 | TMF-1 | IU/1 | Class C | FINISHED GOODS | SUSHRUT™ | CHS BARREL PLATE (ASIAN), AUTO COMP. HOLES | 25MM BARREL 150DEG., 18 HOLES | 16 | No | Yes |  | No | N. A. | No | N. A. | No | Yes | No | Yes | M. L.: MFG/MD/2021/000369 |  | 1 | SUSHRUT PRODUCTS\INTERNATIONAL IMPLANTS\COMPRESSION HIP SCREW IMPLANTS\CHS BARREL PLATES, 25MM AUTO COMP HOLES | 0 | Initial issue | Y | BONE PLATES |  | 1 | No | Yes | Yes | Yes | N. A.
B0706.1518F | B0706.1518F | CHS FORGING, 16MM WIDTH, 25MM BARREL, 316L, 150DEG. UPTO 18HOLES |  | B0706.1500F | N. A. | N. A. | N. A. | N. A. | N. A. | QPF/B0704 | N. A. | N. A. | N. A. | N. A. | N. A. | PS/B0704 | 05 | 2019-08-08 | 2022-08-08 | 2019-12-01 | 44896 | B0706 | N. A. | N. A. | N. A. | SEMIFINISHED GOODS | N. A. | N. A. | N. A. | N. A. | N. A. | N. A. |  | N. A. | N. A. | N. A. | N. A. | N. A. | N. A. | N. A. | N. A. | N. A. | N. A. | 1 | SUB COMPONENTS | 0 | Initial issue | N | BONE PLATES |  | No | No | N. A. | N. A. | N. A. | N. A.
B0726 | B0708.05 | 95DEG. CONDYLAR SCREW PLATE, S`RUT, 5 HOLES, LENGTH 98MM |  | B0726.00 | #N/A | #N/A | N. A. | N. A. | N. A. | QPF/B0726 | #N/A | #N/A | #N/A | #N/A | #N/A | PS/B0726 | #N/A | #N/A | #N/A | #N/A | #N/A | B0726 | TMF-1 | IU/1 | Class C | FINISHED GOODS | SUSHRUT™ | 95DEG. CONDYLAR SCREW PLATE | 5 HOLES, LENGTH 98MM | 16 | No | Yes |  | No | N. A. | No | N. A. | No | Yes | No | Yes | M. L.: MFG/MD/2021/000369 |  | 1 | SUSHRUT PRODUCTS\INTERNATIONAL IMPLANTS\COMPRESSION HIP SCREW IMPLANTS\95 DEG. CONDYLAR SCREW PLATES, AUTO COMP HOLES | 0 | Initial issue | Y | BONE PLATES |  | 1 | No | Yes | Yes | Yes | N. A.
B0726 | B0708.07 | 95DEG. CONDYLAR SCREW PLATE, S`RUT, 7 HOLES, LENGTH 130MM |  | B0726.00 | #N/A | #N/A | N. A. | N. A. | N. A. | QPF/B0726 | #N/A | #N/A | #N/A | #N/A | #N/A | PS/B0726 | #N/A | #N/A | #N/A | #N/A | #N/A | B0726 | TMF-1 | IU/1 | Class C | FINISHED GOODS | SUSHRUT™ | 95DEG. CONDYLAR SCREW PLATE | 7 HOLES, LENGTH 130MM | 16 | No | Yes |  | No | N. A. | No | N. A. | No | Yes | No | Yes | M. L.: MFG/MD/2021/000369 |  | 1 | SUSHRUT PRODUCTS\INTERNATIONAL IMPLANTS\COMPRESSION HIP SCREW IMPLANTS\95 DEG. CONDYLAR SCREW PLATES, AUTO COMP HOLES | 0 | Initial issue | Y | BONE PLATES |  | 1 | No | Yes | Yes | Yes | N. A.
B0726 | B0708.08 | 95DEG. CONDYLAR SCREW PLATE, S`RUT, 8 HOLES, LENGTH 146MM |  | B0726.00 | #N/A | #N/A | N. A. | N. A. | N. A. | QPF/B0726 | #N/A | #N/A | #N/A | #N/A | #N/A | PS/B0726 | #N/A | #N/A | #N/A | #N/A | #N/A | B0726 | TMF-1 | IU/1 | Class C | FINISHED GOODS | SUSHRUT™ | 95DEG. CONDYLAR SCREW PLATE | 8 HOLES, LENGTH 146MM | 16 | No | Yes |  | No | N. A. | No | N. A. | No | Yes | No | Yes | M. L.: MFG/MD/2021/000369 |  | 1 | SUSHRUT PRODUCTS\INTERNATIONAL IMPLANTS\COMPRESSION HIP SCREW IMPLANTS\95 DEG. CONDYLAR SCREW PLATES, AUTO COMP HOLES | 0 | Initial issue | Y | BONE PLATES |  | 1 | No | Yes | Yes | Yes | N. A.
B0726 | B0708.10 | 95DEG. CONDYLAR SCREW PLATE, S`RUT, 10 HOLES, LENGTH 178MM |  | B0726.00 | #N/A | #N/A | N. A. | N. A. | N. A. | QPF/B0726 | #N/A | #N/A | #N/A | #N/A | #N/A | PS/B0726 | #N/A | #N/A | #N/A | #N/A | #N/A | B0726 | TMF-1 | IU/1 | Class C | FINISHED GOODS | SUSHRUT™ | 95DEG. CONDYLAR SCREW PLATE | 10 HOLES, LENGTH 178MM | 16 | No | Yes |  | No | N. A. | No | N. A. | No | Yes | No | Yes | M. L.: MFG/MD/2021/000369 |  | 1 | SUSHRUT PRODUCTS\INTERNATIONAL IMPLANTS\COMPRESSION HIP SCREW IMPLANTS\95 DEG. CONDYLAR SCREW PLATES, AUTO COMP HOLES | 0.12005 | Initial issue | Y | BONE PLATES |  | 1 | No | Yes | Yes | Yes | N. A.
B0726 | B0708.18 | 95DEG. CONDYLAR SCREW PLATE, S`RUT, 18 HOLES, LENGTH 306MM |  | B0726.00 | #N/A | #N/A | N. A. | N. A. | N. A. | QPF/B0726 | #N/A | #N/A | #N/A | #N/A | #N/A | PS/B0726 | #N/A | #N/A | #N/A | #N/A | #N/A | B0726 | TMF-1 | IU/1 | Class C | FINISHED GOODS | SUSHRUT™ | 95DEG. CONDYLAR SCREW PLATE | 18 HOLES, LENGTH 306MM | 16 | No | Yes |  | No | N. A. | No | N. A. | No | Yes | No | Yes | M. L.: MFG/MD/2021/000369 |  | 1 | SUSHRUT PRODUCTS\INTERNATIONAL IMPLANTS\COMPRESSION HIP SCREW IMPLANTS\95 DEG. CONDYLAR SCREW PLATES, AUTO COMP HOLES | 0.1899 | Initial issue | Y | BONE PLATES |  | 1 | No | Yes | Yes | Yes | N. A.
B0723 | B0709.1355 | C.H.S. BARREL PLATE, S`RUT, 38MM BARREL, 19MM WIDTH, 135DEG., 5 ROUND HOLES |  | B0723.1350 | #N/A | #N/A | N. A. | N. A. | N. A. | QPF/B0723 | #N/A | #N/A | #N/A | #N/A | #N/A | PS/B0723 | #N/A | #N/A | #N/A | #N/A | #N/A | B0723 | TMF-1 | IU/1 | Class C | FINISHED GOODS | SUSHRUT™ | C.H.S. BARREL PLATE, 38MM BARREL | 19MM WIDTH, 135DEG., 5 ROUND HOLES | 16 | No | Yes |  | No | N. A. | No | N. A. | No | Yes | No | Yes | M. L.: MFG/MD/2021/000369 |  | 1 | SUSHRUT PRODUCTS\INTERNATIONAL IMPLANTS\COMPRESSION HIP SCREW IMPLANTS\CHS BARREL PLATES, 38MM ROUND HOLES, 19MM | 0 | Initial issue | Y | BONE PLATES |  | 1 | No | Yes | Yes | Yes | N. A.
B0723 | B0709.1359 | C.H.S. BARREL PLATE, S`RUT, 38MM BARREL, 19MM WIDTH, 135DEG., 9 ROUND HOLES |  | B0723.1350 | #N/A | #N/A | N. A. | N. A. | N. A. | QPF/B0723 | #N/A | #N/A | #N/A | #N/A | #N/A | PS/B0723 | #N/A | #N/A | #N/A | #N/A | #N/A | B0723 | TMF-1 | IU/1 | Class C | FINISHED GOODS | SUSHRUT™ | C.H.S. BARREL PLATE, 38MM BARREL | 19MM WIDTH, 135DEG., 9 ROUND HOLES | 16 | No | Yes |  | No | N. A. | No | N. A. | No | Yes | No | Yes | M. L.: MFG/MD/2021/000369 |  | 1 | SUSHRUT PRODUCTS\INTERNATIONAL IMPLANTS\COMPRESSION HIP SCREW IMPLANTS\CHS BARREL PLATES, 38MM ROUND HOLES, 19MM | 0 | Initial issue | Y | BONE PLATES |  | 1 | No | Yes | Yes | Yes | N. A.
B0710.0000F | B0710.0000F | CHS BARREL PLATE FORGING 19MM WIDTH AISI 316L (DOUBLE ENDED) |  | B0710.0000F | 00 | 2021-07-07 | N. A. | N. A. | N. A. | QPI/B0703.0000F | 00 | 2021-07-07 | N. A. | N. A. | N. A. | PS/B0710.0000F | 00 | 2021-07-07 | 2024-07-06 | N. A. | N. A. | B0710.0000F | N. A. | N. A. | N. A. | SEMIFINISHED GOODS | N. A. | N. A. | N. A. | N. A. | N. A. | N. A. |  | N. A. | N. A. | N. A. | N. A. | N. A. | N. A. | N. A. | N. A. | N. A. | N. A. | 1 | SUB COMPONENTS | 0 | ADDED NEW CODE NO AS PER ECR E010621 ON 22JUN2021 | N | BONE PLATES |  | No | No | N. A. | N. A. | N. A. | N. A.
B0710.1200F | B0710.1200F | CHS FORGING, 19MM WIDTH, 38MM BARREL, 316L, 120DEG. DOUBLE ENDED |  | B0710.1200F | 00 | 2011-03-26 | N. A. | N. A. | N. A. | QPF/B0710F | N. A. | N. A. | N. A. | N. A. | N. A. | PS/B0710FDE | 04 | 2019-08-08 | 2022-08-08 | N. A. | N. A. | B0710 | N. A. | N. A. | N. A. | SEMIFINISHED GOODS | N. A. | N. A. | N. A. | N. A. | N. A. | N. A. |  | N. A. | N. A. | N. A. | N. A. | N. A. | N. A. | N. A. | N. A. | N. A. | N. A. | 1 | SUB COMPONENTS | 0 | Initial issue | N | BONE PLATES |  | No | No | N. A. | N. A. | N. A. | N. A.
B0710.1203F | B0710.1203F | CHS FORGING, 19MM WIDTH, 38MM BARREL, 316L, 120DEG. 3HOLES |  | B0710.1200F | 00 | 2011-03-26 | N. A. | N. A. | N. A. | QPR/B0710 | N. A. | N. A. | N. A. | N. A. | N. A. | PS/B0710 | 04 | 2019-08-08 | 2022-08-08 | N. A. | N. A. | B0710 | N. A. | N. A. | N. A. | SEMIFINISHED GOODS | N. A. | N. A. | N. A. | N. A. | N. A. | N. A. |  | N. A. | N. A. | N. A. | N. A. | N. A. | N. A. | N. A. | N. A. | N. A. | N. A. | 1 | SUB COMPONENTS | 0 | Initial issue | N | SUB COMPONENTS |  | No | No | N. A. | N. A. | N. A. | N. A.
B0710.1204F | B0710.1204F | CHS FORGING, 19MM WIDTH, 38MM BARREL, 316L, 120DEG. 4HOLES |  | B0710.1200F | 00 | 2011-03-26 | N. A. | N. A. | N. A. | QPR/B0710 | N. A. | N. A. | N. A. | N. A. | N. A. | PS/B0710 | 04 | 2019-08-08 | 2022-08-08 | N. A. | N. A. | B0710 | N. A. | N. A. | N. A. | SEMIFINISHED GOODS | N. A. | N. A. | N. A. | N. A. | N. A. | N. A. |  | N. A. | N. A. | N. A. | N. A. | N. A. | N. A. | N. A. | N. A. | N. A. | N. A. | 1 | SUB COMPONENTS | 0 | Initial issue | N | SUB COMPONENTS |  | No | No | N. A. | N. A. | N. A. | N. A.
B0710.1205F | B0710.1205F | CHS FORGING, 19MM WIDTH, 38MM BARREL, 316L, 120DEG. 5HOLES |  | B0710.1200F | 00 | 2011-03-26 | N. A. | N. A. | N. A. | QPR/B0710 | N. A. | N. A. | N. A. | N. A. | N. A. | PS/B0710 | 04 | 2019-08-08 | 2022-08-08 | N. A. | N. A. | B0710 | N. A. | N. A. | N. A. | SEMIFINISHED GOODS | N. A. | N. A. | N. A. | N. A. | N. A. | N. A. |  | N. A. | N. A. | N. A. | N. A. | N. A. | N. A. | N. A. | N. A. | N. A. | N. A. | 1 | SUB COMPONENTS | 0 | Initial issue | N | SUB COMPONENTS |  | No | No | N. A. | N. A. | N. A. | N. A.
B0710.1206F | B0710.1206F | CHS FORGING, 19MM WIDTH, 38MM BARREL, 316L, 120DEG. UPTO 6HOLES |  | B0710.1200F | 00 | 2011-03-26 | N. A. | N. A. | N. A. | QPF/B0710 | N. A. | N. A. | N. A. | N. A. | N. A. | PS/B0710 | 04 | 2019-08-08 | 2022-08-08 | N. A. | N. A. | B0710 | N. A. | N. A. | N. A. | SEMIFINISHED GOODS | N. A. | N. A. | N. A. | N. A. | N. A. | N. A. |  | N. A. | N. A. | N. A. | N. A. | N. A. | N. A. | N. A. | N. A. | N. A. | N. A. | 1 | SUB COMPONENTS | 0 | Initial issue | N | BONE PLATES |  | No | No | N. A. | N. A. | N. A. | N. A.
B0710.1207F | B0710.1207F | CHS FORGING, 19MM WIDTH, 38MM BARREL, 316L, 120DEG. 7HOLES |  | B0710.1200F | 00 | 2011-03-26 | N. A. | N. A. | N. A. | QPR/B0710 | N. A. | N. A. | N. A. | N. A. | N. A. | PS/B0710 | 04 | 2019-08-08 | 2022-08-08 | N. A. | N. A. | B0710 | N. A. | N. A. | N. A. | SEMIFINISHED GOODS | N. A. | N. A. | N. A. | N. A. | N. A. | N. A. |  | N. A. | N. A. | N. A. | N. A. | N. A. | N. A. | N. A. | N. A. | N. A. | N. A. | 1 | SUB COMPONENTS | 0 | Initial issue | N | SUB COMPONENTS |  | No | No | N. A. | N. A. | N. A. | N. A.
B0710.1208F | B0710.1208F | CHS FORGING, 19MM WIDTH, 38MM BARREL, 316L, 120DEG. 8HOLES |  | B0710.1200F | 00 | 2011-03-26 | N. A. | N. A. | N. A. | QPR/B0710 | N. A. | N. A. | N. A. | N. A. | N. A. | PS/B0710 | 04 | 2019-08-08 | 2022-08-08 | N. A. | N. A. | B0710 | N. A. | N. A. | N. A. | SEMIFINISHED GOODS | N. A. | N. A. | N. A. | N. A. | N. A. | N. A. |  | N. A. | N. A. | N. A. | N. A. | N. A. | N. A. | N. A. | N. A. | N. A. | N. A. | 1 | SUB COMPONENTS | 0 | Initial issue | N | SUB COMPONENTS |  | No | No | N. A. | N. A. | N. A. | N. A.
B0710.1209F | B0710.1209F | CHS FORGING, 19MM WIDTH, 38MM BARREL, 316L, 120DEG. UPTO 9HOLES |  | B0710.1200F | 00 | 2011-03-26 | N. A. | N. A. | N. A. | QPF/B0710 | N. A. | N. A. | N. A. | N. A. | N. A. | PS/B0710 | 04 | 2019-08-08 | 2022-08-08 | N. A. | N. A. | B0710 | N. A. | N. A. | N. A. | SEMIFINISHED GOODS | N. A. | N. A. | N. A. | N. A. | N. A. | N. A. |  | N. A. | N. A. | N. A. | N. A. | N. A. | N. A. | N. A. | N. A. | N. A. | N. A. | 1 | SUB COMPONENTS | 0 | Initial issue | N | BONE PLATES |  | No | No | N. A. | N. A. | N. A. | N. A.
B0710.1210F | B0710.1210F | CHS FORGING, 19MM WIDTH, 38MM BARREL, 316L, 120DEG. 10HOLES |  | B0710.1200F | 00 | 2011-03-26 | N. A. | N. A. | N. A. | QPR/B0710 | N. A. | N. A. | N. A. | N. A. | N. A. | PS/B0710 | 04 | 2019-08-08 | 2022-08-08 | N. A. | N. A. | B0710 | N. A. | N. A. | N. A. | SEMIFINISHED GOODS | N. A. | N. A. | N. A. | N. A. | N. A. | N. A. |  | N. A. | N. A. | N. A. | N. A. | N. A. | N. A. | N. A. | N. A. | N. A. | N. A. | 1 | SUB COMPONENTS | 0 | Initial issue | N | SUB COMPONENTS |  | No | No | N. A. | N. A. | N. A. | N. A.
B0710.1211F | B0710.1211F | CHS FORGING, 19MM WIDTH, 38MM BARREL, 316L, 120DEG. 11HOLES |  | B0710.1200F | 00 | 2011-03-26 | N. A. | N. A. | N. A. | QPR/B0710 | N. A. | N. A. | N. A. | N. A. | N. A. | PS/B0710 | 04 | 2019-08-08 | 2022-08-08 | N. A. | N. A. | B0710 | N. A. | N. A. | N. A. | SEMIFINISHED GOODS | N. A. | N. A. | N. A. | N. A. | N. A. | N. A. |  | N. A. | N. A. | N. A. | N. A. | N. A. | N. A. | N. A. | N. A. | N. A. | N. A. | 1 | SUB COMPONENTS | 0 | Initial issue | N | SUB COMPONENTS |  | No | No | N. A. | N. A. | N. A. | N. A.
B0710.1212F | B0710.1212F | CHS FORGING, 19MM WIDTH, 38MM BARREL, 316L, 120DEG. UPTO 12HOLES |  | B0710.1200F | 00 | 2011-03-26 | N. A. | N. A. | N. A. | QPF/B0710 | N. A. | N. A. | N. A. | N. A. | N. A. | PS/B0710 | 04 | 2019-08-08 | 2022-08-08 | N. A. | N. A. | B0710 | N. A. | N. A. | N. A. | SEMIFINISHED GOODS | N. A. | N. A. | N. A. | N. A. | N. A. | N. A. |  | N. A. | N. A. | N. A. | N. A. | N. A. | N. A. | N. A. | N. A. | N. A. | N. A. | 1 | SUB COMPONENTS | 0 | Initial issue | N | BONE PLATES |  | No | No | N. A. | N. A. | N. A. | N. A.
B0710.1213F | B0710.1213F | CHS FORGING, 19MM WIDTH, 38MM BARREL, 316L, 120DEG. 13HOLES |  | B0710.1200F | 00 | 2011-03-26 | N. A. | N. A. | N. A. | QPR/B0710 | N. A. | N. A. | N. A. | N. A. | N. A. | PS/B0710 | 04 | 2019-08-08 | 2022-08-08 | N. A. | N. A. | B0710 | N. A. | N. A. | N. A. | SEMIFINISHED GOODS | N. A. | N. A. | N. A. | N. A. | N. A. | N. A. |  | N. A. | N. A. | N. A. | N. A. | N. A. | N. A. | N. A. | N. A. | N. A. | N. A. | 1 | SUB COMPONENTS | 0 | Initial issue | N | SUB COMPONENTS |  | No | No | N. A. | N. A. | N. A. | N. A.
B0710.1214F | B0710.1214F | CHS FORGING, 19MM WIDTH, 38MM BARREL, 316L, 120DEG. 14HOLES |  | B0710.1200F | 00 | 2011-03-26 | N. A. | N. A. | N. A. | QPR/B0710 | N. A. | N. A. | N. A. | N. A. | N. A. | PS/B0710 | 04 | 2019-08-08 | 2022-08-08 | N. A. | N. A. | B0710 | N. A. | N. A. | N. A. | SEMIFINISHED GOODS | N. A. | N. A. | N. A. | N. A. | N. A. | N. A. |  | N. A. | N. A. | N. A. | N. A. | N. A. | N. A. | N. A. | N. A. | N. A. | N. A. | 1 | SUB COMPONENTS | 0 | Initial issue | N | SUB COMPONENTS |  | No | No | N. A. | N. A. | N. A. | N. A.
B0710.1215F | B0710.1215F | CHS FORGING, 19MM WIDTH, 38MM BARREL, 316L, 120DEG. UPTO 15HOLES |  | B0710.1200F | 00 | 2011-03-26 | N. A. | N. A. | N. A. | QPF/B0710 | N. A. | N. A. | N. A. | N. A. | N. A. | PS/B0710 | 04 | 2019-08-08 | 2022-08-08 | N. A. | N. A. | B0710 | N. A. | N. A. | N. A. | SEMIFINISHED GOODS | N. A. | N. A. | N. A. | N. A. | N. A. | N. A. |  | N. A. | N. A. | N. A. | N. A. | N. A. | N. A. | N. A. | N. A. | N. A. | N. A. | 1 | SUB COMPONENTS | 0 | Initial issue | N | BONE PLATES |  | No | No | N. A. | N. A. | N. A. | N. A.
B0710.1216F | B0710.1216F | CHS FORGING, 19MM WIDTH, 38MM BARREL, 316L, 120DEG. 16HOLES |  | B0710.1200F | 00 | 2011-03-26 | N. A. | N. A. | N. A. | QPR/B0710 | N. A. | N. A. | N. A. | N. A. | N. A. | PS/B0710 | 04 | 2019-08-08 | 2022-08-08 | N. A. | N. A. | B0710 | N. A. | N. A. | N. A. | SEMIFINISHED GOODS | N. A. | N. A. | N. A. | N. A. | N. A. | N. A. |  | N. A. | N. A. | N. A. | N. A. | N. A. | N. A. | N. A. | N. A. | N. A. | N. A. | 1 | SUB COMPONENTS | 0 | Initial issue | N | SUB COMPONENTS |  | No | No | N. A. | N. A. | N. A. | N. A.
B0710.1217F | B0710.1217F | CHS FORGING, 19MM WIDTH, 38MM BARREL, 316L, 120DEG. 17HOLES |  | B0710.1200F | 00 | 2011-03-26 | N. A. | N. A. | N. A. | QPR/B0710 | N. A. | N. A. | N. A. | N. A. | N. A. | PS/B0710 | 04 | 2019-08-08 | 2022-08-08 | N. A. | N. A. | B0710 | N. A. | N. A. | N. A. | SEMIFINISHED GOODS | N. A. | N. A. | N. A. | N. A. | N. A. | N. A. |  | N. A. | N. A. | N. A. | N. A. | N. A. | N. A. | N. A. | N. A. | N. A. | N. A. | 1 | SUB COMPONENTS | 0 | Initial issue | N | SUB COMPONENTS |  | No | No | N. A. | N. A. | N. A. | N. A.
B0710.1218F | B0710.1218F | CHS FORGING, 19MM WIDTH, 38MM BARREL, 316L, 120DEG. UPTO 18HOLES |  | B0710.1200F | 00 | 2011-03-26 | N. A. | N. A. | N. A. | QPF/B0710 | N. A. | N. A. | N. A. | N. A. | N. A. | PS/B0710 | 04 | 2019-08-08 | 2022-08-08 | N. A. | N. A. | B0710 | N. A. | N. A. | N. A. | SEMIFINISHED GOODS | N. A. | N. A. | N. A. | N. A. | N. A. | N. A. |  | N. A. | N. A. | N. A. | N. A. | N. A. | N. A. | N. A. | N. A. | N. A. | N. A. | 1 | SUB COMPONENTS | 0 | Initial issue | N | BONE PLATES |  | No | No | N. A. | N. A. | N. A. | N. A.
B0710.1250F | B0710.1250F | CHS FORGING, 19MM WIDTH, 38MM BARREL, 316L, 125DEG. DOUBLE ENDED |  | B0710.1250F | 00 | 2011-03-26 | N. A. | N. A. | N. A. | QPF/B0710F | N. A. | N. A. | N. A. | N. A. | N. A. | PS/B0710FDE | 04 | 2019-08-08 | 2022-08-08 | N. A. | N. A. | B0710 | N. A. | N. A. | N. A. | SEMIFINISHED GOODS | N. A. | N. A. | N. A. | N. A. | N. A. | N. A. |  | N. A. | N. A. | N. A. | N. A. | N. A. | N. A. | N. A. | N. A. | N. A. | N. A. | 1 | SUB COMPONENTS | 0 | Initial issue | N | BONE PLATES |  | No | No | N. A. | N. A. | N. A. | N. A.
B0710.1253F | B0710.1253F | CHS FORGING, 19MM WIDTH, 38MM BARREL, 316L, 125DEG. 3HOLES |  | B0710.1250F | 00 | 2011-03-26 | N. A. | N. A. | N. A. | QPR/B0710 | N. A. | N. A. | N. A. | N. A. | N. A. | PS/B0710 | 04 | 2019-08-08 | 2022-08-08 | N. A. | N. A. | B0710 | N. A. | N. A. | N. A. | SEMIFINISHED GOODS | N. A. | N. A. | N. A. | N. A. | N. A. | N. A. |  | N. A. | N. A. | N. A. | N. A. | N. A. | N. A. | N. A. | N. A. | N. A. | N. A. | 1 | SUB COMPONENTS | 0 | Initial issue | N | SUB COMPONENTS |  | No | No | N. A. | N. A. | N. A. | N. A.
B0710.1254F | B0710.1254F | CHS FORGING, 19MM WIDTH, 38MM BARREL, 316L, 125DEG. 4HOLES |  | B0710.1250F | 00 | 2011-03-26 | N. A. | N. A. | N. A. | QPR/B0710 | N. A. | N. A. | N. A. | N. A. | N. A. | PS/B0710 | 04 | 2019-08-08 | 2022-08-08 | N. A. | N. A. | B0710 | N. A. | N. A. | N. A. | SEMIFINISHED GOODS | N. A. | N. A. | N. A. | N. A. | N. A. | N. A. |  | N. A. | N. A. | N. A. | N. A. | N. A. | N. A. | N. A. | N. A. | N. A. | N. A. | 1 | SUB COMPONENTS | 0 | Initial issue | N | SUB COMPONENTS |  | No | No | N. A. | N. A. | N. A. | N. A.
B0710.1255F | B0710.1255F | CHS FORGING, 19MM WIDTH, 38MM BARREL, 316L, 125DEG. 5HOLES |  | B0710.1250F | 00 | 2011-03-26 | N. A. | N. A. | N. A. | QPR/B0710 | N. A. | N. A. | N. A. | N. A. | N. A. | PS/B0710 | 04 | 2019-08-08 | 2022-08-08 | N. A. | N. A. | B0710 | N. A. | N. A. | N. A. | SEMIFINISHED GOODS | N. A. | N. A. | N. A. | N. A. | N. A. | N. A. |  | N. A. | N. A. | N. A. | N. A. | N. A. | N. A. | N. A. | N. A. | N. A. | N. A. | 1 | SUB COMPONENTS | 0 | Initial issue | N | SUB COMPONENTS |  | No | No | N. A. | N. A. | N. A. | N. A.
B0710.1256F | B0710.1256F | CHS FORGING, 19MM WIDTH, 38MM BARREL, 316L, 125DEG. UPTO 6HOLES |  | B0710.1250F | 00 | 2011-03-26 | N. A. | N. A. | N. A. | QPF/B0710 | N. A. | N. A. | N. A. | N. A. | N. A. | PS/B0710 | 04 | 2019-08-08 | 2022-08-08 | N. A. | N. A. | B0710 | N. A. | N. A. | N. A. | SEMIFINISHED GOODS | N. A. | N. A. | N. A. | N. A. | N. A. | N. A. |  | N. A. | N. A. | N. A. | N. A. | N. A. | N. A. | N. A. | N. A. | N. A. | N. A. | 1 | SUB COMPONENTS | 0 | Initial issue | N | BONE PLATES |  | No | No | N. A. | N. A. | N. A. | N. A.
B0710.1257F | B0710.1257F | CHS FORGING, 19MM WIDTH, 38MM BARREL, 316L, 125DEG. 7HOLES |  | B0710.1250F | 00 | 2011-03-26 | N. A. | N. A. | N. A. | QPR/B0710 | N. A. | N. A. | N. A. | N. A. | N. A. | PS/B0710 | 04 | 2019-08-08 | 2022-08-08 | N. A. | N. A. | B0710 | N. A. | N. A. | N. A. | SEMIFINISHED GOODS | N. A. | N. A. | N. A. | N. A. | N. A. | N. A. |  | N. A. | N. A. | N. A. | N. A. | N. A. | N. A. | N. A. | N. A. | N. A. | N. A. | 1 | SUB COMPONENTS | 0 | Initial issue | N | SUB COMPONENTS |  | No | No | N. A. | N. A. | N. A. | N. A.
B0710.1258F | B0710.1258F | CHS FORGING, 19MM WIDTH, 38MM BARREL, 316L, 125DEG. 8HOLES |  | B0710.1250F | 00 | 2011-03-26 | N. A. | N. A. | N. A. | QPR/B0710 | N. A. | N. A. | N. A. | N. A. | N. A. | PS/B0710 | 04 | 2019-08-08 | 2022-08-08 | N. A. | N. A. | B0710 | N. A. | N. A. | N. A. | SEMIFINISHED GOODS | N. A. | N. A. | N. A. | N. A. | N. A. | N. A. |  | N. A. | N. A. | N. A. | N. A. | N. A. | N. A. | N. A. | N. A. | N. A. | N. A. | 1 | SUB COMPONENTS | 0 | Initial issue | N | SUB COMPONENTS |  | No | No | N. A. | N. A. | N. A. | N. A.
B0710.1259F | B0710.1259F | CHS FORGING, 19MM WIDTH, 38MM BARREL, 316L, 125DEG. UPTO 9HOLES |  | B0710.1250F | 00 | 2011-03-26 | N. A. | N. A. | N. A. | QPF/B0710 | N. A. | N. A. | N. A. | N. A. | N. A. | PS/B0710 | 04 | 2019-08-08 | 2022-08-08 | N. A. | N. A. | B0710 | N. A. | N. A. | N. A. | SEMIFINISHED GOODS | N. A. | N. A. | N. A. | N. A. | N. A. | N. A. |  | N. A. | N. A. | N. A. | N. A. | N. A. | N. A. | N. A. | N. A. | N. A. | N. A. | 1 | SUB COMPONENTS | 0 | Initial issue | N | BONE PLATES |  | No | No | N. A. | N. A. | N. A. | N. A.
B0710.1260F | B0710.1260F | CHS FORGING, 19MM WIDTH, 38MM BARREL, 316L, 125DEG. 10HOLES |  | B0710.1250F | 00 | 2011-03-26 | N. A. | N. A. | N. A. | QPR/B0710 | N. A. | N. A. | N. A. | N. A. | N. A. | PS/B0710 | 04 | 2019-08-08 | 2022-08-08 | N. A. | N. A. | B0710 | N. A. | N. A. | N. A. | SEMIFINISHED GOODS | N. A. | N. A. | N. A. | N. A. | N. A. | N. A. |  | N. A. | N. A. | N. A. | N. A. | N. A. | N. A. | N. A. | N. A. | N. A. | N. A. | 1 | SUB COMPONENTS | 0 | Initial issue | N | SUB COMPONENTS |  | No | No | N. A. | N. A. | N. A. | N. A.
B0710.1261F | B0710.1261F | CHS FORGING, 19MM WIDTH, 38MM BARREL, 316L, 125DEG. 11HOLES |  | B0710.1250F | 00 | 2011-03-26 | N. A. | N. A. | N. A. | QPR/B0710 | N. A. | N. A. | N. A. | N. A. | N. A. | PS/B0710 | 04 | 2019-08-08 | 2022-08-08 | N. A. | N. A. | B0710 | N. A. | N. A. | N. A. | SEMIFINISHED GOODS | N. A. | N. A. | N. A. | N. A. | N. A. | N. A. |  | N. A. | N. A. | N. A. | N. A. | N. A. | N. A. | N. A. | N. A. | N. A. | N. A. | 1 | SUB COMPONENTS | 0 | Initial issue | N | SUB COMPONENTS |  | No | No | N. A. | N. A. | N. A. | N. A.
B0710.1262F | B0710.1262F | CHS FORGING, 19MM WIDTH, 38MM BARREL, 316L, 125DEG. UPTO 12HOLES |  | B0710.1250F | 00 | 2011-03-26 | N. A. | N. A. | N. A. | QPF/B0710 | N. A. | N. A. | N. A. | N. A. | N. A. | PS/B0710 | 04 | 2019-08-08 | 2022-08-08 | N. A. | N. A. | B0710 | N. A. | N. A. | N. A. | SEMIFINISHED GOODS | N. A. | N. A. | N. A. | N. A. | N. A. | N. A. |  | N. A. | N. A. | N. A. | N. A. | N. A. | N. A. | N. A. | N. A. | N. A. | N. A. | 1 | SUB COMPONENTS | 0 | Initial issue | N | BONE PLATES |  | No | No | N. A. | N. A. | N. A. | N. A.
B0710.1263F | B0710.1263F | CHS FORGING, 19MM WIDTH, 38MM BARREL, 316L, 125DEG. 13HOLES |  | B0710.1250F | 00 | 2011-03-26 | N. A. | N. A. | N. A. | QPR/B0710 | N. A. | N. A. | N. A. | N. A. | N. A. | PS/B0710 | 04 | 2019-08-08 | 2022-08-08 | N. A. | N. A. | B0710 | N. A. | N. A. | N. A. | SEMIFINISHED GOODS | N. A. | N. A. | N. A. | N. A. | N. A. | N. A. |  | N. A. | N. A. | N. A. | N. A. | N. A. | N. A. | N. A. | N. A. | N. A. | N. A. | 1 | SUB COMPONENTS | 0 | Initial issue | N | SUB COMPONENTS |  | No | No | N. A. | N. A. | N. A. | N. A.
B0710.1264F | B0710.1264F | CHS FORGING, 19MM WIDTH, 38MM BARREL, 316L, 125DEG. 14HOLES |  | B0710.1250F | 00 | 2011-03-26 | N. A. | N. A. | N. A. | QPR/B0710 | N. A. | N. A. | N. A. | N. A. | N. A. | PS/B0710 | 04 | 2019-08-08 | 2022-08-08 | N. A. | N. A. | B0710 | N. A. | N. A. | N. A. | SEMIFINISHED GOODS | N. A. | N. A. | N. A. | N. A. | N. A. | N. A. |  | N. A. | N. A. | N. A. | N. A. | N. A. | N. A. | N. A. | N. A. | N. A. | N. A. | 1 | SUB COMPONENTS | 0 | Initial issue | N | SUB COMPONENTS |  | No | No | N. A. | N. A. | N. A. | N. A.
B0710.1265F | B0710.1265F | CHS FORGING, 19MM WIDTH, 38MM BARREL, 316L, 125DEG. UPTO 15HOLES |  | B0710.1250F | 00 | 2011-03-26 | N. A. | N. A. | N. A. | QPF/B0710 | N. A. | N. A. | N. A. | N. A. | N. A. | PS/B0710 | 04 | 2019-08-08 | 2022-08-08 | N. A. | N. A. | B0710 | N. A. | N. A. | N. A. | SEMIFINISHED GOODS | N. A. | N. A. | N. A. | N. A. | N. A. | N. A. |  | N. A. | N. A. | N. A. | N. A. | N. A. | N. A. | N. A. | N. A. | N. A. | N. A. | 1 | SUB COMPONENTS | 0 | Initial issue | N | BONE PLATES |  | No | No | N. A. | N. A. | N. A. | N. A.
B0710.1266F | B0710.1266F | CHS FORGING, 19MM WIDTH, 38MM BARREL, 316L, 125DEG. 16HOLES |  | B0710.1250F | 00 | 2011-03-26 | N. A. | N. A. | N. A. | QPR/B0710 | N. A. | N. A. | N. A. | N. A. | N. A. | PS/B0710 | 04 | 2019-08-08 | 2022-08-08 | N. A. | N. A. | B0710 | N. A. | N. A. | N. A. | SEMIFINISHED GOODS | N. A. | N. A. | N. A. | N. A. | N. A. | N. A. |  | N. A. | N. A. | N. A. | N. A. | N. A. | N. A. | N. A. | N. A. | N. A. | N. A. | 1 | SUB COMPONENTS | 0 | Initial issue | N | SUB COMPONENTS |  | No | No | N. A. | N. A. | N. A. | N. A.
B0710.1267F | B0710.1267F | CHS FORGING, 19MM WIDTH, 38MM BARREL, 316L, 125DEG. 17HOLES |  | B0710.1250F | 00 | 2011-03-26 | N. A. | N. A. | N. A. | QPR/B0710 | N. A. | N. A. | N. A. | N. A. | N. A. | PS/B0710 | 04 | 2019-08-08 | 2022-08-08 | N. A. | N. A. | B0710 | N. A. | N. A. | N. A. | SEMIFINISHED GOODS | N. A. | N. A. | N. A. | N. A. | N. A. | N. A. |  | N. A. | N. A. | N. A. | N. A. | N. A. | N. A. | N. A. | N. A. | N. A. | N. A. | 1 | SUB COMPONENTS | 0 | Initial issue | N | SUB COMPONENTS |  | No | No | N. A. | N. A. | N. A. | N. A.
B0710.1268F | B0710.1268F | CHS FORGING, 19MM WIDTH, 38MM BARREL, 316L, 125DEG. UPTO 18HOLES |  | B0710.1250F | 00 | 2011-03-26 | N. A. | N. A. | N. A. | QPF/B0710 | N. A. | N. A. | N. A. | N. A. | N. A. | PS/B0710 | 04 | 2019-08-08 | 2022-08-08 | N. A. | N. A. | B0710 | N. A. | N. A. | N. A. | SEMIFINISHED GOODS | N. A. | N. A. | N. A. | N. A. | N. A. | N. A. |  | N. A. | N. A. | N. A. | N. A. | N. A. | N. A. | N. A. | N. A. | N. A. | N. A. | 1 | SUB COMPONENTS | 0 | Initial issue | N | BONE PLATES |  | No | No | N. A. | N. A. | N. A. | N. A.
B0710.1300F | B0710.1300F | CHS FORGING, 19MM WIDTH, 38MM BARREL, 316L, 130DEG. DOUBLE ENDED |  | B0710.1300F | 00 | 2011-03-26 | N. A. | N. A. | N. A. | QPF/B0710F | N. A. | N. A. | N. A. | N. A. | N. A. | PS/B0710FDE | 04 | 2019-08-08 | 2022-08-08 | N. A. | N. A. | B0710 | N. A. | N. A. | N. A. | SEMIFINISHED GOODS | N. A. | N. A. | N. A. | N. A. | N. A. | N. A. |  | N. A. | N. A. | N. A. | N. A. | N. A. | N. A. | N. A. | N. A. | N. A. | N. A. | 1 | SUB COMPONENTS | 0 | Initial issue | N | BONE PLATES |  | No | No | N. A. | N. A. | N. A. | N. A.
B0723 | B0710.1302 | CHS BARREL PLATE, S`RUT, AUTO COMP. HOLES 38MM BARREL, 19MM WIDTH, 130DEG., 2 HOLES |  | B0723.1300 | 00 | 2011-03-26 | N. A. | N. A. | N. A. | QPF/B0723 | 02 | 2019-06-07 | 2022-06-07 | N. A. | N. A. | PS/B0723 | 04 | 2019-08-08 | 2022-08-08 | N. A. | N. A. | B0723 | TMF-1 | IU/1 | Class C | FINISHED GOODS | SUSHRUT™ | CHS BARREL PLATE, AUTO COMP. HOLES | 38MM BARREL, 19MM WIDTH, 130DEG., 2 HOLES | 16 | No | Yes |  | No | N. A. | No | N. A. | No | Yes | No | Yes | M. L.: MFG/MD/2021/000369 |  | 1 | SUSHRUT PRODUCTS\INTERNATIONAL IMPLANTS\COMPRESSION HIP SCREW IMPLANTS\CHS BARREL PLATES, 38MM AUTO COMP HOLES, 19MM | 0 | Initial issue | Y | BONE PLATES |  | 1 | No | Yes | Yes | Yes | N. A.
B0710F | B0710.1302F | CHS FORGING, 19MM WIDTH, 38MM BARREL, 316L, 130DEG. 2HOLES |  | B0710.1300F | 00 | 2011-03-26 | N. A. | N. A. | N. A. | QPR/B0710 | N. A. | N. A. | N. A. | N. A. | N. A. | PS/B0710 | 04 | 2019-08-08 | 2022-08-08 | N. A. | N. A. | B0710 | N. A. | N. A. | N. A. | SEMIFINISHED GOODS | N. A. | N. A. | N. A. | N. A. | N. A. | N. A. |  | N. A. | N. A. | N. A. | N. A. | N. A. | N. A. | N. A. | N. A. | N. A. | N. A. | 1 | SUB COMPONENTS | 0 | Initial issue | N | BONE PLATES |  | No | No | N. A. | N. A. | N. A. | N. A.
B0723 | B0710.1303 | CHS BARREL PLATE, S`RUT, AUTO COMP. HOLES 38MM BARREL, 19MM WIDTH, 130DEG., 3 HOLES |  | B0723.1300 | 00 | 2011-03-26 | N. A. | N. A. | N. A. | QPF/B0723 | 02 | 2019-06-07 | 2022-06-07 | N. A. | N. A. | PS/B0723 | 04 | 2019-08-08 | 2022-08-08 | N. A. | N. A. | B0723 | TMF-1 | IU/1 | Class C | FINISHED GOODS | SUSHRUT™ | CHS BARREL PLATE, AUTO COMP. HOLES | 38MM BARREL, 19MM WIDTH, 130DEG., 3 HOLES | 16 | No | Yes |  | No | N. A. | No | N. A. | No | Yes | No | Yes | M. L.: MFG/MD/2021/000369 |  | 1 | SUSHRUT PRODUCTS\INTERNATIONAL IMPLANTS\COMPRESSION HIP SCREW IMPLANTS\CHS BARREL PLATES, 38MM AUTO COMP HOLES, 19MM | 0 | Initial issue | Y | BONE PLATES |  | 1 | No | Yes | Yes | Yes | N. A.
B0710.1303F | B0710.1303F | CHS FORGING, 19MM WIDTH, 38MM BARREL, 316L, 130DEG. 3HOLES |  | B0710.1300F | 00 | 2011-03-26 | N. A. | N. A. | N. A. | QPR/B0710 | N. A. | N. A. | N. A. | N. A. | N. A. | PS/B0710 | 04 | 2019-08-08 | 2022-08-08 | N. A. | N. A. | B0710 | N. A. | N. A. | N. A. | SEMIFINISHED GOODS | N. A. | N. A. | N. A. | N. A. | N. A. | N. A. |  | N. A. | N. A. | N. A. | N. A. | N. A. | N. A. | N. A. | N. A. | N. A. | N. A. | 1 | SUB COMPONENTS | 0 | Initial issue | N | BONE PLATES |  | No | No | N. A. | N. A. | N. A. | N. A.
B0723 | B0710.1303s | CHS BARREL PLATE, S`RUT, AUTO COMP. HOLES 38MM BARREL, 19MM WIDTH, 130DEG., 3 HOLES, STERILE |  | B0723.1300 | 00 | 2011-03-26 | N. A. | N. A. | N. A. | QPF/B0723 | 02 | 2019-06-07 | 2022-06-07 | N. A. | N. A. | PS/B0723 | 04 | 2019-08-08 | 2022-08-08 | N. A. | N. A. | B0723 | TMF-1 | IU/1 | Class C | FINISHED GOODS | SUSHRUT™ | CHS BARREL PLATE, AUTO COMP. HOLES | 38MM BARREL, 19MM WIDTH, 130DEG., 3 HOLES, STERILE | 04 | Yes | No | R | Yes | N. A. | No | N. A. | No | Yes | No | Yes | M. L.: MFG/MD/2021/000369 |  | 1 | SUSHRUT PRODUCTS\INTERNATIONAL IMPLANTS\COMPRESSION HIP SCREW IMPLANTS\CHS BARREL PLATES, 38MM AUTO COMP HOLES, 19MM | 0 | Initial issue | Y | BONE PLATES |  | 1/lot | No | Yes | Yes | No | N. A. | 130° | 3H STANDARD
B0723 | B0710.1304 | CHS BARREL PLATE, S`RUT, AUTO COMP. HOLES 38MM BARREL, 19MM WIDTH, 130DEG., 4 HOLES |  | B0723.1300 | 00 | 2011-03-26 | N. A. | N. A. | N. A. | QPF/B0723 | 02 | 2019-06-07 | 2022-06-07 | N. A. | N. A. | PS/B0723 | 04 | 2019-08-08 | 2022-08-08 | N. A. | N. A. | B0723 | TMF-1 | IU/1 | Class C | FINISHED GOODS | SUSHRUT™ | CHS BARREL PLATE, AUTO COMP. HOLES | 38MM BARREL, 19MM WIDTH, 130DEG., 4 HOLES | 16 | No | Yes |  | No | N. A. | No | N. A. | No | Yes | No | Yes | M. L.: MFG/MD/2021/000369 |  | 1 | SUSHRUT PRODUCTS\INTERNATIONAL IMPLANTS\COMPRESSION HIP SCREW IMPLANTS\CHS BARREL PLATES, 38MM AUTO COMP HOLES, 19MM | 0 | Initial issue | Y | BONE PLATES |  | 1 | No | Yes | Yes | Yes | N. A.
B0710.1304F | B0710.1304F | CHS FORGING, 19MM WIDTH, 38MM BARREL, 316L, 130DEG. 4HOLES |  | B0710.1300F | 00 | 2011-03-26 | N. A. | N. A. | N. A. | QPR/B0710 | N. A. | N. A. | N. A. | N. A. | N. A. | PS/B0710 | 04 | 2019-08-08 | 2022-08-08 | N. A. | N. A. | B0710 | N. A. | N. A. | N. A. | SEMIFINISHED GOODS | N. A. | N. A. | N. A. | N. A. | N. A. | N. A. |  | N. A. | N. A. | N. A. | N. A. | N. A. | N. A. | N. A. | N. A. | N. A. | N. A. | 1 | SUB COMPONENTS | 0 | Initial issue | N | BONE PLATES |  | No | No | N. A. | N. A. | N. A. | N. A.
B0723 | B0710.1305 | CHS BARREL PLATE, S`RUT, AUTO COMP. HOLES 38MM BARREL, 19MM WIDTH, 130DEG., 5 HOLES |  | B0723.1300 | 00 | 2011-03-26 | N. A. | N. A. | N. A. | QPF/B0723 | 02 | 2019-06-07 | 2022-06-07 | N. A. | N. A. | PS/B0723 | 04 | 2019-08-08 | 2022-08-08 | N. A. | N. A. | B0723 | TMF-1 | IU/1 | Class C | FINISHED GOODS | SUSHRUT™ | CHS BARREL PLATE, AUTO COMP. HOLES | 38MM BARREL, 19MM WIDTH, 130DEG., 5 HOLES | 16 | No | Yes |  | No | N. A. | No | N. A. | No | Yes | No | Yes | M. L.: MFG/MD/2021/000369 |  | 1 | SUSHRUT PRODUCTS\INTERNATIONAL IMPLANTS\COMPRESSION HIP SCREW IMPLANTS\CHS BARREL PLATES, 38MM AUTO COMP HOLES, 19MM | 0 | Initial issue | Y | BONE PLATES |  | 1 | No | Yes | Yes | Yes | N. A.
B0710.1305F | B0710.1305F | CHS FORGING, 19MM WIDTH, 38MM BARREL, 316L, 130DEG. 5HOLES |  | B0710.1300F | 00 | 2011-03-26 | N. A. | N. A. | N. A. | QPR/B0710 | N. A. | N. A. | N. A. | N. A. | N. A. | PS/B0710 | 04 | 2019-08-08 | 2022-08-08 | N. A. | N. A. | B0710 | N. A. | N. A. | N. A. | SEMIFINISHED GOODS | N. A. | N. A. | N. A. | N. A. | N. A. | N. A. |  | N. A. | N. A. | N. A. | N. A. | N. A. | N. A. | N. A. | N. A. | N. A. | N. A. | 1 | SUB COMPONENTS | 0 | Initial issue | N | BONE PLATES |  | No | No | N. A. | N. A. | N. A. | N. A.
B0723 | B0710.1306 | CHS BARREL PLATE, S`RUT, AUTO COMP. HOLES 38MM BARREL, 19MM WIDTH, 130DEG., 6 HOLES |  | B0723.1300 | 00 | 2011-03-26 | N. A. | N. A. | N. A. | QPF/B0723 | 02 | 2019-06-07 | 2022-06-07 | N. A. | N. A. | PS/B0723 | 04 | 2019-08-08 | 2022-08-08 | N. A. | N. A. | B0723 | TMF-1 | IU/1 | Class C | FINISHED GOODS | SUSHRUT™ | CHS BARREL PLATE, AUTO COMP. HOLES | 38MM BARREL, 19MM WIDTH, 130DEG., 6 HOLES | 16 | No | Yes |  | No | N. A. | No | N. A. | No | Yes | No | Yes | M. L.: MFG/MD/2021/000369 |  | 1 | SUSHRUT PRODUCTS\INTERNATIONAL IMPLANTS\COMPRESSION HIP SCREW IMPLANTS\CHS BARREL PLATES, 38MM AUTO COMP HOLES, 19MM | 0 | Initial issue | Y | BONE PLATES |  | 1 | No | Yes | Yes | Yes | N. A.
B0710.1306F | B0710.1306F | CHS FORGING, 19MM WIDTH, 38MM BARREL, 316L, 130DEG. UPTO 6HOLES |  | B0710.1300F | 00 | 2011-03-26 | N. A. | N. A. | N. A. | QPF/B0710 | N. A. | N. A. | N. A. | N. A. | N. A. | PS/B0710 | 04 | 2019-08-08 | 2022-08-08 | N. A. | N. A. | B0710 | N. A. | N. A. | N. A. | SEMIFINISHED GOODS | N. A. | N. A. | N. A. | N. A. | N. A. | N. A. |  | N. A. | N. A. | N. A. | N. A. | N. A. | N. A. | N. A. | N. A. | N. A. | N. A. | 1 | SUB COMPONENTS | 0 | Initial issue | N | BONE PLATES |  | No | No | N. A. | N. A. | N. A. | N. A.
B0723 | B0710.1307 | CHS BARREL PLATE, S`RUT, AUTO COMP. HOLES 38MM BARREL, 19MM WIDTH, 130DEG., 7 HOLES |  | B0723.1300 | 00 | 2011-03-26 | N. A. | N. A. | N. A. | QPF/B0723 | 02 | 2019-06-07 | 2022-06-07 | N. A. | N. A. | PS/B0723 | 04 | 2019-08-08 | 2022-08-08 | N. A. | N. A. | B0723 | TMF-1 | IU/1 | Class C | FINISHED GOODS | SUSHRUT™ | CHS BARREL PLATE, AUTO COMP. HOLES | 38MM BARREL, 19MM WIDTH, 130DEG., 7 HOLES | 16 | No | Yes |  | No | N. A. | No | N. A. | No | Yes | No | Yes | M. L.: MFG/MD/2021/000369 |  | 1 | SUSHRUT PRODUCTS\INTERNATIONAL IMPLANTS\COMPRESSION HIP SCREW IMPLANTS\CHS BARREL PLATES, 38MM AUTO COMP HOLES, 19MM | 0 | Initial issue | Y | BONE PLATES |  | 1 | No | Yes | Yes | Yes | N. A.
B0710.1307F | B0710.1307F | CHS FORGING, 19MM WIDTH, 38MM BARREL, 316L, 130DEG. 7HOLES |  | B0710.1300F | 00 | 2011-03-26 | N. A. | N. A. | N. A. | QPR/B0710 | N. A. | N. A. | N. A. | N. A. | N. A. | PS/B0710 | 04 | 2019-08-08 | 2022-08-08 | N. A. | N. A. | B0710 | N. A. | N. A. | N. A. | SEMIFINISHED GOODS | N. A. | N. A. | N. A. | N. A. | N. A. | N. A. |  | N. A. | N. A. | N. A. | N. A. | N. A. | N. A. | N. A. | N. A. | N. A. | N. A. | 1 | SUB COMPONENTS | 0 | Initial issue | N | SUB COMPONENTS |  | No | No | N. A. | N. A. | N. A. | N. A.
B0723 | B0710.1308 | CHS BARREL PLATE, S`RUT, AUTO COMP. HOLES 38MM BARREL, 19MM WIDTH, 130DEG., 8 HOLES |  | B0723.1300 | 00 | 2011-03-26 | N. A. | N. A. | N. A. | QPF/B0723 | 02 | 2019-06-07 | 2022-06-07 | N. A. | N. A. | PS/B0723 | 04 | 2019-08-08 | 2022-08-08 | N. A. | N. A. | B0723 | TMF-1 | IU/1 | Class C | FINISHED GOODS | SUSHRUT™ | CHS BARREL PLATE, AUTO COMP. HOLES | 38MM BARREL, 19MM WIDTH, 130DEG., 8 HOLES | 16 | No | Yes |  | No | N. A. | No | N. A. | No | Yes | No | Yes | M. L.: MFG/MD/2021/000369 |  | 1 | SUSHRUT PRODUCTS\INTERNATIONAL IMPLANTS\COMPRESSION HIP SCREW IMPLANTS\CHS BARREL PLATES, 38MM AUTO COMP HOLES, 19MM | 0 | Initial issue | Y | BONE PLATES |  | 1 | No | Yes | Yes | Yes | N. A.
B0710.1308F | B0710.1308F | CHS FORGING, 19MM WIDTH, 38MM BARREL, 316L, 130DEG. 8HOLES |  | B0710.1300F | 00 | 2011-03-26 | N. A. | N. A. | N. A. | QPR/B0710 | N. A. | N. A. | N. A. | N. A. | N. A. | PS/B0710 | 04 | 2019-08-08 | 2022-08-08 | N. A. | N. A. | B0710 | N. A. | N. A. | N. A. | SEMIFINISHED GOODS | N. A. | N. A. | N. A. | N. A. | N. A. | N. A. |  | N. A. | N. A. | N. A. | N. A. | N. A. | N. A. | N. A. | N. A. | N. A. | N. A. | 1 | SUB COMPONENTS | 0 | Initial issue | N | SUB COMPONENTS |  | No | No | N. A. | N. A. | N. A. | N. A.
B0723 | B0710.1309 | CHS BARREL PLATE, S`RUT, AUTO COMP. HOLES 38MM BARREL, 19MM WIDTH, 130DEG., 9 HOLES |  | B0723.1300 | 00 | 2011-03-26 | N. A. | N. A. | N. A. | QPF/B0723 | 02 | 2019-06-07 | 2022-06-07 | N. A. | N. A. | PS/B0723 | 04 | 2019-08-08 | 2022-08-08 | N. A. | N. A. | B0723 | TMF-1 | IU/1 | Class C | FINISHED GOODS | SUSHRUT™ | CHS BARREL PLATE, AUTO COMP. HOLES | 38MM BARREL, 19MM WIDTH, 130DEG., 9 HOLES | 16 | No | Yes |  | No | N. A. | No | N. A. | No | Yes | No | Yes | M. L.: MFG/MD/2021/000369 |  | 1 | SUSHRUT PRODUCTS\INTERNATIONAL IMPLANTS\COMPRESSION HIP SCREW IMPLANTS\CHS BARREL PLATES, 38MM AUTO COMP HOLES, 19MM | 0 | Initial issue | Y | BONE PLATES |  | 1 | No | Yes | Yes | Yes | N. A.
B0710.1309F | B0710.1309F | CHS FORGING, 19MM WIDTH, 38MM BARREL, 316L, 130DEG. UPTO 9HOLES |  | B0710.1300F | 00 | 2011-03-26 | N. A. | N. A. | N. A. | QPF/B0710 | N. A. | N. A. | N. A. | N. A. | N. A. | PS/B0710 | 04 | 2019-08-08 | 2022-08-08 | N. A. | N. A. | B0710 | N. A. | N. A. | N. A. | SEMIFINISHED GOODS | N. A. | N. A. | N. A. | N. A. | N. A. | N. A. |  | N. A. | N. A. | N. A. | N. A. | N. A. | N. A. | N. A. | N. A. | N. A. | N. A. | 1 | SUB COMPONENTS | 0 | Initial issue | N | BONE PLATES |  | No | No | N. A. | N. A. | N. A. | N. A.
B0723 | B0710.1310 | CHS BARREL PLATE, S`RUT, AUTO COMP. HOLES 38MM BARREL, 19MM WIDTH, 130DEG., 10 HOLES |  | B0723.1300 | 00 | 2011-03-26 | N. A. | N. A. | N. A. | QPF/B0723 | 02 | 2019-06-07 | 2022-06-07 | N. A. | N. A. | PS/B0723 | 04 | 2019-08-08 | 2022-08-08 | N. A. | N. A. | B0723 | TMF-1 | IU/1 | Class C | FINISHED GOODS | SUSHRUT™ | CHS BARREL PLATE, AUTO COMP. HOLES | 38MM BARREL, 19MM WIDTH, 130DEG., 10 HOLES | 16 | No | Yes |  | No | N. A. | No | N. A. | No | Yes | No | Yes | M. L.: MFG/MD/2021/000369 |  | 1 | SUSHRUT PRODUCTS\INTERNATIONAL IMPLANTS\COMPRESSION HIP SCREW IMPLANTS\CHS BARREL PLATES, 38MM AUTO COMP HOLES, 19MM | 0 | Initial issue | Y | BONE PLATES |  | 1 | No | Yes | Yes | Yes | N. A.
B0710.1310F | B0710.1310F | CHS FORGING, 19MM WIDTH, 38MM BARREL, 316L, 130DEG. 10HOLES |  | B0710.1300F | 00 | 2011-03-26 | N. A. | N. A. | N. A. | QPR/B0710 | N. A. | N. A. | N. A. | N. A. | N. A. | PS/B0710 | 04 | 2019-08-08 | 2022-08-08 | N. A. | N. A. | B0710 | N. A. | N. A. | N. A. | SEMIFINISHED GOODS | N. A. | N. A. | N. A. | N. A. | N. A. | N. A. |  | N. A. | N. A. | N. A. | N. A. | N. A. | N. A. | N. A. | N. A. | N. A. | N. A. | 1 | SUB COMPONENTS | 0 | Initial issue | N | SUB COMPONENTS |  | No | No | N. A. | N. A. | N. A. | N. A.
B0723 | B0710.1311 | CHS BARREL PLATE, S`RUT, AUTO COMP. HOLES 38MM BARREL, 19MM WIDTH, 130DEG., 11 HOLES |  | B0723.1300 | 00 | 2011-03-26 | N. A. | N. A. | N. A. | QPF/B0723 | 02 | 2019-06-07 | 2022-06-07 | N. A. | N. A. | PS/B0723 | 04 | 2019-08-08 | 2022-08-08 | N. A. | N. A. | B0723 | TMF-1 | IU/1 | Class C | FINISHED GOODS | SUSHRUT™ | CHS BARREL PLATE, AUTO COMP. HOLES | 38MM BARREL, 19MM WIDTH, 130DEG., 11 HOLES | 16 | No | Yes |  | No | N. A. | No | N. A. | No | Yes | No | Yes | M. L.: MFG/MD/2021/000369 |  | 1 | SUSHRUT PRODUCTS\INTERNATIONAL IMPLANTS\COMPRESSION HIP SCREW IMPLANTS\CHS BARREL PLATES, 38MM AUTO COMP HOLES, 19MM | 0 | Initial issue | Y | BONE PLATES |  | 1 | No | Yes | Yes | Yes | N. A.
B0710.1311F | B0710.1311F | CHS FORGING, 19MM WIDTH, 38MM BARREL, 316L, 130DEG. 11HOLES |  | B0710.1300F | 00 | 2011-03-26 | N. A. | N. A. | N. A. | QPR/B0710 | N. A. | N. A. | N. A. | N. A. | N. A. | PS/B0710 | 04 | 2019-08-08 | 2022-08-08 | N. A. | N. A. | B0710 | N. A. | N. A. | N. A. | SEMIFINISHED GOODS | N. A. | N. A. | N. A. | N. A. | N. A. | N. A. |  | N. A. | N. A. | N. A. | N. A. | N. A. | N. A. | N. A. | N. A. | N. A. | N. A. | 1 | SUB COMPONENTS | 0 | Initial issue | N | SUB COMPONENTS |  | No | No | N. A. | N. A. | N. A. | N. A.
B0723 | B0710.1312 | CHS BARREL PLATE, S`RUT, AUTO COMP. HOLES 38MM BARREL, 19MM WIDTH, 130DEG., 12 HOLES |  | B0723.1300 | 00 | 2011-03-26 | N. A. | N. A. | N. A. | QPF/B0723 | 02 | 2019-06-07 | 2022-06-07 | N. A. | N. A. | PS/B0723 | 04 | 2019-08-08 | 2022-08-08 | N. A. | N. A. | B0723 | TMF-1 | IU/1 | Class C | FINISHED GOODS | SUSHRUT™ | CHS BARREL PLATE, AUTO COMP. HOLES | 38MM BARREL, 19MM WIDTH, 130DEG., 12 HOLES | 16 | No | Yes |  | No | N. A. | No | N. A. | No | Yes | No | Yes | M. L.: MFG/MD/2021/000369 |  | 1 | SUSHRUT PRODUCTS\INTERNATIONAL IMPLANTS\COMPRESSION HIP SCREW IMPLANTS\CHS BARREL PLATES, 38MM AUTO COMP HOLES, 19MM | 0 | Initial issue | Y | BONE PLATES |  | 1 | No | Yes | Yes | Yes | N. A.
B0710.1312F | B0710.1312F | CHS FORGING, 19MM WIDTH, 38MM BARREL, 316L, 130DEG. UPTO 12HOLES |  | B0710.1300F | 00 | 2011-03-26 | N. A. | N. A. | N. A. | QPF/B0710 | N. A. | N. A. | N. A. | N. A. | N. A. | PS/B0710 | 04 | 2019-08-08 | 2022-08-08 | N. A. | N. A. | B0710 | N. A. | N. A. | N. A. | SEMIFINISHED GOODS | N. A. | N. A. | N. A. | N. A. | N. A. | N. A. |  | N. A. | N. A. | N. A. | N. A. | N. A. | N. A. | N. A. | N. A. | N. A. | N. A. | 1 | SUB COMPONENTS | 0 | Initial issue | N | BONE PLATES |  | No | No | N. A. | N. A. | N. A. | N. A.
B0723 | B0710.1313 | CHS BARREL PLATE, S`RUT, AUTO COMP. HOLES 38MM BARREL, 19MM WIDTH, 130DEG., 13 HOLES |  | B0723.1300 | 00 | 2011-03-26 | N. A. | N. A. | N. A. | QPF/B0723 | 02 | 2019-06-07 | 2022-06-07 | N. A. | N. A. | PS/B0723 | 04 | 2019-08-08 | 2022-08-08 | N. A. | N. A. | B0723 | TMF-1 | IU/1 | Class C | FINISHED GOODS | SUSHRUT™ | CHS BARREL PLATE, AUTO COMP. HOLES | 38MM BARREL, 19MM WIDTH, 130DEG., 13 HOLES | 16 | No | Yes |  | No | N. A. | No | N. A. | No | Yes | No | Yes | M. L.: MFG/MD/2021/000369 |  | 1 | SUSHRUT PRODUCTS\INTERNATIONAL IMPLANTS\COMPRESSION HIP SCREW IMPLANTS\CHS BARREL PLATES, 38MM AUTO COMP HOLES, 19MM | 0 | Initial issue | Y | BONE PLATES |  | 1 | No | Yes | Yes | Yes | N. A.
B0710.1313F | B0710.1313F | CHS FORGING, 19MM WIDTH, 38MM BARREL, 316L, 130DEG. 13HOLES |  | B0710.1300F | 00 | 2011-03-26 | N. A. | N. A. | N. A. | QPR/B0710 | N. A. | N. A. | N. A. | N. A. | N. A. | PS/B0710 | 04 | 2019-08-08 | 2022-08-08 | N. A. | N. A. | B0710 | N. A. | N. A. | N. A. | SEMIFINISHED GOODS | N. A. | N. A. | N. A. | N. A. | N. A. | N. A. |  | N. A. | N. A. | N. A. | N. A. | N. A. | N. A. | N. A. | N. A. | N. A. | N. A. | 1 | SUB COMPONENTS | 0 | Initial issue | N | SUB COMPONENTS |  | No | No | N. A. | N. A. | N. A. | N. A.
B0723 | B0710.1314 | CHS BARREL PLATE, S`RUT, AUTO COMP. HOLES 38MM BARREL, 19MM WIDTH, 130DEG., 14 HOLES |  | B0723.1300 | 00 | 2011-03-26 | N. A. | N. A. | N. A. | QPF/B0723 | 02 | 2019-06-07 | 2022-06-07 | N. A. | N. A. | PS/B0723 | 04 | 2019-08-08 | 2022-08-08 | N. A. | N. A. | B0723 | TMF-1 | IU/1 | Class C | FINISHED GOODS | SUSHRUT™ | CHS BARREL PLATE, AUTO COMP. HOLES | 38MM BARREL, 19MM WIDTH, 130DEG., 14 HOLES | 16 | No | Yes |  | No | N. A. | No | N. A. | No | Yes | No | Yes | M. L.: MFG/MD/2021/000369 |  | 1 | SUSHRUT PRODUCTS\INTERNATIONAL IMPLANTS\COMPRESSION HIP SCREW IMPLANTS\CHS BARREL PLATES, 38MM AUTO COMP HOLES, 19MM | 0 | Initial issue | Y | BONE PLATES |  | 1 | No | Yes | Yes | Yes | N. A.
B0710.1314F | B0710.1314F | CHS FORGING, 19MM WIDTH, 38MM BARREL, 316L, 130DEG. 14HOLES |  | B0710.1300F | 00 | 2011-03-26 | N. A. | N. A. | N. A. | QPR/B0710 | N. A. | N. A. | N. A. | N. A. | N. A. | PS/B0710 | 04 | 2019-08-08 | 2022-08-08 | N. A. | N. A. | B0710 | N. A. | N. A. | N. A. | SEMIFINISHED GOODS | N. A. | N. A. | N. A. | N. A. | N. A. | N. A. |  | N. A. | N. A. | N. A. | N. A. | N. A. | N. A. | N. A. | N. A. | N. A. | N. A. | 1 | SUB COMPONENTS | 0 | Initial issue | N | SUB COMPONENTS |  | No | No | N. A. | N. A. | N. A. | N. A.
B0723 | B0710.1315 | CHS BARREL PLATE, S`RUT, AUTO COMP. HOLES 38MM BARREL, 19MM WIDTH, 130DEG., 15 HOLES |  | B0723.1300 | 00 | 2011-03-26 | N. A. | N. A. | N. A. | QPF/B0723 | 02 | 2019-06-07 | 2022-06-07 | N. A. | N. A. | PS/B0723 | 04 | 2019-08-08 | 2022-08-08 | N. A. | N. A. | B0723 | TMF-1 | IU/1 | Class C | FINISHED GOODS | SUSHRUT™ | CHS BARREL PLATE, AUTO COMP. HOLES | 38MM BARREL, 19MM WIDTH, 130DEG., 15 HOLES | 16 | No | Yes |  | No | N. A. | No | N. A. | No | Yes | No | Yes | M. L.: MFG/MD/2021/000369 |  | 1 | SUSHRUT PRODUCTS\INTERNATIONAL IMPLANTS\COMPRESSION HIP SCREW IMPLANTS\CHS BARREL PLATES, 38MM AUTO COMP HOLES, 19MM | 0 | Initial issue | Y | BONE PLATES |  | 1 | No | Yes | Yes | Yes | N. A.
B0710.1315F | B0710.1315F | CHS FORGING, 19MM WIDTH, 38MM BARREL, 316L, 130DEG. UPTO 15HOLES |  | B0710.1300F | 00 | 2011-03-26 | N. A. | N. A. | N. A. | QPF/B0710 | N. A. | N. A. | N. A. | N. A. | N. A. | PS/B0710 | 04 | 2019-08-08 | 2022-08-08 | N. A. | N. A. | B0710 | N. A. | N. A. | N. A. | SEMIFINISHED GOODS | N. A. | N. A. | N. A. | N. A. | N. A. | N. A. |  | N. A. | N. A. | N. A. | N. A. | N. A. | N. A. | N. A. | N. A. | N. A. | N. A. | 1 | SUB COMPONENTS | 0 | Initial issue | N | BONE PLATES |  | No | No | N. A. | N. A. | N. A. | N. A.
B0723 | B0710.1316 | CHS BARREL PLATE, S`RUT, AUTO COMP. HOLES 38MM BARREL, 19MM WIDTH, 130DEG., 16 HOLES |  | B0723.1300 | 00 | 2011-03-26 | N. A. | N. A. | N. A. | QPF/B0723 | 02 | 2019-06-07 | 2022-06-07 | N. A. | N. A. | PS/B0723 | 04 | 2019-08-08 | 2022-08-08 | N. A. | N. A. | B0723 | TMF-1 | IU/1 | Class C | FINISHED GOODS | SUSHRUT™ | CHS BARREL PLATE, AUTO COMP. HOLES | 38MM BARREL, 19MM WIDTH, 130DEG., 16 HOLES | 16 | No | Yes |  | No | N. A. | No | N. A. | No | Yes | No | Yes | M. L.: MFG/MD/2021/000369 |  | 1 | SUSHRUT PRODUCTS\INTERNATIONAL IMPLANTS\COMPRESSION HIP SCREW IMPLANTS\CHS BARREL PLATES, 38MM AUTO COMP HOLES, 19MM | 0 | Initial issue | Y | BONE PLATES |  | 1 | No | Yes | Yes | Yes | N. A.
B0710.1316F | B0710.1316F | CHS FORGING, 19MM WIDTH, 38MM BARREL, 316L, 130DEG. 16HOLES |  | B0710.1300F | 00 | 2011-03-26 | N. A. | N. A. | N. A. | QPR/B0710 | N. A. | N. A. | N. A. | N. A. | N. A. | PS/B0710 | 04 | 2019-08-08 | 2022-08-08 | N. A. | N. A. | B0710 | N. A. | N. A. | N. A. | SEMIFINISHED GOODS | N. A. | N. A. | N. A. | N. A. | N. A. | N. A. |  | N. A. | N. A. | N. A. | N. A. | N. A. | N. A. | N. A. | N. A. | N. A. | N. A. | 1 | SUB COMPONENTS | 0 | Initial issue | N | SUB COMPONENTS |  | No | No | N. A. | N. A. | N. A. | N. A.
B0710.1317F | B0710.1317F | CHS FORGING, 19MM WIDTH, 38MM BARREL, 316L, 130DEG. 17HOLES |  | B0710.1300F | 00 | 2011-03-26 | N. A. | N. A. | N. A. | QPR/B0710 | N. A. | N. A. | N. A. | N. A. | N. A. | PS/B0710 | 04 | 2019-08-08 | 2022-08-08 | N. A. | N. A. | B0710 | N. A. | N. A. | N. A. | SEMIFINISHED GOODS | N. A. | N. A. | N. A. | N. A. | N. A. | N. A. |  | N. A. | N. A. | N. A. | N. A. | N. A. | N. A. | N. A. | N. A. | N. A. | N. A. | 1 | SUB COMPONENTS | 0 | Initial issue | N | SUB COMPONENTS |  | No | No | N. A. | N. A. | N. A. | N. A.
B0723 | B0710.1318 | CHS BARREL PLATE, S`RUT, AUTO COMP. HOLES 38MM BARREL, 19MM WIDTH, 130DEG., 18 HOLES |  | B0723.1300 | 00 | 2011-03-26 | N. A. | N. A. | N. A. | QPF/B0723 | 02 | 2019-06-07 | 2022-06-07 | N. A. | N. A. | PS/B0723 | 04 | 2019-08-08 | 2022-08-08 | N. A. | N. A. | B0723 | TMF-1 | IU/1 | Class C | FINISHED GOODS | SUSHRUT™ | CHS BARREL PLATE, AUTO COMP. HOLES | 38MM BARREL, 19MM WIDTH, 130DEG., 18 HOLES | 16 | No | Yes |  | No | N. A. | No | N. A. | No | Yes | No | Yes | M. L.: MFG/MD/2021/000369 |  | 1 | SUSHRUT PRODUCTS\INTERNATIONAL IMPLANTS\COMPRESSION HIP SCREW IMPLANTS\CHS BARREL PLATES, 38MM AUTO COMP HOLES, 19MM | 0 | Initial issue | Y | BONE PLATES |  | 1 | No | Yes | Yes | Yes | N. A.
B0710.1318F | B0710.1318F | CHS FORGING, 19MM WIDTH, 38MM BARREL, 316L, 130DEG. UPTO 18HOLES |  | B0710.1300F | 00 | 2011-03-26 | N. A. | N. A. | N. A. | QPF/B0710 | N. A. | N. A. | N. A. | N. A. | N. A. | PS/B0710 | 04 | 2019-08-08 | 2022-08-08 | N. A. | N. A. | B0710 | N. A. | N. A. | N. A. | SEMIFINISHED GOODS | N. A. | N. A. | N. A. | N. A. | N. A. | N. A. |  | N. A. | N. A. | N. A. | N. A. | N. A. | N. A. | N. A. | N. A. | N. A. | N. A. | 1 | SUB COMPONENTS | 0 | Initial issue | N | BONE PLATES |  | No | No | N. A. | N. A. | N. A. | N. A.
B0710.1350F | B0710.1350F | CHS FORGING, 19MM WIDTH, 38MM BARREL, 316L, 135DEG. DOUBLE ENDED |  | B0710.1350F | 00 | 2011-03-26 | N. A. | N. A. | N. A. | QPF/B0710F | N. A. | N. A. | N. A. | N. A. | N. A. | PS/B0710FDE | 04 | 2019-08-08 | 2022-08-08 | N. A. | N. A. | B0710 | N. A. | N. A. | N. A. | SEMIFINISHED GOODS | N. A. | N. A. | N. A. | N. A. | N. A. | N. A. |  | N. A. | N. A. | N. A. | N. A. | N. A. | N. A. | N. A. | N. A. | N. A. | N. A. | 1 | SUB COMPONENTS | 0 | Initial issue | N | BONE PLATES |  | No | No | N. A. | N. A. | N. A. | N. A.
B0723 | B0710.1352 | CHS BARREL PLATE, S`RUT, AUTO COMP. HOLES 38MM BARREL, 19MM WIDTH, 135DEG., 2 HOLES |  | B0723.1350 | 00 | 2011-03-26 | N. A. | N. A. | N. A. | QPF/B0723 | 02 | 2019-06-07 | 2022-06-07 | N. A. | N. A. | PS/B0723 | 04 | 2019-08-08 | 2022-08-08 | N. A. | N. A. | B0723 | TMF-1 | IU/1 | Class C | FINISHED GOODS | SUSHRUT™ | CHS BARREL PLATE, AUTO COMP. HOLES | 38MM BARREL, 19MM WIDTH, 135DEG., 2 HOLES | 16 | No | Yes |  | No | N. A. | No | N. A. | No | Yes | No | Yes | M. L.: MFG/MD/2021/000369 |  | 1 | SUSHRUT PRODUCTS\INTERNATIONAL IMPLANTS\COMPRESSION HIP SCREW IMPLANTS\CHS BARREL PLATES, 38MM AUTO COMP HOLES, 19MM | 0.068 | Initial issue | Y | BONE PLATES |  | 1 | No | Yes | Yes | Yes | N. A.
B0710F | B0710.1352F | CHS FORGING, 19MM WIDTH, 38MM BARREL, 316L, 135DEG. 2HOLES |  | B0710.1350F | 00 | 2011-03-26 | N. A. | N. A. | N. A. | QPR/B0710 | N. A. | N. A. | N. A. | N. A. | N. A. | PS/B0710 | 04 | 2019-08-08 | 2022-08-08 | N. A. | N. A. | B0710 | N. A. | N. A. | N. A. | SEMIFINISHED GOODS | N. A. | N. A. | N. A. | N. A. | N. A. | N. A. |  | N. A. | N. A. | N. A. | N. A. | N. A. | N. A. | N. A. | N. A. | N. A. | N. A. | 1 | SUB COMPONENTS | 0 | Initial issue | N | BONE PLATES |  | No | No | N. A. | N. A. | N. A. | N. A.
B0723 | B0710.1352s | C.H.S. BARREL PLATE, S`RUT, 38MM BARREL, 19MM WIDTH, 135DEG., 2 AUTO COMP. HOLES, STERILE |  | B0723.1350 | 00 | 2011-03-26 | N. A. | N. A. | N. A. | QPF/B0723 | 02 | 2019-06-07 | 2022-06-07 | N. A. | N. A. | PS/B0723 | 04 | 2019-08-08 | 2022-08-08 | N. A. | N. A. | B0723 | TMF-1 | IU/1 | Class C | FINISHED GOODS | SUSHRUT™ | C.H.S. BARREL PLATE, 38MM BARREL, 19MM WIDTH, | 135DEG., 2 AUTO COMP. HOLES, STERILE | 04 | Yes | No | R | Yes | N. A. | No | N. A. | No | Yes | No | Yes | M. L.: MFG/MD/2021/000369 |  | 1 | SUSHRUT PRODUCTS\INTERNATIONAL IMPLANTS\COMPRESSION HIP SCREW IMPLANTS\CHS BARREL PLATES, 38MM AUTO COMP HOLES, 19MM | 0 | Initial issue | N | BONE PLATES |  | 1/lot | No | Yes | Yes | No | N. A. | 135° | 2H STANDARD
B0723 | B0710.1353 | CHS BARREL PLATE, S`RUT, AUTO COMP. HOLES 38MM BARREL, 19MM WIDTH, 135DEG., 3 HOLES |  | B0723.1350 | 00 | 2011-03-26 | N. A. | N. A. | N. A. | QPF/B0723 | 02 | 2019-06-07 | 2022-06-07 | N. A. | N. A. | PS/B0723 | 04 | 2019-08-08 | 2022-08-08 | N. A. | N. A. | B0723 | TMF-1 | IU/1 | Class C | FINISHED GOODS | SUSHRUT™ | CHS BARREL PLATE, AUTO COMP. HOLES | 38MM BARREL, 19MM WIDTH, 135DEG., 3 HOLES | 16 | No | Yes |  | No | N. A. | No | N. A. | No | Yes | No | Yes | M. L.: MFG/MD/2021/000369 |  | 1 | SUSHRUT PRODUCTS\INTERNATIONAL IMPLANTS\COMPRESSION HIP SCREW IMPLANTS\CHS BARREL PLATES, 38MM AUTO COMP HOLES, 19MM | 0.0779 | Initial issue | N | BONE PLATES |  | 1 | No | Yes | Yes | Yes | N. A.
B0710.1353F | B0710.1353F | CHS FORGING, 19MM WIDTH, 38MM BARREL, 316L, 135DEG. 3HOLES |  | B0710.1350F | 00 | 2011-03-26 | N. A. | N. A. | N. A. | QPR/B0710 | N. A. | N. A. | N. A. | N. A. | N. A. | PS/B0710 | 04 | 2019-08-08 | 2022-08-08 | N. A. | N. A. | B0710 | N. A. | N. A. | N. A. | SEMIFINISHED GOODS | N. A. | N. A. | N. A. | N. A. | N. A. | N. A. |  | N. A. | N. A. | N. A. | N. A. | N. A. | N. A. | N. A. | N. A. | N. A. | N. A. | 1 | SUB COMPONENTS | 0 | Initial issue | N | BONE PLATES |  | No | No | N. A. | N. A. | N. A. | N. A.
B0723 | B0710.1353s | C.H.S. BARREL PLATE, S`RUT, 38MM BARREL, 19MM WIDTH, 135DEG., 3 AUTO COMP. HOLES, STERILE |  | B0723.1350 | 00 | 2011-03-26 | N. A. | N. A. | N. A. | QPF/B0723 | 02 | 2019-06-07 | 2022-06-07 | N. A. | N. A. | PS/B0723 | 04 | 2019-08-08 | 2022-08-08 | N. A. | N. A. | B0723 | TMF-1 | IU/1 | Class C | FINISHED GOODS | SUSHRUT™ | C.H.S. BARREL PLATE, 38MM BARREL, 19MM WIDTH, | 135DEG., 3 AUTO COMP. HOLES, STERILE | 04 | Yes | No | R | Yes | N. A. | No | N. A. | No | Yes | No | Yes | M. L.: MFG/MD/2021/000369 |  | 1 | SUSHRUT PRODUCTS\INTERNATIONAL IMPLANTS\COMPRESSION HIP SCREW IMPLANTS\CHS BARREL PLATES, 38MM AUTO COMP HOLES, 19MM | 0.019 | Initial issue | N | BONE PLATES |  | 1/lot | No | Yes | Yes | No | N. A. | 135° | 3H STANDARD
B0723 | B0710.1354 | CHS BARREL PLATE, S`RUT, AUTO COMP. HOLES 38MM BARREL, 19MM WIDTH, 135DEG., 4 HOLES |  | B0723.1350 | 00 | 2011-03-26 | N. A. | N. A. | N. A. | QPF/B0723 | 02 | 2019-06-07 | 2022-06-07 | N. A. | N. A. | PS/B0723 | 04 | 2019-08-08 | 2022-08-08 | N. A. | N. A. | B0723 | TMF-1 | IU/1 | Class C | FINISHED GOODS | SUSHRUT™ | CHS BARREL PLATE 19MM WIDTH | 38MM BARREL, 135DEG., 4 HOLES AUTO COMP. HOLES | 16 | No | Yes |  | No | N. A. | No | N. A. | No | Yes | No | Yes | M. L.: MFG/MD/2021/000369 |  | 1 | SUSHRUT PRODUCTS\INTERNATIONAL IMPLANTS\COMPRESSION HIP SCREW IMPLANTS\CHS BARREL PLATES, 38MM AUTO COMP HOLES, 19MM | 0.089325 | Initial issue | N | BONE PLATES |  | 1 | No | Yes | Yes | Yes | N. A.
B0710.1354F | B0710.1354F | CHS FORGING, 19MM WIDTH, 38MM BARREL, 316L, 135DEG. 4HOLES |  | B0710.1350F | 00 | 2011-03-26 | N. A. | N. A. | N. A. | QPR/B0710 | N. A. | N. A. | N. A. | N. A. | N. A. | PS/B0710 | 04 | 2019-08-08 | 2022-08-08 | N. A. | N. A. | B0710 | N. A. | N. A. | N. A. | SEMIFINISHED GOODS | N. A. | N. A. | N. A. | N. A. | N. A. | N. A. |  | N. A. | N. A. | N. A. | N. A. | N. A. | N. A. | N. A. | N. A. | N. A. | N. A. | 1 | SUB COMPONENTS | 0 | Initial issue | N | BONE PLATES |  | No | No | N. A. | N. A. | N. A. | N. A.
B0723 | B0710.1354s | C.H.S. BARREL PLATE, S`RUT, 38MM BARREL, 19MM WIDTH, 135DEG., 4 AUTO COMP. HOLES, STERILE |  | B0723.1350 | 00 | 2011-03-26 | N. A. | N. A. | N. A. | QPF/B0723 | 02 | 2019-06-07 | 2022-06-07 | N. A. | N. A. | PS/B0723 | 04 | 2019-08-08 | 2022-08-08 | N. A. | N. A. | B0723 | TMF-1 | IU/1 | Class C | FINISHED GOODS | SUSHRUT™ | C.H.S. BARREL PLATE, 38MM BARREL, 19MM WIDTH, | 135DEG., 4 AUTO COMP. HOLES, STERILE | 04 | Yes | No | R | Yes | N. A. | No | N. A. | No | Yes | No | Yes | M. L.: MFG/MD/2021/000369 |  | 1 | SUSHRUT PRODUCTS\INTERNATIONAL IMPLANTS\COMPRESSION HIP SCREW IMPLANTS\CHS BARREL PLATES, 38MM AUTO COMP HOLES, 19MM | 0 | Initial issue | N | BONE PLATES |  | 1/lot | No | Yes | Yes | No | N. A. | 135° | 4H STANDARD
B0723 | B0710.1355 | CHS BARREL PLATE, S`RUT, AUTO COMP. HOLES 38MM BARREL, 19MM WIDTH, 135DEG., 5 HOLES |  | B0723.1350 | 00 | 2011-03-26 | N. A. | N. A. | N. A. | QPF/B0723 | 02 | 2019-06-07 | 2022-06-07 | N. A. | N. A. | PS/B0723 | 04 | 2019-08-08 | 2022-08-08 | N. A. | N. A. | B0723 | TMF-1 | IU/1 | Class C | FINISHED GOODS | SUSHRUT™ | CHS BARREL PLATE, AUTO COMP. HOLES | 38MM BARREL, 19MM WIDTH, 135DEG., 5 HOLES | 16 | No | Yes |  | No | N. A. | No | N. A. | No | Yes | No | Yes | M. L.: MFG/MD/2021/000369 |  | 1 | SUSHRUT PRODUCTS\INTERNATIONAL IMPLANTS\COMPRESSION HIP SCREW IMPLANTS\CHS BARREL PLATES, 38MM AUTO COMP HOLES, 19MM | 0 | Initial issue | N | BONE PLATES |  | 1 | No | Yes | Yes | Yes | N. A.
B0710.1355F | B0710.1355F | CHS FORGING, 19MM WIDTH, 38MM BARREL, 316L, 135DEG. 5HOLES |  | B0710.1350F | 00 | 2011-03-26 | N. A. | N. A. | N. A. | QPR/B0710 | N. A. | N. A. | N. A. | N. A. | N. A. | PS/B0710 | 04 | 2019-08-08 | 2022-08-08 | N. A. | N. A. | B0710 | N. A. | N. A. | N. A. | SEMIFINISHED GOODS | N. A. | N. A. | N. A. | N. A. | N. A. | N. A. |  | N. A. | N. A. | N. A. | N. A. | N. A. | N. A. | N. A. | N. A. | N. A. | N. A. | 1 | SUB COMPONENTS | 0 | Initial issue | N | BONE PLATES |  | No | No | N. A. | N. A. | N. A. | N. A.
B0723 | B0710.1355s | C.H.S. BARREL PLATE, S`RUT, 38MM BARREL, 19MM WIDTH, 135DEG., 5 AUTO COMP. HOLES, STERILE |  | B0723.1350 | 00 | 2011-03-26 | N. A. | N. A. | N. A. | QPF/B0723 | 02 | 2019-06-07 | 2022-06-07 | N. A. | N. A. | PS/B0723 | 04 | 2019-08-08 | 2022-08-08 | N. A. | N. A. | B0723 | TMF-1 | IU/1 | Class C | FINISHED GOODS | SUSHRUT™ | C.H.S. BARREL PLATE, 38MM BARREL, 19MM WIDTH, | 135DEG., 5 AUTO COMP. HOLES, STERILE | 04 | Yes | No | R | Yes | N. A. | No | N. A. | No | Yes | No | Yes | M. L.: MFG/MD/2021/000369 |  | 1 | SUSHRUT PRODUCTS\INTERNATIONAL IMPLANTS\COMPRESSION HIP SCREW IMPLANTS\CHS BARREL PLATES, 38MM AUTO COMP HOLES, 19MM | 0.022 | Initial issue | N | BONE PLATES |  | 1/lot | No | Yes | Yes | No | N. A. | 135° | 5H STANDARD
B0723 | B0710.1356 | CHS BARREL PLATE, S`RUT, AUTO COMP. HOLES 38MM BARREL, 19MM WIDTH, 135DEG., 6 HOLES |  | B0723.1350 | 00 | 2011-03-26 | N. A. | N. A. | N. A. | QPF/B0723 | 02 | 2019-06-07 | 2022-06-07 | N. A. | N. A. | PS/B0723 | 04 | 2019-08-08 | 2022-08-08 | N. A. | N. A. | B0723 | TMF-1 | IU/1 | Class C | FINISHED GOODS | SUSHRUT™ | CHS BARREL PLATE, AUTO COMP. HOLES | 38MM BARREL, 19MM WIDTH, 135DEG., 6 HOLES | 16 | No | Yes |  | No | N. A. | No | N. A. | No | Yes | No | Yes | M. L.: MFG/MD/2021/000369 |  | 1 | SUSHRUT PRODUCTS\INTERNATIONAL IMPLANTS\COMPRESSION HIP SCREW IMPLANTS\CHS BARREL PLATES, 38MM AUTO COMP HOLES, 19MM | 0 | Initial issue | Y | BONE PLATES |  | 1 | No | Yes | Yes | Yes | N. A.
B0710.1356F | B0710.1356F | CHS FORGING, 19MM WIDTH, 38MM BARREL, 316L, 135DEG. UPTO 6HOLES |  | B0710.1350F | 00 | 2011-03-26 | N. A. | N. A. | N. A. | QPF/B0710 | N. A. | N. A. | N. A. | N. A. | N. A. | PS/B0710 | 04 | 2019-08-08 | 2022-08-08 | N. A. | N. A. | B0710 | N. A. | N. A. | N. A. | SEMIFINISHED GOODS | N. A. | N. A. | N. A. | N. A. | N. A. | N. A. |  | N. A. | N. A. | N. A. | N. A. | N. A. | N. A. | N. A. | N. A. | N. A. | N. A. | 1 | SUB COMPONENTS | 0 | Initial issue | N | BONE PLATES |  | No | No | N. A. | N. A. | N. A. | N. A.
B0723 | B0710.1356s | C.H.S. BARREL PLATE, S`RUT, 38MM BARREL, 19MM WIDTH, 135DEG., 6 AUTO COMP. HOLES, STERILE |  | B0723.1350 | 00 | 2011-03-26 | N. A. | N. A. | N. A. | QPF/B0723 | 02 | 2019-06-07 | 2022-06-07 | N. A. | N. A. | PS/B0723 | 04 | 2019-08-08 | 2022-08-08 | N. A. | N. A. | B0723 | TMF-1 | IU/1 | Class C | FINISHED GOODS | SUSHRUT™ | C.H.S. BARREL PLATE, 38MM BARREL, 19MM WIDTH, | 135DEG., 6 AUTO COMP. HOLES, STERILE | 04 | Yes | No | R | Yes | N. A. | No | N. A. | No | Yes | No | Yes | M. L.: MFG/MD/2021/000369 |  | 1 | SUSHRUT PRODUCTS\INTERNATIONAL IMPLANTS\COMPRESSION HIP SCREW IMPLANTS\CHS BARREL PLATES, 38MM AUTO COMP HOLES, 19MM | 0 | Initial issue | N | BONE PLATES |  | 1/lot | No | Yes | Yes | No | N. A. | 135° | 6H STANDARD
B0723 | B0710.1357 | CHS BARREL PLATE, S`RUT, AUTO COMP. HOLES 38MM BARREL, 19MM WIDTH, 135DEG., 7 HOLES |  | B0723.1350 | 00 | 2011-03-26 | N. A. | N. A. | N. A. | QPF/B0723 | 02 | 2019-06-07 | 2022-06-07 | N. A. | N. A. | PS/B0723 | 04 | 2019-08-08 | 2022-08-08 | N. A. | N. A. | B0723 | TMF-1 | IU/1 | Class C | FINISHED GOODS | SUSHRUT™ | CHS BARREL PLATE, AUTO COMP. HOLES | 38MM BARREL, 19MM WIDTH, 135DEG., 7 HOLES | 16 | No | Yes |  | No | N. A. | No | N. A. | No | Yes | No | Yes | M. L.: MFG/MD/2021/000369 |  | 1 | SUSHRUT PRODUCTS\INTERNATIONAL IMPLANTS\COMPRESSION HIP SCREW IMPLANTS\CHS BARREL PLATES, 38MM AUTO COMP HOLES, 19MM | 0.1266 | Initial issue | N | BONE PLATES |  | 1 | No | Yes | Yes | Yes | N. A.
B0710.1357F | B0710.1357F | CHS FORGING, 19MM WIDTH, 38MM BARREL, 316L, 135DEG. 7HOLES |  | B0710.1350F | 00 | 2011-03-26 | N. A. | N. A. | N. A. | QPR/B0710 | N. A. | N. A. | N. A. | N. A. | N. A. | PS/B0710 | 04 | 2019-08-08 | 2022-08-08 | N. A. | N. A. | B0710 | N. A. | N. A. | N. A. | SEMIFINISHED GOODS | N. A. | N. A. | N. A. | N. A. | N. A. | N. A. |  | N. A. | N. A. | N. A. | N. A. | N. A. | N. A. | N. A. | N. A. | N. A. | N. A. | 1 | SUB COMPONENTS | 0 | Initial issue | N | SUB COMPONENTS |  | No | No | N. A. | N. A. | N. A. | N. A.
B0723 | B0710.1357s | C.H.S. BARREL PLATE, S`RUT, 38MM BARREL, 19MM WIDTH, 135DEG., 7 AUTO COMP. HOLES, STERILE |  | B0723.1350 | 00 | 2011-03-26 | N. A. | N. A. | N. A. | QPF/B0723 | 02 | 2019-06-07 | 2022-06-07 | N. A. | N. A. | PS/B0723 | 04 | 2019-08-08 | 2022-08-08 | N. A. | N. A. | B0723 | TMF-1 | IU/1 | Class C | FINISHED GOODS | SUSHRUT™ | C.H.S. BARREL PLATE, 38MM BARREL, 19MM WIDTH, | 135DEG., 7 AUTO COMP. HOLES, STERILE | 04 | Yes | No | R | Yes | N. A. | No | N. A. | No | Yes | No | Yes | M. L.: MFG/MD/2021/000369 |  | 1 | SUSHRUT PRODUCTS\INTERNATIONAL IMPLANTS\COMPRESSION HIP SCREW IMPLANTS\CHS BARREL PLATES, 38MM AUTO COMP HOLES, 19MM | 0 | Initial issue | Y | BONE PLATES |  | 1/lot | No | Yes | Yes | No | N. A. | 135° | 7H STANDARD
B0723 | B0710.1358 | CHS BARREL PLATE, S`RUT, AUTO COMP. HOLES 38MM BARREL, 19MM WIDTH, 135DEG., 8 HOLES |  | B0723.1350 | 00 | 2011-03-26 | N. A. | N. A. | N. A. | QPF/B0723 | 02 | 2019-06-07 | 2022-06-07 | N. A. | N. A. | PS/B0723 | 04 | 2019-08-08 | 2022-08-08 | N. A. | N. A. | B0723 | TMF-1 | IU/1 | Class C | FINISHED GOODS | SUSHRUT™ | CHS BARREL PLATE, AUTO COMP. HOLES | 38MM BARREL, 19MM WIDTH, 135DEG., 8 HOLES | 16 | No | Yes |  | No | N. A. | No | N. A. | No | Yes | No | Yes | M. L.: MFG/MD/2021/000369 |  | 1 | SUSHRUT PRODUCTS\INTERNATIONAL IMPLANTS\COMPRESSION HIP SCREW IMPLANTS\CHS BARREL PLATES, 38MM AUTO COMP HOLES, 19MM | 0 | Initial issue | N | BONE PLATES |  | 1 | No | Yes | Yes | Yes | N. A.
B0710.1358F | B0710.1358F | CHS FORGING, 19MM WIDTH, 38MM BARREL, 316L, 135DEG. 8HOLES |  | B0710.1350F | 00 | 2011-03-26 | N. A. | N. A. | N. A. | QPR/B0710 | N. A. | N. A. | N. A. | N. A. | N. A. | PS/B0710 | 04 | 2019-08-08 | 2022-08-08 | N. A. | N. A. | B0710 | N. A. | N. A. | N. A. | SEMIFINISHED GOODS | N. A. | N. A. | N. A. | N. A. | N. A. | N. A. |  | N. A. | N. A. | N. A. | N. A. | N. A. | N. A. | N. A. | N. A. | N. A. | N. A. | 1 | SUB COMPONENTS | 0 | Initial issue | N | SUB COMPONENTS |  | No | No | N. A. | N. A. | N. A. | N. A.
B0723 | B0710.1358s | C.H.S. BARREL PLATE, S`RUT, 38MM BARREL, 19MM WIDTH, 135DEG., 8 AUTO COMP. HOLES, STERILE |  | B0723.1350 | 00 | 2011-03-26 | N. A. | N. A. | N. A. | QPF/B0723 | 02 | 2019-06-07 | 2022-06-07 | N. A. | N. A. | PS/B0723 | 04 | 2019-08-08 | 2022-08-08 | N. A. | N. A. | B0723 | TMF-1 | IU/1 | Class C | FINISHED GOODS | SUSHRUT™ | C.H.S. BARREL PLATE, 38MM BARREL, 19MM WIDTH, | 135DEG., 8 AUTO COMP. HOLES, STERILE | 04 | Yes | No | R | Yes | N. A. | No | N. A. | No | Yes | No | Yes | M. L.: MFG/MD/2021/000369 |  | 1 | SUSHRUT PRODUCTS\INTERNATIONAL IMPLANTS\COMPRESSION HIP SCREW IMPLANTS\CHS BARREL PLATES, 38MM AUTO COMP HOLES, 19MM | 0.024 | Initial issue | N | BONE PLATES |  | 1/lot | No | Yes | Yes | No | N. A. | 135° | 8H STANDARD
B0723 | B0710.1359 | CHS BARREL PLATE, S`RUT, AUTO COMP. HOLES 38MM BARREL, 19MM WIDTH, 135DEG., 9 HOLES |  | B0723.1350 | 00 | 2011-03-26 | N. A. | N. A. | N. A. | QPF/B0723 | 02 | 2019-06-07 | 2022-06-07 | N. A. | N. A. | PS/B0723 | 04 | 2019-08-08 | 2022-08-08 | N. A. | N. A. | B0723 | TMF-1 | IU/1 | Class C | FINISHED GOODS | SUSHRUT™ | CHS BARREL PLATE, AUTO COMP. HOLES | 38MM BARREL, 19MM WIDTH, 135DEG., 9 HOLES | 16 | No | Yes |  | No | N. A. | No | N. A. | No | Yes | No | Yes | M. L.: MFG/MD/2021/000369 |  | 1 | SUSHRUT PRODUCTS\INTERNATIONAL IMPLANTS\COMPRESSION HIP SCREW IMPLANTS\CHS BARREL PLATES, 38MM AUTO COMP HOLES, 19MM | 0.1474 | Initial issue | Y | BONE PLATES |  | 1 | No | Yes | Yes | Yes | N. A.
B0710.1359F | B0710.1359F | CHS FORGING, 19MM WIDTH, 38MM BARREL, 316L, 135DEG. UPTO 9HOLES |  | B0710.1350F | 00 | 2011-03-26 | N. A. | N. A. | N. A. | QPF/B0710 | N. A. | N. A. | N. A. | N. A. | N. A. | PS/B0710 | 04 | 2019-08-08 | 2022-08-08 | N. A. | N. A. | B0710 | N. A. | N. A. | N. A. | SEMIFINISHED GOODS | N. A. | N. A. | N. A. | N. A. | N. A. | N. A. |  | N. A. | N. A. | N. A. | N. A. | N. A. | N. A. | N. A. | N. A. | N. A. | N. A. | 1 | SUB COMPONENTS | 0 | Initial issue | N | BONE PLATES |  | No | No | N. A. | N. A. | N. A. | N. A.
B0723 | B0710.1359s | C.H.S. BARREL PLATE, S`RUT, 38MM BARREL, 19MM WIDTH, 135DEG., 9 AUTO COMP. HOLES, STERILE |  | B0723.1350 | 00 | 2011-03-26 | N. A. | N. A. | N. A. | QPF/B0723 | 02 | 2019-06-07 | 2022-06-07 | N. A. | N. A. | PS/B0723 | 04 | 2019-08-08 | 2022-08-08 | N. A. | N. A. | B0723 | TMF-1 | IU/1 | Class C | FINISHED GOODS | SUSHRUT™ | C.H.S. BARREL PLATE, 38MM BARREL, 19MM WIDTH, | 135DEG., 9 AUTO COMP. HOLES, STERILE | 04 | Yes | No | R | Yes | N. A. | No | N. A. | No | Yes | No | Yes | M. L.: MFG/MD/2021/000369 |  | 1 | SUSHRUT PRODUCTS\INTERNATIONAL IMPLANTS\COMPRESSION HIP SCREW IMPLANTS\CHS BARREL PLATES, 38MM AUTO COMP HOLES, 19MM | 0 | Initial issue | Y | BONE PLATES |  | 1/lot | No | Yes | Yes | No | N. A. | 135° | 9H STANDARD
B0723 | B0710.1360 | CHS BARREL PLATE, S`RUT, AUTO COMP. HOLES 38MM BARREL, 19MM WIDTH, 135DEG., 10 HOLES |  | B0723.1350 | 00 | 2011-03-26 | N. A. | N. A. | N. A. | QPF/B0723 | 02 | 2019-06-07 | 2022-06-07 | N. A. | N. A. | PS/B0723 | 04 | 2019-08-08 | 2022-08-08 | N. A. | N. A. | B0723 | TMF-1 | IU/1 | Class C | FINISHED GOODS | SUSHRUT™ | CHS BARREL PLATE, AUTO COMP. HOLES | 38MM BARREL, 19MM WIDTH, 135DEG., 10 HOLES | 16 | No | Yes |  | No | N. A. | No | N. A. | No | Yes | No | Yes | M. L.: MFG/MD/2021/000369 |  | 1 | SUSHRUT PRODUCTS\INTERNATIONAL IMPLANTS\COMPRESSION HIP SCREW IMPLANTS\CHS BARREL PLATES, 38MM AUTO COMP HOLES, 19MM | 0.15733 | Initial issue | Y | BONE PLATES |  | 1 | No | Yes | Yes | Yes | N. A.
B0710.1360F | B0710.1360F | CHS FORGING, 19MM WIDTH, 38MM BARREL, 316L, 135DEG. 10HOLES |  | B0710.1350F | 00 | 2011-03-26 | N. A. | N. A. | N. A. | QPR/B0710 | N. A. | N. A. | N. A. | N. A. | N. A. | PS/B0710 | 04 | 2019-08-08 | 2022-08-08 | N. A. | N. A. | B0710 | N. A. | N. A. | N. A. | SEMIFINISHED GOODS | N. A. | N. A. | N. A. | N. A. | N. A. | N. A. |  | N. A. | N. A. | N. A. | N. A. | N. A. | N. A. | N. A. | N. A. | N. A. | N. A. | 1 | SUB COMPONENTS | 0 | Initial issue | N | SUB COMPONENTS |  | No | No | N. A. | N. A. | N. A. | N. A.
B0723 | B0710.1360s | C.H.S. BARREL PLATE, S`RUT, 38MM BARREL, 19MM WIDTH, 135DEG., 10 AUTO COMP. HOLES, STERILE |  | B0723.1350 | 00 | 2011-03-26 | N. A. | N. A. | N. A. | QPF/B0723 | 02 | 2019-06-07 | 2022-06-07 | N. A. | N. A. | PS/B0723 | 04 | 2019-08-08 | 2022-08-08 | N. A. | N. A. | B0723 | TMF-1 | IU/1 | Class C | FINISHED GOODS | SUSHRUT™ | C.H.S. BARREL PLATE, 38MM BARREL, 19MM WIDTH, | 135DEG., 10 AUTO COMP. HOLES, STERILE | 04 | Yes | No | R | Yes | N. A. | No | N. A. | No | Yes | No | Yes | M. L.: MFG/MD/2021/000369 |  | 1 | SUSHRUT PRODUCTS\INTERNATIONAL IMPLANTS\COMPRESSION HIP SCREW IMPLANTS\CHS BARREL PLATES, 38MM AUTO COMP HOLES, 19MM | 0 | Initial issue | Y | BONE PLATES |  | 1/lot | No | Yes | Yes | No | N. A. | 135° | 10H STANDARD
B0723 | B0710.1361 | CHS BARREL PLATE, S`RUT, AUTO COMP. HOLES 38MM BARREL, 19MM WIDTH, 135DEG., 11 HOLES |  | B0723.1350 | 00 | 2011-03-26 | N. A. | N. A. | N. A. | QPF/B0723 | 02 | 2019-06-07 | 2022-06-07 | N. A. | N. A. | PS/B0723 | 04 | 2019-08-08 | 2022-08-08 | N. A. | N. A. | B0723 | TMF-1 | IU/1 | Class C | FINISHED GOODS | SUSHRUT™ | CHS BARREL PLATE, AUTO COMP. HOLES | 38MM BARREL, 19MM WIDTH, 135DEG., 11 HOLES | 16 | No | Yes |  | No | N. A. | No | N. A. | No | Yes | No | Yes | M. L.: MFG/MD/2021/000369 |  | 1 | SUSHRUT PRODUCTS\INTERNATIONAL IMPLANTS\COMPRESSION HIP SCREW IMPLANTS\CHS BARREL PLATES, 38MM AUTO COMP HOLES, 19MM | 0.1876 | Initial issue | Y | BONE PLATES |  | 1 | No | Yes | Yes | Yes | N. A.
B0710.1361F | B0710.1361F | CHS FORGING, 19MM WIDTH, 38MM BARREL, 316L, 135DEG. 11HOLES |  | B0710.1350F | 00 | 2011-03-26 | N. A. | N. A. | N. A. | QPR/B0710 | N. A. | N. A. | N. A. | N. A. | N. A. | PS/B0710 | 04 | 2019-08-08 | 2022-08-08 | N. A. | N. A. | B0710 | N. A. | N. A. | N. A. | SEMIFINISHED GOODS | N. A. | N. A. | N. A. | N. A. | N. A. | N. A. |  | N. A. | N. A. | N. A. | N. A. | N. A. | N. A. | N. A. | N. A. | N. A. | N. A. | 1 | SUB COMPONENTS | 0 | Initial issue | N | SUB COMPONENTS |  | No | No | N. A. | N. A. | N. A. | N. A.
B0723 | B0710.1361s | C.H.S. BARREL PLATE, S`RUT, 38MM BARREL, 19MM WIDTH, 135DEG., 11 AUTO COMP. HOLES, STERILE |  | B0723.1350 | 00 | 2011-03-26 | N. A. | N. A. | N. A. | QPF/B0723 | 02 | 2019-06-07 | 2022-06-07 | N. A. | N. A. | PS/B0723 | 04 | 2019-08-08 | 2022-08-08 | N. A. | N. A. | B0723 | TMF-1 | IU/1 | Class C | FINISHED GOODS | SUSHRUT™ | C.H.S. BARREL PLATE, 38MM BARREL, 19MM WIDTH, | 135DEG., 11 AUTO COMP. HOLES, STERILE | 04 | Yes | No | R | Yes | N. A. | No | N. A. | No | Yes | No | Yes | M. L.: MFG/MD/2021/000369 |  | 1 | SUSHRUT PRODUCTS\INTERNATIONAL IMPLANTS\COMPRESSION HIP SCREW IMPLANTS\CHS BARREL PLATES, 38MM AUTO COMP HOLES, 19MM | 0 | Initial issue | Y | BONE PLATES |  | 1/lot | No | Yes | Yes | No | N. A. | 135° | 11H STANDARD
B0723 | B0710.1362 | CHS BARREL PLATE, S`RUT, AUTO COMP. HOLES 38MM BARREL, 19MM WIDTH, 135DEG., 12 HOLES |  | B0723.1350 | 00 | 2011-03-26 | N. A. | N. A. | N. A. | QPF/B0723 | 02 | 2019-06-07 | 2022-06-07 | N. A. | N. A. | PS/B0723 | 04 | 2019-08-08 | 2022-08-08 | N. A. | N. A. | B0723 | TMF-1 | IU/1 | Class C | FINISHED GOODS | SUSHRUT™ | CHS BARREL PLATE, AUTO COMP. HOLES | 38MM BARREL, 19MM WIDTH, 135DEG., 12 HOLES | 16 | No | Yes |  | No | N. A. | No | N. A. | No | Yes | No | Yes | M. L.: MFG/MD/2021/000369 |  | 1 | SUSHRUT PRODUCTS\INTERNATIONAL IMPLANTS\COMPRESSION HIP SCREW IMPLANTS\CHS BARREL PLATES, 38MM AUTO COMP HOLES, 19MM | 0.1937 | Initial issue | Y | BONE PLATES |  | 1 | No | Yes | Yes | Yes | N. A.
B0710.1362F | B0710.1362F | CHS FORGING, 19MM WIDTH, 38MM BARREL, 316L, 135DEG. UPTO 12HOLES |  | B0710.1350F | 00 | 2011-03-26 | N. A. | N. A. | N. A. | QPF/B0710 | N. A. | N. A. | N. A. | N. A. | N. A. | PS/B0710 | 04 | 2019-08-08 | 2022-08-08 | N. A. | N. A. | B0710 | N. A. | N. A. | N. A. | SEMIFINISHED GOODS | N. A. | N. A. | N. A. | N. A. | N. A. | N. A. |  | N. A. | N. A. | N. A. | N. A. | N. A. | N. A. | N. A. | N. A. | N. A. | N. A. | 1 | SUB COMPONENTS | 0 | Initial issue | N | BONE PLATES |  | No | No | N. A. | N. A. | N. A. | N. A.
B0723 | B0710.1362s | C.H.S. BARREL PLATE, S`RUT, 38MM BARREL, 19MM WIDTH, 135DEG., 12 AUTO COMP. HOLES, STERILE |  | B0723.1350 | 00 | 2011-03-26 | N. A. | N. A. | N. A. | QPF/B0723 | 02 | 2019-06-07 | 2022-06-07 | N. A. | N. A. | PS/B0723 | 04 | 2019-08-08 | 2022-08-08 | N. A. | N. A. | B0723 | TMF-1 | IU/1 | Class C | FINISHED GOODS | SUSHRUT™ | C.H.S. BARREL PLATE, 38MM BARREL, 19MM WIDTH, | 135DEG., 12 AUTO COMP. HOLES, STERILE | 04 | Yes | No | R | Yes | N. A. | No | N. A. | No | Yes | No | Yes | M. L.: MFG/MD/2021/000369 |  | 1 | SUSHRUT PRODUCTS\INTERNATIONAL IMPLANTS\COMPRESSION HIP SCREW IMPLANTS\CHS BARREL PLATES, 38MM AUTO COMP HOLES, 19MM | 0 | Initial issue | Y | BONE PLATES |  | 1/lot | No | Yes | Yes | No | N. A. | 135° | 12H STANDARD
B0723 | B0710.1363 | CHS BARREL PLATE, S`RUT, AUTO COMP. HOLES 38MM BARREL, 19MM WIDTH, 135DEG., 13 HOLES |  | B0723.1350 | 00 | 2011-03-26 | N. A. | N. A. | N. A. | QPF/B0723 | 02 | 2019-06-07 | 2022-06-07 | N. A. | N. A. | PS/B0723 | 04 | 2019-08-08 | 2022-08-08 | N. A. | N. A. | B0723 | TMF-1 | IU/1 | Class C | FINISHED GOODS | SUSHRUT™ | CHS BARREL PLATE, AUTO COMP. HOLES | 38MM BARREL, 19MM WIDTH, 135DEG., 13 HOLES | 16 | No | Yes |  | No | N. A. | No | N. A. | No | Yes | No | Yes | M. L.: MFG/MD/2021/000369 |  | 1 | SUSHRUT PRODUCTS\INTERNATIONAL IMPLANTS\COMPRESSION HIP SCREW IMPLANTS\CHS BARREL PLATES, 38MM AUTO COMP HOLES, 19MM | 0.204 | Initial issue | Y | BONE PLATES |  | 1 | No | Yes | Yes | Yes | N. A.
B0710.1363F | B0710.1363F | CHS FORGING, 19MM WIDTH, 38MM BARREL, 316L, 135DEG. 13HOLES |  | B0710.1350F | 00 | 2011-03-26 | N. A. | N. A. | N. A. | QPR/B0710 | N. A. | N. A. | N. A. | N. A. | N. A. | PS/B0710 | 04 | 2019-08-08 | 2022-08-08 | N. A. | N. A. | B0710 | N. A. | N. A. | N. A. | SEMIFINISHED GOODS | N. A. | N. A. | N. A. | N. A. | N. A. | N. A. |  | N. A. | N. A. | N. A. | N. A. | N. A. | N. A. | N. A. | N. A. | N. A. | N. A. | 1 | SUB COMPONENTS | 0 | Initial issue | N | SUB COMPONENTS |  | No | No | N. A. | N. A. | N. A. | N. A.
B0723 | B0710.1363s | C.H.S. BARREL PLATE, S`RUT, 38MM BARREL, 19MM WIDTH, 135DEG., 13 AUTO COMP. HOLES, STERILE |  | B0723.1350 | 00 | 2011-03-26 | N. A. | N. A. | N. A. | QPF/B0723 | 02 | 2019-06-07 | 2022-06-07 | N. A. | N. A. | PS/B0723 | 04 | 2019-08-08 | 2022-08-08 | N. A. | N. A. | B0723 | TMF-1 | IU/1 | Class C | FINISHED GOODS | SUSHRUT™ | C.H.S. BARREL PLATE, 38MM BARREL, 19MM WIDTH, | 135DEG., 13 AUTO COMP. HOLES, STERILE | 04 | Yes | No | R | Yes | N. A. | No | N. A. | No | Yes | No | Yes | M. L.: MFG/MD/2021/000369 |  | 1 | SUSHRUT PRODUCTS\INTERNATIONAL IMPLANTS\COMPRESSION HIP SCREW IMPLANTS\CHS BARREL PLATES, 38MM AUTO COMP HOLES, 19MM | 0 | Initial issue | Y | BONE PLATES |  | 1/lot | No | Yes | Yes | No | N. A. | 135° | 13H STANDARD
B0723 | B0710.1364 | CHS BARREL PLATE, S`RUT, AUTO COMP. HOLES 38MM BARREL, 19MM WIDTH, 135DEG., 14 HOLES |  | B0723.1350 | 00 | 2011-03-26 | N. A. | N. A. | N. A. | QPF/B0723 | 02 | 2019-06-07 | 2022-06-07 | N. A. | N. A. | PS/B0723 | 04 | 2019-08-08 | 2022-08-08 | N. A. | N. A. | B0723 | TMF-1 | IU/1 | Class C | FINISHED GOODS | SUSHRUT™ | CHS BARREL PLATE, AUTO COMP. HOLES | 38MM BARREL, 19MM WIDTH, 135DEG., 14 HOLES | 16 | No | Yes |  | No | N. A. | No | N. A. | No | Yes | No | Yes | M. L.: MFG/MD/2021/000369 |  | 1 | SUSHRUT PRODUCTS\INTERNATIONAL IMPLANTS\COMPRESSION HIP SCREW IMPLANTS\CHS BARREL PLATES, 38MM AUTO COMP HOLES, 19MM | 0.225 | Initial issue | Y | BONE PLATES |  | 1 | No | Yes | Yes | Yes | N. A.
B0710.1364F | B0710.1364F | CHS FORGING, 19MM WIDTH, 38MM BARREL, 316L, 135DEG. 14HOLES |  | B0710.1350F | 00 | 2011-03-26 | N. A. | N. A. | N. A. | QPR/B0710 | N. A. | N. A. | N. A. | N. A. | N. A. | PS/B0710 | 04 | 2019-08-08 | 2022-08-08 | N. A. | N. A. | B0710 | N. A. | N. A. | N. A. | SEMIFINISHED GOODS | N. A. | N. A. | N. A. | N. A. | N. A. | N. A. |  | N. A. | N. A. | N. A. | N. A. | N. A. | N. A. | N. A. | N. A. | N. A. | N. A. | 1 | SUB COMPONENTS | 0 | Initial issue | N | SUB COMPONENTS |  | No | No | N. A. | N. A. | N. A. | N. A.
B0723 | B0710.1364s | C.H.S. BARREL PLATE, S`RUT, 38MM BARREL, 19MM WIDTH, 135DEG., 14 AUTO COMP. HOLES, STERILE |  | B0723.1350 | 00 | 2011-03-26 | N. A. | N. A. | N. A. | QPF/B0723 | 02 | 2019-06-07 | 2022-06-07 | N. A. | N. A. | PS/B0723 | 04 | 2019-08-08 | 2022-08-08 | N. A. | N. A. | B0723 | TMF-1 | IU/1 | Class C | FINISHED GOODS | SUSHRUT™ | C.H.S. BARREL PLATE, 38MM BARREL, 19MM WIDTH, | 135DEG., 14 AUTO COMP. HOLES, STERILE | 04 | Yes | No | R | Yes | N. A. | No | N. A. | No | Yes | No | Yes | M. L.: MFG/MD/2021/000369 |  | 1 | SUSHRUT PRODUCTS\INTERNATIONAL IMPLANTS\COMPRESSION HIP SCREW IMPLANTS\CHS BARREL PLATES, 38MM AUTO COMP HOLES, 19MM | 0 | Initial issue | Y | BONE PLATES |  | 1/lot | No | Yes | Yes | No | N. A. | 135° | 14H STANDARD
B0723 | B0710.1365 | CHS BARREL PLATE, S`RUT, AUTO COMP. HOLES 38MM BARREL, 19MM WIDTH, 135DEG., 15 HOLES |  | B0723.1350 | 00 | 2011-03-26 | N. A. | N. A. | N. A. | QPF/B0723 | 02 | 2019-06-07 | 2022-06-07 | N. A. | N. A. | PS/B0723 | 04 | 2019-08-08 | 2022-08-08 | N. A. | N. A. | B0723 | TMF-1 | IU/1 | Class C | FINISHED GOODS | SUSHRUT™ | CHS BARREL PLATE, AUTO COMP. HOLES | 38MM BARREL, 19MM WIDTH, 135DEG., 15 HOLES | 16 | No | Yes |  | No | N. A. | No | N. A. | No | Yes | No | Yes | M. L.: MFG/MD/2021/000369 |  | 1 | SUSHRUT PRODUCTS\INTERNATIONAL IMPLANTS\COMPRESSION HIP SCREW IMPLANTS\CHS BARREL PLATES, 38MM AUTO COMP HOLES, 19MM | 0 | Initial issue | Y | BONE PLATES |  | 1 | No | Yes | Yes | Yes | N. A.
B0710.1365F | B0710.1365F | CHS FORGING, 19MM WIDTH, 38MM BARREL, 316L, 135DEG. UPTO 15HOLES |  | B0710.1350F | 00 | 2011-03-26 | N. A. | N. A. | N. A. | QPF/B0710 | N. A. | N. A. | N. A. | N. A. | N. A. | PS/B0710 | 04 | 2019-08-08 | 2022-08-08 | N. A. | N. A. | B0710 | N. A. | N. A. | N. A. | SEMIFINISHED GOODS | N. A. | N. A. | N. A. | N. A. | N. A. | N. A. |  | N. A. | N. A. | N. A. | N. A. | N. A. | N. A. | N. A. | N. A. | N. A. | N. A. | 1 | SUB COMPONENTS | 0 | Initial issue | N | BONE PLATES |  | No | No | N. A. | N. A. | N. A. | N. A.
B0723 | B0710.1365s | C.H.S. BARREL PLATE, S`RUT, 38MM BARREL, 19MM WIDTH, 135DEG., 15 AUTO COMP. HOLES, STERILE |  | B0723.1350 | 00 | 2011-03-26 | N. A. | N. A. | N. A. | QPF/B0723 | 02 | 2019-06-07 | 2022-06-07 | N. A. | N. A. | PS/B0723 | 04 | 2019-08-08 | 2022-08-08 | N. A. | N. A. | B0723 | TMF-1 | IU/1 | Class C | FINISHED GOODS | SUSHRUT™ | C.H.S. BARREL PLATE, 38MM BARREL, 19MM WIDTH, | 135DEG., 15 AUTO COMP. HOLES, STERILE | 04 | Yes | No | R | Yes | N. A. | No | N. A. | No | Yes | No | Yes | M. L.: MFG/MD/2021/000369 |  | 1 | SUSHRUT PRODUCTS\INTERNATIONAL IMPLANTS\COMPRESSION HIP SCREW IMPLANTS\CHS BARREL PLATES, 38MM AUTO COMP HOLES, 19MM | 0 | Initial issue | Y | BONE PLATES |  | 1/lot | No | Yes | Yes | No | N. A. | 135° | 15H STANDARD
B0723 | B0710.1366 | CHS BARREL PLATE, S`RUT, AUTO COMP. HOLES 38MM BARREL, 19MM WIDTH, 135DEG., 16 HOLES |  | B0723.1350 | 00 | 2011-03-26 | N. A. | N. A. | N. A. | QPF/B0723 | 02 | 2019-06-07 | 2022-06-07 | N. A. | N. A. | PS/B0723 | 04 | 2019-08-08 | 2022-08-08 | N. A. | N. A. | B0723 | TMF-1 | IU/1 | Class C | FINISHED GOODS | SUSHRUT™ | CHS BARREL PLATE, AUTO COMP. HOLES | 38MM BARREL, 19MM WIDTH, 135DEG., 16 HOLES | 16 | No | Yes |  | No | N. A. | No | N. A. | No | Yes | No | Yes | M. L.: MFG/MD/2021/000369 |  | 1 | SUSHRUT PRODUCTS\INTERNATIONAL IMPLANTS\COMPRESSION HIP SCREW IMPLANTS\CHS BARREL PLATES, 38MM AUTO COMP HOLES, 19MM | 0.2535 | Initial issue | Y | BONE PLATES |  | 1 | No | Yes | Yes | Yes | N. A.
B0710.1366F | B0710.1366F | CHS FORGING, 19MM WIDTH, 38MM BARREL, 316L, 135DEG. 16HOLES |  | B0710.1350F | 00 | 2011-03-26 | N. A. | N. A. | N. A. | QPR/B0710 | N. A. | N. A. | N. A. | N. A. | N. A. | PS/B0710 | 04 | 2019-08-08 | 2022-08-08 | N. A. | N. A. | B0710 | N. A. | N. A. | N. A. | SEMIFINISHED GOODS | N. A. | N. A. | N. A. | N. A. | N. A. | N. A. |  | N. A. | N. A. | N. A. | N. A. | N. A. | N. A. | N. A. | N. A. | N. A. | N. A. | 1 | SUB COMPONENTS | 0 | Initial issue | N | SUB COMPONENTS |  | No | No | N. A. | N. A. | N. A. | N. A.
B0723 | B0710.1366s | C.H.S. BARREL PLATE, S`RUT, 38MM BARREL, 19MM WIDTH, 135DEG., 16 AUTO COMP. HOLES, STERILE |  | B0723.1350 | 00 | 2011-03-26 | N. A. | N. A. | N. A. | QPF/B0723 | 02 | 2019-06-07 | 2022-06-07 | N. A. | N. A. | PS/B0723 | 04 | 2019-08-08 | 2022-08-08 | N. A. | N. A. | B0723 | TMF-1 | IU/1 | Class C | FINISHED GOODS | SUSHRUT™ | C.H.S. BARREL PLATE, 38MM BARREL, 19MM WIDTH, | 135DEG., 16 AUTO COMP. HOLES, STERILE | 04 | Yes | No | R | Yes | N. A. | No | N. A. | No | Yes | No | Yes | M. L.: MFG/MD/2021/000369 |  | 1 | SUSHRUT PRODUCTS\INTERNATIONAL IMPLANTS\COMPRESSION HIP SCREW IMPLANTS\CHS BARREL PLATES, 38MM AUTO COMP HOLES, 19MM | 0.042 | Initial issue | Y | BONE PLATES |  | 1/lot | No | Yes | Yes | No | N. A. | 135° | 16H STANDARD
B0710.1367F | B0710.1367F | CHS FORGING, 19MM WIDTH, 38MM BARREL, 316L, 135DEG. 17HOLES |  | B0710.1350F | 00 | 2011-03-26 | N. A. | N. A. | N. A. | QPR/B0710 | N. A. | N. A. | N. A. | N. A. | N. A. | PS/B0710 | 04 | 2019-08-08 | 2022-08-08 | N. A. | N. A. | B0710 | N. A. | N. A. | N. A. | SEMIFINISHED GOODS | N. A. | N. A. | N. A. | N. A. | N. A. | N. A. |  | N. A. | N. A. | N. A. | N. A. | N. A. | N. A. | N. A. | N. A. | N. A. | N. A. | 1 | SUB COMPONENTS | 0 | Initial issue | N | SUB COMPONENTS |  | No | No | N. A. | N. A. | N. A. | N. A.
B0723 | B0710.1368 | CHS BARREL PLATE, S`RUT, AUTO COMP. HOLES 38MM BARREL, 19MM WIDTH, 135DEG., 18 HOLES |  | B0723.1350 | 00 | 2011-03-26 | N. A. | N. A. | N. A. | QPF/B0723 | 02 | 2019-06-07 | 2022-06-07 | N. A. | N. A. | PS/B0723 | 04 | 2019-08-08 | 2022-08-08 | N. A. | N. A. | B0723 | TMF-1 | IU/1 | Class C | FINISHED GOODS | SUSHRUT™ | CHS BARREL PLATE, AUTO COMP. HOLES | 38MM BARREL, 19MM WIDTH, 135DEG., 18 HOLES | 16 | No | Yes |  | No | N. A. | No | N. A. | No | Yes | No | Yes | M. L.: MFG/MD/2021/000369 |  | 1 | SUSHRUT PRODUCTS\INTERNATIONAL IMPLANTS\COMPRESSION HIP SCREW IMPLANTS\CHS BARREL PLATES, 38MM AUTO COMP HOLES, 19MM | 0.2689 | Initial issue | Y | BONE PLATES |  | 1 | No | Yes | Yes | Yes | N. A.
B0710.1368F | B0710.1368F | CHS FORGING, 19MM WIDTH, 38MM BARREL, 316L, 135DEG. UPTO 18HOLES |  | B0710.1350F | 00 | 2011-03-26 | N. A. | N. A. | N. A. | QPF/B0710 | N. A. | N. A. | N. A. | N. A. | N. A. | PS/B0710 | 04 | 2019-08-08 | 2022-08-08 | N. A. | N. A. | B0710 | N. A. | N. A. | N. A. | SEMIFINISHED GOODS | N. A. | N. A. | N. A. | N. A. | N. A. | N. A. |  | N. A. | N. A. | N. A. | N. A. | N. A. | N. A. | N. A. | N. A. | N. A. | N. A. | 1 | SUB COMPONENTS | 0 | Initial issue | N | BONE PLATES |  | No | No | N. A. | N. A. | N. A. | N. A.
B0723 | B0710.1368s | C.H.S. BARREL PLATE, S`RUT, 38MM BARREL, 19MM WIDTH, 135DEG., 18 AUTO COMP. HOLES, STERILE |  | B0723.1350 | 00 | 2011-03-26 | N. A. | N. A. | N. A. | QPF/B0723 | 02 | 2019-06-07 | 2022-06-07 | N. A. | N. A. | PS/B0723 | 04 | 2019-08-08 | 2022-08-08 | N. A. | N. A. | B0723 | TMF-1 | IU/1 | Class C | FINISHED GOODS | SUSHRUT™ | C.H.S. BARREL PLATE, 38MM BARREL, 19MM WIDTH, | 135DEG., 18 AUTO COMP. HOLES, STERILE | 04 | Yes | No | R | Yes | N. A. | No | N. A. | No | Yes | No | Yes | M. L.: MFG/MD/2021/000369 |  | 1 | SUSHRUT PRODUCTS\INTERNATIONAL IMPLANTS\COMPRESSION HIP SCREW IMPLANTS\CHS BARREL PLATES, 38MM AUTO COMP HOLES, 19MM | 0 | Initial issue | Y | BONE PLATES |  | 1/lot | No | Yes | Yes | No | N. A. | 135° | 18H STANDARD
B0710.1400F | B0710.1400F | CHS FORGING, 19MM WIDTH, 38MM BARREL, 316L, 140DEG. DOUBLE ENDED |  | B0710.1400F | 00 | 2011-03-26 | N. A. | N. A. | N. A. | QPF/B0710F | N. A. | N. A. | N. A. | N. A. | N. A. | PS/B0710FDE | 04 | 2019-08-08 | 2022-08-08 | N. A. | N. A. | B0710 | N. A. | N. A. | N. A. | SEMIFINISHED GOODS | N. A. | N. A. | N. A. | N. A. | N. A. | N. A. |  | N. A. | N. A. | N. A. | N. A. | N. A. | N. A. | N. A. | N. A. | N. A. | N. A. | 1 | SUB COMPONENTS | 0 | Initial issue | N | BONE PLATES |  | No | No | N. A. | N. A. | N. A. | N. A.
B0723 | B0710.1402 | CHS BARREL PLATE, S`RUT, AUTO COMP. HOLES 38MM BARREL, 19MM WIDTH, 140DEG., 2 HOLES |  | B0723.1400 | 00 | 2011-03-26 | N. A. | N. A. | N. A. | QPF/B0723 | 02 | 2019-06-07 | 2022-06-07 | N. A. | N. A. | PS/B0723 | 04 | 2019-08-08 | 2022-08-08 | N. A. | N. A. | B0723 | TMF-1 | IU/1 | Class C | FINISHED GOODS | SUSHRUT™ | CHS BARREL PLATE, AUTO COMP. HOLES | 38MM BARREL, 19MM WIDTH, 140DEG., 2 HOLES | 16 | No | Yes |  | No | N. A. | No | N. A. | No | Yes | No | Yes | M. L.: MFG/MD/2021/000369 |  | 1 | SUSHRUT PRODUCTS\INTERNATIONAL IMPLANTS\COMPRESSION HIP SCREW IMPLANTS\CHS BARREL PLATES, 38MM AUTO COMP HOLES, 19MM | 0 | Initial issue | Y | BONE PLATES |  | 1 | No | Yes | Yes | Yes | N. A.
B0710.1403F | B0710.1403F | CHS FORGING, 19MM WIDTH, 38MM BARREL, 316L, 140DEG. 3HOLES |  | B0710.1400F | 00 | 2011-03-26 | N. A. | N. A. | N. A. | QPR/B0710 | N. A. | N. A. | N. A. | N. A. | N. A. | PS/B0710 | 04 | 2019-08-08 | 2022-08-08 | N. A. | N. A. | B0710 | N. A. | N. A. | N. A. | SEMIFINISHED GOODS | N. A. | N. A. | N. A. | N. A. | N. A. | N. A. |  | N. A. | N. A. | N. A. | N. A. | N. A. | N. A. | N. A. | N. A. | N. A. | N. A. | 1 | SUB COMPONENTS | 0 | Initial issue | N | SUB COMPONENTS |  | No | No | N. A. | N. A. | N. A. | N. A.
B0723 | B0710.1404 | CHS BARREL PLATE, S`RUT, AUTO COMP. HOLES 38MM BARREL, 19MM WIDTH, 140DEG., 4 HOLES |  | B0723.1400 | 00 | 2011-03-26 | N. A. | N. A. | N. A. | QPF/B0723 | 02 | 2019-06-07 | 2022-06-07 | N. A. | N. A. | PS/B0723 | 04 | 2019-08-08 | 2022-08-08 | N. A. | N. A. | B0723 | TMF-1 | IU/1 | Class C | FINISHED GOODS | SUSHRUT™ | CHS BARREL PLATE, AUTO COMP. HOLES | 38MM BARREL, 19MM WIDTH, 140DEG., 4 HOLES | 16 | No | Yes |  | No | N. A. | No | N. A. | No | Yes | No | Yes | M. L.: MFG/MD/2021/000369 |  | 1 | SUSHRUT PRODUCTS\INTERNATIONAL IMPLANTS\COMPRESSION HIP SCREW IMPLANTS\CHS BARREL PLATES, 38MM AUTO COMP HOLES, 19MM | 0 | Initial issue | Y | BONE PLATES |  | 1 | No | Yes | Yes | Yes | N. A.
B0710.1404F | B0710.1404F | CHS FORGING, 19MM WIDTH, 38MM BARREL, 316L, 140DEG. 4HOLES |  | B0710.1400F | 00 | 2011-03-26 | N. A. | N. A. | N. A. | QPR/B0710 | N. A. | N. A. | N. A. | N. A. | N. A. | PS/B0710 | 04 | 2019-08-08 | 2022-08-08 | N. A. | N. A. | B0710 | N. A. | N. A. | N. A. | SEMIFINISHED GOODS | N. A. | N. A. | N. A. | N. A. | N. A. | N. A. |  | N. A. | N. A. | N. A. | N. A. | N. A. | N. A. | N. A. | N. A. | N. A. | N. A. | 1 | SUB COMPONENTS | 0 | Initial issue | N | SUB COMPONENTS |  | No | No | N. A. | N. A. | N. A. | N. A.
B0723 | B0710.1405 | CHS BARREL PLATE, S`RUT, AUTO COMP. HOLES 38MM BARREL, 19MM WIDTH, 140DEG., 5 HOLES |  | B0723.1400 | 00 | 2011-03-26 | N. A. | N. A. | N. A. | QPF/B0723 | 02 | 2019-06-07 | 2022-06-07 | N. A. | N. A. | PS/B0723 | 04 | 2019-08-08 | 2022-08-08 | N. A. | N. A. | B0723 | TMF-1 | IU/1 | Class C | FINISHED GOODS | SUSHRUT™ | CHS BARREL PLATE, AUTO COMP. HOLES | 38MM BARREL, 19MM WIDTH, 140DEG., 5 HOLES | 16 | No | Yes |  | No | N. A. | No | N. A. | No | Yes | No | Yes | M. L.: MFG/MD/2021/000369 |  | 1 | SUSHRUT PRODUCTS\INTERNATIONAL IMPLANTS\COMPRESSION HIP SCREW IMPLANTS\CHS BARREL PLATES, 38MM AUTO COMP HOLES, 19MM | 0 | Initial issue | Y | BONE PLATES |  | 1 | No | Yes | Yes | Yes | N. A.
B0710.1405F | B0710.1405F | CHS FORGING, 19MM WIDTH, 38MM BARREL, 316L, 140DEG. 5HOLES |  | B0710.1400F | 00 | 2011-03-26 | N. A. | N. A. | N. A. | QPR/B0710 | N. A. | N. A. | N. A. | N. A. | N. A. | PS/B0710 | 04 | 2019-08-08 | 2022-08-08 | N. A. | N. A. | B0710 | N. A. | N. A. | N. A. | SEMIFINISHED GOODS | N. A. | N. A. | N. A. | N. A. | N. A. | N. A. |  | N. A. | N. A. | N. A. | N. A. | N. A. | N. A. | N. A. | N. A. | N. A. | N. A. | 1 | SUB COMPONENTS | 0 | Initial issue | N | SUB COMPONENTS |  | No | No | N. A. | N. A. | N. A. | N. A.
B0723 | B0710.1406 | CHS BARREL PLATE, S`RUT, AUTO COMP. HOLES 38MM BARREL, 19MM WIDTH, 140DEG., 6 HOLES |  | B0723.1400 | 00 | 2011-03-26 | N. A. | N. A. | N. A. | QPF/B0723 | 02 | 2019-06-07 | 2022-06-07 | N. A. | N. A. | PS/B0723 | 04 | 2019-08-08 | 2022-08-08 | N. A. | N. A. | B0723 | TMF-1 | IU/1 | Class C | FINISHED GOODS | SUSHRUT™ | CHS BARREL PLATE, AUTO COMP. HOLES | 38MM BARREL, 19MM WIDTH, 140DEG., 6 HOLES | 16 | No | Yes |  | No | N. A. | No | N. A. | No | Yes | No | Yes | M. L.: MFG/MD/2021/000369 |  | 1 | SUSHRUT PRODUCTS\INTERNATIONAL IMPLANTS\COMPRESSION HIP SCREW IMPLANTS\CHS BARREL PLATES, 38MM AUTO COMP HOLES, 19MM | 0 | Initial issue | Y | BONE PLATES |  | 1 | No | Yes | Yes | Yes | N. A.
B0710.1406F | B0710.1406F | CHS FORGING, 19MM WIDTH, 38MM BARREL, 316L, 140DEG. UPTO 6HOLES |  | B0710.1400F | 00 | 2011-03-26 | N. A. | N. A. | N. A. | QPF/B0710 | N. A. | N. A. | N. A. | N. A. | N. A. | PS/B0710 | 04 | 2019-08-08 | 2022-08-08 | N. A. | N. A. | B0710 | N. A. | N. A. | N. A. | SEMIFINISHED GOODS | N. A. | N. A. | N. A. | N. A. | N. A. | N. A. |  | N. A. | N. A. | N. A. | N. A. | N. A. | N. A. | N. A. | N. A. | N. A. | N. A. | 1 | SUB COMPONENTS | 0 | Initial issue | N | BONE PLATES |  | No | No | N. A. | N. A. | N. A. | N. A.
B0710.1407F | B0710.1407F | CHS FORGING, 19MM WIDTH, 38MM BARREL, 316L, 140DEG. 7HOLES |  | B0710.1400F | 00 | 2011-03-26 | N. A. | N. A. | N. A. | QPR/B0710 | N. A. | N. A. | N. A. | N. A. | N. A. | PS/B0710 | 04 | 2019-08-08 | 2022-08-08 | N. A. | N. A. | B0710 | N. A. | N. A. | N. A. | SEMIFINISHED GOODS | N. A. | N. A. | N. A. | N. A. | N. A. | N. A. |  | N. A. | N. A. | N. A. | N. A. | N. A. | N. A. | N. A. | N. A. | N. A. | N. A. | 1 | SUB COMPONENTS | 0 | Initial issue | N | SUB COMPONENTS |  | No | No | N. A. | N. A. | N. A. | N. A.
B0710.1408F | B0710.1408F | CHS FORGING, 19MM WIDTH, 38MM BARREL, 316L, 140DEG. 8HOLES |  | B0710.1400F | 00 | 2011-03-26 | N. A. | N. A. | N. A. | QPR/B0710 | N. A. | N. A. | N. A. | N. A. | N. A. | PS/B0710 | 04 | 2019-08-08 | 2022-08-08 | N. A. | N. A. | B0710 | N. A. | N. A. | N. A. | SEMIFINISHED GOODS | N. A. | N. A. | N. A. | N. A. | N. A. | N. A. |  | N. A. | N. A. | N. A. | N. A. | N. A. | N. A. | N. A. | N. A. | N. A. | N. A. | 1 | SUB COMPONENTS | 0 | Initial issue | N | SUB COMPONENTS |  | No | No | N. A. | N. A. | N. A. | N. A.
B0710.1409F | B0710.1409F | CHS FORGING, 19MM WIDTH, 38MM BARREL, 316L, 140DEG. UPTO 9HOLES |  | B0710.1400F | 00 | 2011-03-26 | N. A. | N. A. | N. A. | QPF/B0710 | N. A. | N. A. | N. A. | N. A. | N. A. | PS/B0710 | 04 | 2019-08-08 | 2022-08-08 | N. A. | N. A. | B0710 | N. A. | N. A. | N. A. | SEMIFINISHED GOODS | N. A. | N. A. | N. A. | N. A. | N. A. | N. A. |  | N. A. | N. A. | N. A. | N. A. | N. A. | N. A. | N. A. | N. A. | N. A. | N. A. | 1 | SUB COMPONENTS | 0 | Initial issue | N | BONE PLATES |  | No | No | N. A. | N. A. | N. A. | N. A.
B0710.1410F | B0710.1410F | CHS FORGING, 19MM WIDTH, 38MM BARREL, 316L, 140DEG. 10HOLES |  | B0710.1400F | 00 | 2011-03-26 | N. A. | N. A. | N. A. | QPR/B0710 | N. A. | N. A. | N. A. | N. A. | N. A. | PS/B0710 | 04 | 2019-08-08 | 2022-08-08 | N. A. | N. A. | B0710 | N. A. | N. A. | N. A. | SEMIFINISHED GOODS | N. A. | N. A. | N. A. | N. A. | N. A. | N. A. |  | N. A. | N. A. | N. A. | N. A. | N. A. | N. A. | N. A. | N. A. | N. A. | N. A. | 1 | SUB COMPONENTS | 0 | Initial issue | N | SUB COMPONENTS |  | No | No | N. A. | N. A. | N. A. | N. A.
B0710.1411F | B0710.1411F | CHS FORGING, 19MM WIDTH, 38MM BARREL, 316L, 140DEG. 11HOLES |  | B0710.1400F | 00 | 2011-03-26 | N. A. | N. A. | N. A. | QPR/B0710 | N. A. | N. A. | N. A. | N. A. | N. A. | PS/B0710 | 04 | 2019-08-08 | 2022-08-08 | N. A. | N. A. | B0710 | N. A. | N. A. | N. A. | SEMIFINISHED GOODS | N. A. | N. A. | N. A. | N. A. | N. A. | N. A. |  | N. A. | N. A. | N. A. | N. A. | N. A. | N. A. | N. A. | N. A. | N. A. | N. A. | 1 | SUB COMPONENTS | 0 | Initial issue | N | SUB COMPONENTS |  | No | No | N. A. | N. A. | N. A. | N. A.
B0710.1412F | B0710.1412F | CHS FORGING, 19MM WIDTH, 38MM BARREL, 316L, 140DEG. UPTO 12HOLES |  | B0710.1400F | 00 | 2011-03-26 | N. A. | N. A. | N. A. | QPF/B0710 | N. A. | N. A. | N. A. | N. A. | N. A. | PS/B0710 | 04 | 2019-08-08 | 2022-08-08 | N. A. | N. A. | B0710 | N. A. | N. A. | N. A. | SEMIFINISHED GOODS | N. A. | N. A. | N. A. | N. A. | N. A. | N. A. |  | N. A. | N. A. | N. A. | N. A. | N. A. | N. A. | N. A. | N. A. | N. A. | N. A. | 1 | SUB COMPONENTS | 0 | Initial issue | N | BONE PLATES |  | No | No | N. A. | N. A. | N. A. | N. A.
B0710.1413F | B0710.1413F | CHS FORGING, 19MM WIDTH, 38MM BARREL, 316L, 140DEG. 13HOLES |  | B0710.1400F | 00 | 2011-03-26 | N. A. | N. A. | N. A. | QPR/B0710 | N. A. | N. A. | N. A. | N. A. | N. A. | PS/B0710 | 04 | 2019-08-08 | 2022-08-08 | N. A. | N. A. | B0710 | N. A. | N. A. | N. A. | SEMIFINISHED GOODS | N. A. | N. A. | N. A. | N. A. | N. A. | N. A. |  | N. A. | N. A. | N. A. | N. A. | N. A. | N. A. | N. A. | N. A. | N. A. | N. A. | 1 | SUB COMPONENTS | 0 | Initial issue | N | SUB COMPONENTS |  | No | No | N. A. | N. A. | N. A. | N. A.
B0710.1414F | B0710.1414F | CHS FORGING, 19MM WIDTH, 38MM BARREL, 316L, 140DEG. 14HOLES |  | B0710.1400F | 00 | 2011-03-26 | N. A. | N. A. | N. A. | QPR/B0710 | N. A. | N. A. | N. A. | N. A. | N. A. | PS/B0710 | 04 | 2019-08-08 | 2022-08-08 | N. A. | N. A. | B0710 | N. A. | N. A. | N. A. | SEMIFINISHED GOODS | N. A. | N. A. | N. A. | N. A. | N. A. | N. A. |  | N. A. | N. A. | N. A. | N. A. | N. A. | N. A. | N. A. | N. A. | N. A. | N. A. | 1 | SUB COMPONENTS | 0 | Initial issue | N | SUB COMPONENTS |  | No | No | N. A. | N. A. | N. A. | N. A.
B0710.1415F | B0710.1415F | CHS FORGING, 19MM WIDTH, 38MM BARREL, 316L, 140DEG. UPTO 15HOLES |  | B0710.1400F | 00 | 2011-03-26 | N. A. | N. A. | N. A. | QPF/B0710 | N. A. | N. A. | N. A. | N. A. | N. A. | PS/B0710 | 04 | 2019-08-08 | 2022-08-08 | N. A. | N. A. | B0710 | N. A. | N. A. | N. A. | SEMIFINISHED GOODS | N. A. | N. A. | N. A. | N. A. | N. A. | N. A. |  | N. A. | N. A. | N. A. | N. A. | N. A. | N. A. | N. A. | N. A. | N. A. | N. A. | 1 | SUB COMPONENTS | 0 | Initial issue | N | BONE PLATES |  | No | No | N. A. | N. A. | N. A. | N. A.
B0710.1416F | B0710.1416F | CHS FORGING, 19MM WIDTH, 38MM BARREL, 316L, 140DEG. 16HOLES |  | B0710.1400F | 00 | 2011-03-26 | N. A. | N. A. | N. A. | QPR/B0710 | N. A. | N. A. | N. A. | N. A. | N. A. | PS/B0710 | 04 | 2019-08-08 | 2022-08-08 | N. A. | N. A. | B0710 | N. A. | N. A. | N. A. | SEMIFINISHED GOODS | N. A. | N. A. | N. A. | N. A. | N. A. | N. A. |  | N. A. | N. A. | N. A. | N. A. | N. A. | N. A. | N. A. | N. A. | N. A. | N. A. | 1 | SUB COMPONENTS | 0 | Initial issue | N | SUB COMPONENTS |  | No | No | N. A. | N. A. | N. A. | N. A.
B0710.1417F | B0710.1417F | CHS FORGING, 19MM WIDTH, 38MM BARREL, 316L, 140DEG. 17HOLES |  | B0710.1400F | 00 | 2011-03-26 | N. A. | N. A. | N. A. | QPR/B0710 | N. A. | N. A. | N. A. | N. A. | N. A. | PS/B0710 | 04 | 2019-08-08 | 2022-08-08 | N. A. | N. A. | B0710 | N. A. | N. A. | N. A. | SEMIFINISHED GOODS | N. A. | N. A. | N. A. | N. A. | N. A. | N. A. |  | N. A. | N. A. | N. A. | N. A. | N. A. | N. A. | N. A. | N. A. | N. A. | N. A. | 1 | SUB COMPONENTS | 0 | Initial issue | N | SUB COMPONENTS |  | No | No | N. A. | N. A. | N. A. | N. A.
B0710.1418F | B0710.1418F | CHS FORGING, 19MM WIDTH, 38MM BARREL, 316L, 140DEG. UPTO 18HOLES |  | B0710.1400F | 00 | 2011-03-26 | N. A. | N. A. | N. A. | QPF/B0710 | N. A. | N. A. | N. A. | N. A. | N. A. | PS/B0710 | 04 | 2019-08-08 | 2022-08-08 | N. A. | N. A. | B0710 | N. A. | N. A. | N. A. | SEMIFINISHED GOODS | N. A. | N. A. | N. A. | N. A. | N. A. | N. A. |  | N. A. | N. A. | N. A. | N. A. | N. A. | N. A. | N. A. | N. A. | N. A. | N. A. | 1 | SUB COMPONENTS | 0 | Initial issue | N | BONE PLATES |  | No | No | N. A. | N. A. | N. A. | N. A.
B0710.1450F | B0710.1450F | CHS FORGING, 19MM WIDTH, 38MM BARREL, 316L, 145DEG. DOUBLE ENDED |  | B0710.1450F | 00 | 2011-03-26 | N. A. | N. A. | N. A. | QPF/B0710F | N. A. | N. A. | N. A. | N. A. | N. A. | PS/B0710FDE | 04 | 2019-08-08 | 2022-08-08 | N. A. | N. A. | B0710 | N. A. | N. A. | N. A. | SEMIFINISHED GOODS | N. A. | N. A. | N. A. | N. A. | N. A. | N. A. |  | N. A. | N. A. | N. A. | N. A. | N. A. | N. A. | N. A. | N. A. | N. A. | N. A. | 1 | SUB COMPONENTS | 0 | Initial issue | N | BONE PLATES |  | No | No | N. A. | N. A. | N. A. | N. A.
B0723 | B0710.1452 | CHS BARREL PLATE, S`RUT, AUTO COMP. HOLES 38MM BARREL, 19MM WIDTH, 145DEG., 2 HOLES |  | B0723.1450 | 00 | 2011-03-26 | N. A. | N. A. | N. A. | QPF/B0723 | 02 | 2019-06-07 | 2022-06-07 | N. A. | N. A. | PS/B0723 | 04 | 2019-08-08 | 2022-08-08 | N. A. | N. A. | B0723 | TMF-1 | IU/1 | Class C | FINISHED GOODS | SUSHRUT™ | CHS BARREL PLATE, AUTO COMP. HOLES | 38MM BARREL, 19MM WIDTH, 145DEG., 2 HOLES | 16 | No | Yes |  | No | N. A. | No | N. A. | No | Yes | No | Yes | M. L.: MFG/MD/2021/000369 |  | 1 | SUSHRUT PRODUCTS\INTERNATIONAL IMPLANTS\COMPRESSION HIP SCREW IMPLANTS\CHS BARREL PLATES, 38MM AUTO COMP HOLES, 19MM | 0 | Initial issue | Y | BONE PLATES |  | 1 | No | Yes | Yes | Yes | N. A.
B0710.1453F | B0710.1453F | CHS FORGING, 19MM WIDTH, 38MM BARREL, 316L, 145DEG. 3HOLES |  | B0710.1450F | 00 | 2011-03-26 | N. A. | N. A. | N. A. | QPR/B0710 | N. A. | N. A. | N. A. | N. A. | N. A. | PS/B0710 | 04 | 2019-08-08 | 2022-08-08 | N. A. | N. A. | B0710 | N. A. | N. A. | N. A. | SEMIFINISHED GOODS | N. A. | N. A. | N. A. | N. A. | N. A. | N. A. |  | N. A. | N. A. | N. A. | N. A. | N. A. | N. A. | N. A. | N. A. | N. A. | N. A. | 1 | SUB COMPONENTS | 0 | Initial issue | N | SUB COMPONENTS |  | No | No | N. A. | N. A. | N. A. | N. A.
B0723 | B0710.1454 | CHS BARREL PLATE, S`RUT, AUTO COMP. HOLES 38MM BARREL, 19MM WIDTH, 145DEG., 4 HOLES |  | B0723.1450 | 00 | 2011-03-26 | N. A. | N. A. | N. A. | QPF/B0723 | 02 | 2019-06-07 | 2022-06-07 | N. A. | N. A. | PS/B0723 | 04 | 2019-08-08 | 2022-08-08 | N. A. | N. A. | B0723 | TMF-1 | IU/1 | Class C | FINISHED GOODS | SUSHRUT™ | CHS BARREL PLATE, AUTO COMP. HOLES | 38MM BARREL, 19MM WIDTH, 145DEG., 4 HOLES | 16 | No | Yes |  | No | N. A. | No | N. A. | No | Yes | No | Yes | M. L.: MFG/MD/2021/000369 |  | 1 | SUSHRUT PRODUCTS\INTERNATIONAL IMPLANTS\COMPRESSION HIP SCREW IMPLANTS\CHS BARREL PLATES, 38MM AUTO COMP HOLES, 19MM | 0 | Initial issue | Y | BONE PLATES |  | 1 | No | Yes | Yes | Yes | N. A.
B0710.1454F | B0710.1454F | CHS FORGING, 19MM WIDTH, 38MM BARREL, 316L, 145DEG. 4HOLES |  | B0710.1450F | 00 | 2011-03-26 | N. A. | N. A. | N. A. | QPR/B0710 | N. A. | N. A. | N. A. | N. A. | N. A. | PS/B0710 | 04 | 2019-08-08 | 2022-08-08 | N. A. | N. A. | B0710 | N. A. | N. A. | N. A. | SEMIFINISHED GOODS | N. A. | N. A. | N. A. | N. A. | N. A. | N. A. |  | N. A. | N. A. | N. A. | N. A. | N. A. | N. A. | N. A. | N. A. | N. A. | N. A. | 1 | SUB COMPONENTS | 0 | Initial issue | N | SUB COMPONENTS |  | No | No | N. A. | N. A. | N. A. | N. A.
B0723 | B0710.1455 | CHS BARREL PLATE, S`RUT, AUTO COMP. HOLES 38MM BARREL, 19MM WIDTH, 145DEG., 5 HOLES |  | B0723.1450 | 00 | 2011-03-26 | N. A. | N. A. | N. A. | QPF/B0723 | 02 | 2019-06-07 | 2022-06-07 | N. A. | N. A. | PS/B0723 | 04 | 2019-08-08 | 2022-08-08 | N. A. | N. A. | B0723 | TMF-1 | IU/1 | Class C | FINISHED GOODS | SUSHRUT™ | CHS BARREL PLATE, AUTO COMP. HOLES | 38MM BARREL, 19MM WIDTH, 145DEG., 5 HOLES | 16 | No | Yes |  | No | N. A. | No | N. A. | No | Yes | No | Yes | M. L.: MFG/MD/2021/000369 |  | 1 | SUSHRUT PRODUCTS\INTERNATIONAL IMPLANTS\COMPRESSION HIP SCREW IMPLANTS\CHS BARREL PLATES, 38MM AUTO COMP HOLES, 19MM | 0 | Initial issue | Y | BONE PLATES |  | 1 | No | Yes | Yes | Yes | N. A.
B0710.1455F | B0710.1455F | CHS FORGING, 19MM WIDTH, 38MM BARREL, 316L, 145DEG. 5HOLES |  | B0710.1450F | 00 | 2011-03-26 | N. A. | N. A. | N. A. | QPR/B0710 | N. A. | N. A. | N. A. | N. A. | N. A. | PS/B0710 | 04 | 2019-08-08 | 2022-08-08 | N. A. | N. A. | B0710 | N. A. | N. A. | N. A. | SEMIFINISHED GOODS | N. A. | N. A. | N. A. | N. A. | N. A. | N. A. |  | N. A. | N. A. | N. A. | N. A. | N. A. | N. A. | N. A. | N. A. | N. A. | N. A. | 1 | SUB COMPONENTS | 0 | Initial issue | N | SUB COMPONENTS |  | No | No | N. A. | N. A. | N. A. | N. A.
B0723 | B0710.1456 | CHS BARREL PLATE, S`RUT, AUTO COMP. HOLES 38MM BARREL, 19MM WIDTH, 145DEG., 6 HOLES |  | B0723.1450 | 00 | 2011-03-26 | N. A. | N. A. | N. A. | QPF/B0723 | 02 | 2019-06-07 | 2022-06-07 | N. A. | N. A. | PS/B0723 | 04 | 2019-08-08 | 2022-08-08 | N. A. | N. A. | B0723 | TMF-1 | IU/1 | Class C | FINISHED GOODS | SUSHRUT™ | CHS BARREL PLATE, AUTO COMP. HOLES | 38MM BARREL, 19MM WIDTH, 145DEG., 6 HOLES | 16 | No | Yes |  | No | N. A. | No | N. A. | No | Yes | No | Yes | M. L.: MFG/MD/2021/000369 |  | 1 | SUSHRUT PRODUCTS\INTERNATIONAL IMPLANTS\COMPRESSION HIP SCREW IMPLANTS\CHS BARREL PLATES, 38MM AUTO COMP HOLES, 19MM | 0 | Initial issue | Y | BONE PLATES |  | 1 | No | Yes | Yes | Yes | N. A.
B0710.1456F | B0710.1456F | CHS FORGING, 19MM WIDTH, 38MM BARREL, 316L, 145DEG. UPTO 6HOLES |  | B0710.1450F | 00 | 2011-03-26 | N. A. | N. A. | N. A. | QPF/B0710 | N. A. | N. A. | N. A. | N. A. | N. A. | PS/B0710 | 04 | 2019-08-08 | 2022-08-08 | N. A. | N. A. | B0710 | N. A. | N. A. | N. A. | SEMIFINISHED GOODS | N. A. | N. A. | N. A. | N. A. | N. A. | N. A. |  | N. A. | N. A. | N. A. | N. A. | N. A. | N. A. | N. A. | N. A. | N. A. | N. A. | 1 | SUB COMPONENTS | 0 | Initial issue | N | BONE PLATES |  | No | No | N. A. | N. A. | N. A. | N. A.
B0710.1457F | B0710.1457F | CHS FORGING, 19MM WIDTH, 38MM BARREL, 316L, 145DEG. 7HOLES |  | B0710.1450F | 00 | 2011-03-26 | N. A. | N. A. | N. A. | QPR/B0710 | N. A. | N. A. | N. A. | N. A. | N. A. | PS/B0710 | 04 | 2019-08-08 | 2022-08-08 | N. A. | N. A. | B0710 | N. A. | N. A. | N. A. | SEMIFINISHED GOODS | N. A. | N. A. | N. A. | N. A. | N. A. | N. A. |  | N. A. | N. A. | N. A. | N. A. | N. A. | N. A. | N. A. | N. A. | N. A. | N. A. | 1 | SUB COMPONENTS | 0 | Initial issue | N | SUB COMPONENTS |  | No | No | N. A. | N. A. | N. A. | N. A.
B0710.1458F | B0710.1458F | CHS FORGING, 19MM WIDTH, 38MM BARREL, 316L, 145DEG. 8HOLES |  | B0710.1450F | 00 | 2011-03-26 | N. A. | N. A. | N. A. | QPR/B0710 | N. A. | N. A. | N. A. | N. A. | N. A. | PS/B0710 | 04 | 2019-08-08 | 2022-08-08 | N. A. | N. A. | B0710 | N. A. | N. A. | N. A. | SEMIFINISHED GOODS | N. A. | N. A. | N. A. | N. A. | N. A. | N. A. |  | N. A. | N. A. | N. A. | N. A. | N. A. | N. A. | N. A. | N. A. | N. A. | N. A. | 1 | SUB COMPONENTS | 0 | Initial issue | N | SUB COMPONENTS |  | No | No | N. A. | N. A. | N. A. | N. A.
B0710.1459F | B0710.1459F | CHS FORGING, 19MM WIDTH, 38MM BARREL, 316L, 145DEG. UPTO 9HOLES |  | B0710.1450F | 00 | 2011-03-26 | N. A. | N. A. | N. A. | QPF/B0710 | N. A. | N. A. | N. A. | N. A. | N. A. | PS/B0710 | 04 | 2019-08-08 | 2022-08-08 | N. A. | N. A. | B0710 | N. A. | N. A. | N. A. | SEMIFINISHED GOODS | N. A. | N. A. | N. A. | N. A. | N. A. | N. A. |  | N. A. | N. A. | N. A. | N. A. | N. A. | N. A. | N. A. | N. A. | N. A. | N. A. | 1 | SUB COMPONENTS | 0 | Initial issue | N | BONE PLATES |  | No | No | N. A. | N. A. | N. A. | N. A.
B0710.1460F | B0710.1460F | CHS FORGING, 19MM WIDTH, 38MM BARREL, 316L, 145DEG. 10HOLES |  | B0710.1450F | 00 | 2011-03-26 | N. A. | N. A. | N. A. | QPR/B0710 | N. A. | N. A. | N. A. | N. A. | N. A. | PS/B0710 | 04 | 2019-08-08 | 2022-08-08 | N. A. | N. A. | B0710 | N. A. | N. A. | N. A. | SEMIFINISHED GOODS | N. A. | N. A. | N. A. | N. A. | N. A. | N. A. |  | N. A. | N. A. | N. A. | N. A. | N. A. | N. A. | N. A. | N. A. | N. A. | N. A. | 1 | SUB COMPONENTS | 0 | Initial issue | N | SUB COMPONENTS |  | No | No | N. A. | N. A. | N. A. | N. A.
B0710.1461F | B0710.1461F | CHS FORGING, 19MM WIDTH, 38MM BARREL, 316L, 145DEG. 11HOLES |  | B0710.1450F | 00 | 2011-03-26 | N. A. | N. A. | N. A. | QPR/B0710 | N. A. | N. A. | N. A. | N. A. | N. A. | PS/B0710 | 04 | 2019-08-08 | 2022-08-08 | N. A. | N. A. | B0710 | N. A. | N. A. | N. A. | SEMIFINISHED GOODS | N. A. | N. A. | N. A. | N. A. | N. A. | N. A. |  | N. A. | N. A. | N. A. | N. A. | N. A. | N. A. | N. A. | N. A. | N. A. | N. A. | 1 | SUB COMPONENTS | 0 | Initial issue | N | SUB COMPONENTS |  | No | No | N. A. | N. A. | N. A. | N. A.
B0710.1462F | B0710.1462F | CHS FORGING, 19MM WIDTH, 38MM BARREL, 316L, 145DEG. UPTO 12HOLES |  | B0710.1450F | 00 | 2011-03-26 | N. A. | N. A. | N. A. | QPF/B0710 | N. A. | N. A. | N. A. | N. A. | N. A. | PS/B0710 | 04 | 2019-08-08 | 2022-08-08 | N. A. | N. A. | B0710 | N. A. | N. A. | N. A. | SEMIFINISHED GOODS | N. A. | N. A. | N. A. | N. A. | N. A. | N. A. |  | N. A. | N. A. | N. A. | N. A. | N. A. | N. A. | N. A. | N. A. | N. A. | N. A. | 1 | SUB COMPONENTS | 0 | Initial issue | N | BONE PLATES |  | No | No | N. A. | N. A. | N. A. | N. A.
B0710.1463F | B0710.1463F | CHS FORGING, 19MM WIDTH, 38MM BARREL, 316L, 145DEG. 13HOLES |  | B0710.1450F | 00 | 2011-03-26 | N. A. | N. A. | N. A. | QPR/B0710 | N. A. | N. A. | N. A. | N. A. | N. A. | PS/B0710 | 04 | 2019-08-08 | 2022-08-08 | N. A. | N. A. | B0710 | N. A. | N. A. | N. A. | SEMIFINISHED GOODS | N. A. | N. A. | N. A. | N. A. | N. A. | N. A. |  | N. A. | N. A. | N. A. | N. A. | N. A. | N. A. | N. A. | N. A. | N. A. | N. A. | 1 | SUB COMPONENTS | 0 | Initial issue | N | SUB COMPONENTS |  | No | No | N. A. | N. A. | N. A. | N. A.
B0710.1464F | B0710.1464F | CHS FORGING, 19MM WIDTH, 38MM BARREL, 316L, 145DEG. 14HOLES |  | B0710.1450F | 00 | 2011-03-26 | N. A. | N. A. | N. A. | QPR/B0710 | N. A. | N. A. | N. A. | N. A. | N. A. | PS/B0710 | 04 | 2019-08-08 | 2022-08-08 | N. A. | N. A. | B0710 | N. A. | N. A. | N. A. | SEMIFINISHED GOODS | N. A. | N. A. | N. A. | N. A. | N. A. | N. A. |  | N. A. | N. A. | N. A. | N. A. | N. A. | N. A. | N. A. | N. A. | N. A. | N. A. | 1 | SUB COMPONENTS | 0 | Initial issue | N | SUB COMPONENTS |  | No | No | N. A. | N. A. | N. A. | N. A.
B0710.1465F | B0710.1465F | CHS FORGING, 19MM WIDTH, 38MM BARREL, 316L, 145DEG. UPTO 15HOLES |  | B0710.1450F | 00 | 2011-03-26 | N. A. | N. A. | N. A. | QPF/B0710 | N. A. | N. A. | N. A. | N. A. | N. A. | PS/B0710 | 04 | 2019-08-08 | 2022-08-08 | N. A. | N. A. | B0710 | N. A. | N. A. | N. A. | SEMIFINISHED GOODS | N. A. | N. A. | N. A. | N. A. | N. A. | N. A. |  | N. A. | N. A. | N. A. | N. A. | N. A. | N. A. | N. A. | N. A. | N. A. | N. A. | 1 | SUB COMPONENTS | 0 | Initial issue | N | BONE PLATES |  | No | No | N. A. | N. A. | N. A. | N. A.
B0710.1466F | B0710.1466F | CHS FORGING, 19MM WIDTH, 38MM BARREL, 316L, 145DEG. 16HOLES |  | B0710.1450F | 00 | 2011-03-26 | N. A. | N. A. | N. A. | QPR/B0710 | N. A. | N. A. | N. A. | N. A. | N. A. | PS/B0710 | 04 | 2019-08-08 | 2022-08-08 | N. A. | N. A. | B0710 | N. A. | N. A. | N. A. | SEMIFINISHED GOODS | N. A. | N. A. | N. A. | N. A. | N. A. | N. A. |  | N. A. | N. A. | N. A. | N. A. | N. A. | N. A. | N. A. | N. A. | N. A. | N. A. | 1 | SUB COMPONENTS | 0 | Initial issue | N | SUB COMPONENTS |  | No | No | N. A. | N. A. | N. A. | N. A.
B0710.1467F | B0710.1467F | CHS FORGING, 19MM WIDTH, 38MM BARREL, 316L, 145DEG. 17HOLES |  | B0710.1450F | 00 | 2011-03-26 | N. A. | N. A. | N. A. | QPR/B0710 | N. A. | N. A. | N. A. | N. A. | N. A. | PS/B0710 | 04 | 2019-08-08 | 2022-08-08 | N. A. | N. A. | B0710 | N. A. | N. A. | N. A. | SEMIFINISHED GOODS | N. A. | N. A. | N. A. | N. A. | N. A. | N. A. |  | N. A. | N. A. | N. A. | N. A. | N. A. | N. A. | N. A. | N. A. | N. A. | N. A. | 1 | SUB COMPONENTS | 0 | Initial issue | N | SUB COMPONENTS |  | No | No | N. A. | N. A. | N. A. | N. A.
B0710.1468F | B0710.1468F | CHS FORGING, 19MM WIDTH, 38MM BARREL, 316L, 145DEG. UPTO 18HOLES |  | B0710.1450F | 00 | 2011-03-26 | N. A. | N. A. | N. A. | QPF/B0710 | N. A. | N. A. | N. A. | N. A. | N. A. | PS/B0710 | 04 | 2019-08-08 | 2022-08-08 | N. A. | N. A. | B0710 | N. A. | N. A. | N. A. | SEMIFINISHED GOODS | N. A. | N. A. | N. A. | N. A. | N. A. | N. A. |  | N. A. | N. A. | N. A. | N. A. | N. A. | N. A. | N. A. | N. A. | N. A. | N. A. | 1 | SUB COMPONENTS | 0 | Initial issue | N | BONE PLATES |  | No | No | N. A. | N. A. | N. A. | N. A.
B0710.1500F | B0710.1500F | CHS FORGING, 19MM WIDTH, 38MM BARREL, 316L, 150DEG. DOUBLE ENDED |  | B0710.1500F | 00 | 2011-03-26 | N. A. | N. A. | N. A. | QPF/B0710F | N. A. | N. A. | N. A. | N. A. | N. A. | PS/B0710FDE | 04 | 2019-08-08 | 2022-08-08 | N. A. | N. A. | B0710 | N. A. | N. A. | N. A. | SEMIFINISHED GOODS | N. A. | N. A. | N. A. | N. A. | N. A. | N. A. |  | N. A. | N. A. | N. A. | N. A. | N. A. | N. A. | N. A. | N. A. | N. A. | N. A. | 1 | SUB COMPONENTS | 0 | Initial issue | N | BONE PLATES |  | No | No | N. A. | N. A. | N. A. | N. A.
B0723 | B0710.1502 | CHS BARREL PLATE, S`RUT, AUTO COMP. HOLES 38MM BARREL, 19MM WIDTH, 150DEG., 2 HOLES |  | B0723.1500 | 00 | 2011-03-26 | N. A. | N. A. | N. A. | QPF/B0723 | 02 | 2019-06-07 | 2022-06-07 | N. A. | N. A. | PS/B0723 | 04 | 2019-08-08 | 2022-08-08 | N. A. | N. A. | B0723 | TMF-1 | IU/1 | Class C | FINISHED GOODS | SUSHRUT™ | CHS BARREL PLATE, AUTO COMP. HOLES | 38MM BARREL, 19MM WIDTH, 150DEG., 2 HOLES | 16 | No | Yes |  | No | N. A. | No | N. A. | No | Yes | No | Yes | M. L.: MFG/MD/2021/000369 |  | 1 | SUSHRUT PRODUCTS\INTERNATIONAL IMPLANTS\COMPRESSION HIP SCREW IMPLANTS\CHS BARREL PLATES, 38MM AUTO COMP HOLES, 19MM | 0 | Initial issue | Y | BONE PLATES |  | 1 | No | Yes | Yes | Yes | N. A.
B0723 | B0710.1502s | C.H.S. BARREL PLATE, S`RUT, 38MM BARREL, 19MM WIDTH, 150DEG., 2 AUTO COMP. HOLES, STERILE |  | B0723.1500 | 00 | 2011-03-26 | N. A. | N. A. | N. A. | QPF/B0723 | 02 | 2019-06-07 | 2022-06-07 | N. A. | N. A. | PS/B0723 | 04 | 2019-08-08 | 2022-08-08 | N. A. | N. A. | B0723 | TMF-1 | IU/1 | Class C | FINISHED GOODS | SUSHRUT™ | C.H.S. BARREL PLATE, 38MM BARREL, 19MM WIDTH, | 150DEG., 2 AUTO COMP. HOLES, STERILE | 04 | Yes | No | R | Yes | N. A. | No | N. A. | No | Yes | No | Yes | M. L.: MFG/MD/2021/000369 |  | 1 | SUSHRUT PRODUCTS\INTERNATIONAL IMPLANTS\COMPRESSION HIP SCREW IMPLANTS\CHS BARREL PLATES, 38MM AUTO COMP HOLES, 19MM | 0.016 | Initial issue | Y | BONE PLATES |  | 1/lot | No | Yes | Yes | No | N. A. | 150° | 2H STANDARD
B0723 | B0710.1503 | C.H.S. BARREL PLATE, S`RUT, 38MM BARREL, 19MM WIDTH, 150DEG., 3 AUTO COMP. HOLES |  | B0723.1500 | 00 | 2011-03-26 | N. A. | N. A. | N. A. | QPF/B0723 | 02 | 2019-06-07 | 2022-06-07 | N. A. | N. A. | PS/B0723 | 04 | 2019-08-08 | 2022-08-08 | N. A. | N. A. | B0723 | TMF-1 | IU/1 | Class C | FINISHED GOODS | SUSHRUT™ | C.H.S. BARREL PLATE, 38MM BARREL, 19MM WIDTH, | 150DEG., 3 AUTO COMP. HOLES | 16 | No | Yes |  | No | N. A. | No | N. A. | No | Yes | No | Yes | M. L.: MFG/MD/2021/000369 |  | 1 | SUSHRUT PRODUCTS\INTERNATIONAL IMPLANTS\COMPRESSION HIP SCREW IMPLANTS\CHS BARREL PLATES, 38MM AUTO COMP HOLES, 19MM | 0 | Initial issue | Y | BONE PLATES |  | 1 | No | Yes | Yes | Yes | N. A.
B0710.1503F | B0710.1503F | CHS FORGING, 19MM WIDTH, 38MM BARREL, 316L, 150DEG. 3HOLES |  | B0710.1500F | 00 | 2011-03-26 | N. A. | N. A. | N. A. | QPR/B0710 | N. A. | N. A. | N. A. | N. A. | N. A. | PS/B0710 | 04 | 2019-08-08 | 2022-08-08 | N. A. | N. A. | B0710 | N. A. | N. A. | N. A. | SEMIFINISHED GOODS | N. A. | N. A. | N. A. | N. A. | N. A. | N. A. |  | N. A. | N. A. | N. A. | N. A. | N. A. | N. A. | N. A. | N. A. | N. A. | N. A. | 1 | SUB COMPONENTS | 0 | Initial issue | N | SUB COMPONENTS |  | No | No | N. A. | N. A. | N. A. | N. A.
B0723 | B0710.1503s | C.H.S. BARREL PLATE, S`RUT, 38MM BARREL, 19MM WIDTH, 150DEG., 3 AUTO COMP. HOLES, STERILE |  | B0723.1500 | 00 | 2011-03-26 | N. A. | N. A. | N. A. | QPF/B0723 | 02 | 2019-06-07 | 2022-06-07 | N. A. | N. A. | PS/B0723 | 04 | 2019-08-08 | 2022-08-08 | N. A. | N. A. | B0723 | TMF-1 | IU/1 | Class C | FINISHED GOODS | SUSHRUT™ | C.H.S. BARREL PLATE, 38MM BARREL, 19MM WIDTH, | 150DEG., 3 AUTO COMP. HOLES, STERILE | 04 | Yes | No | R | Yes | N. A. | No | N. A. | No | Yes | No | Yes | M. L.: MFG/MD/2021/000369 |  | 1 | SUSHRUT PRODUCTS\INTERNATIONAL IMPLANTS\COMPRESSION HIP SCREW IMPLANTS\CHS BARREL PLATES, 38MM AUTO COMP HOLES, 19MM | 0 | Initial issue | Y | BONE PLATES |  | 1/lot | No | Yes | Yes | No | N. A. | 150° | 3H STANDARD
B0723 | B0710.1504 | CHS BARREL PLATE, S`RUT, AUTO COMP. HOLES 38MM BARREL, 19MM WIDTH, 150DEG., 4 HOLES |  | B0723.1500 | 00 | 2011-03-26 | N. A. | N. A. | N. A. | QPF/B0723 | 02 | 2019-06-07 | 2022-06-07 | N. A. | N. A. | PS/B0723 | 04 | 2019-08-08 | 2022-08-08 | N. A. | N. A. | B0723 | TMF-1 | IU/1 | Class C | FINISHED GOODS | SUSHRUT™ | CHS BARREL PLATE, AUTO COMP. HOLES | 38MM BARREL, 19MM WIDTH, 150DEG., 4 HOLES | 16 | No | Yes |  | No | N. A. | No | N. A. | No | Yes | No | Yes | M. L.: MFG/MD/2021/000369 |  | 1 | SUSHRUT PRODUCTS\INTERNATIONAL IMPLANTS\COMPRESSION HIP SCREW IMPLANTS\CHS BARREL PLATES, 38MM AUTO COMP HOLES, 19MM | 0.085625 | Initial issue | Y | BONE PLATES |  | 1 | No | Yes | Yes | Yes | N. A.
B0710.1504F | B0710.1504F | CHS FORGING, 19MM WIDTH, 38MM BARREL, 316L, 150DEG. 4HOLES |  | B0710.1500F | 00 | 2011-03-26 | N. A. | N. A. | N. A. | QPR/B0710 | N. A. | N. A. | N. A. | N. A. | N. A. | PS/B0710 | 04 | 2019-08-08 | 2022-08-08 | N. A. | N. A. | B0710 | N. A. | N. A. | N. A. | SEMIFINISHED GOODS | N. A. | N. A. | N. A. | N. A. | N. A. | N. A. |  | N. A. | N. A. | N. A. | N. A. | N. A. | N. A. | N. A. | N. A. | N. A. | N. A. | 1 | SUB COMPONENTS | 0 | Initial issue | N | SUB COMPONENTS |  | No | No | N. A. | N. A. | N. A. | N. A.
B0723 | B0710.1504s | C.H.S. BARREL PLATE, S`RUT, 38MM BARREL, 19MM WIDTH, 150DEG., 4 AUTO COMP. HOLES, STERILE |  | B0723.1500 | 00 | 2011-03-26 | N. A. | N. A. | N. A. | QPF/B0723 | 02 | 2019-06-07 | 2022-06-07 | N. A. | N. A. | PS/B0723 | 04 | 2019-08-08 | 2022-08-08 | N. A. | N. A. | B0723 | TMF-1 | IU/1 | Class C | FINISHED GOODS | SUSHRUT™ | C.H.S. BARREL PLATE, 38MM BARREL, 19MM WIDTH, | 150DEG., 4 AUTO COMP. HOLES, STERILE | 04 | Yes | No | R | Yes | N. A. | No | N. A. | No | Yes | No | Yes | M. L.: MFG/MD/2021/000369 |  | 1 | SUSHRUT PRODUCTS\INTERNATIONAL IMPLANTS\COMPRESSION HIP SCREW IMPLANTS\CHS BARREL PLATES, 38MM AUTO COMP HOLES, 19MM | 0 | Initial issue | Y | BONE PLATES |  | 1/lot | No | Yes | Yes | No | N. A. | 150° | 4H STANDARD
B0723 | B0710.1505 | CHS BARREL PLATE, S`RUT, AUTO COMP. HOLES 38MM BARREL, 19MM WIDTH, 150DEG., 5 HOLES |  | B0723.1500 | 00 | 2011-03-26 | N. A. | N. A. | N. A. | QPF/B0723 | 02 | 2019-06-07 | 2022-06-07 | N. A. | N. A. | PS/B0723 | 04 | 2019-08-08 | 2022-08-08 | N. A. | N. A. | B0723 | TMF-1 | IU/1 | Class C | FINISHED GOODS | SUSHRUT™ | CHS BARREL PLATE, AUTO COMP. HOLES | 38MM BARREL, 19MM WIDTH, 150DEG., 5 HOLES | 16 | No | Yes |  | No | N. A. | No | N. A. | No | Yes | No | Yes | M. L.: MFG/MD/2021/000369 |  | 1 | SUSHRUT PRODUCTS\INTERNATIONAL IMPLANTS\COMPRESSION HIP SCREW IMPLANTS\CHS BARREL PLATES, 38MM AUTO COMP HOLES, 19MM | 0.098125 | Initial issue | Y | BONE PLATES |  | 1 | No | Yes | Yes | Yes | N. A.
B0710.1505F | B0710.1505F | CHS FORGING, 19MM WIDTH, 38MM BARREL, 316L, 150DEG. 5HOLES |  | B0710.1500F | 00 | 2011-03-26 | N. A. | N. A. | N. A. | QPR/B0710 | N. A. | N. A. | N. A. | N. A. | N. A. | PS/B0710 | 04 | 2019-08-08 | 2022-08-08 | N. A. | N. A. | B0710 | N. A. | N. A. | N. A. | SEMIFINISHED GOODS | N. A. | N. A. | N. A. | N. A. | N. A. | N. A. |  | N. A. | N. A. | N. A. | N. A. | N. A. | N. A. | N. A. | N. A. | N. A. | N. A. | 1 | SUB COMPONENTS | 0 | Initial issue | N | SUB COMPONENTS |  | No | No | N. A. | N. A. | N. A. | N. A.
B0723 | B0710.1505s | C.H.S. BARREL PLATE, S`RUT, 38MM BARREL, 19MM WIDTH, 150DEG., 5 AUTO COMP. HOLES, STERILE |  | B0723.1500 | 00 | 2011-03-26 | N. A. | N. A. | N. A. | QPF/B0723 | 02 | 2019-06-07 | 2022-06-07 | N. A. | N. A. | PS/B0723 | 04 | 2019-08-08 | 2022-08-08 | N. A. | N. A. | B0723 | TMF-1 | IU/1 | Class C | FINISHED GOODS | SUSHRUT™ | C.H.S. BARREL PLATE, 38MM BARREL, 19MM WIDTH, | 150DEG., 5 AUTO COMP. HOLES, STERILE | 04 | Yes | No | R | Yes | N. A. | No | N. A. | No | Yes | No | Yes | M. L.: MFG/MD/2021/000369 |  | 1 | SUSHRUT PRODUCTS\INTERNATIONAL IMPLANTS\COMPRESSION HIP SCREW IMPLANTS\CHS BARREL PLATES, 38MM AUTO COMP HOLES, 19MM | 0.02 | Initial issue | Y | BONE PLATES |  | 1/lot | No | Yes | Yes | No | N. A. | 150° | 5H STANDARD
B0723 | B0710.1506 | CHS BARREL PLATE, S`RUT, AUTO COMP. HOLES 38MM BARREL, 19MM WIDTH, 150DEG., 6 HOLES |  | B0723.1500 | 00 | 2011-03-26 | N. A. | N. A. | N. A. | QPF/B0723 | 02 | 2019-06-07 | 2022-06-07 | N. A. | N. A. | PS/B0723 | 04 | 2019-08-08 | 2022-08-08 | N. A. | N. A. | B0723 | TMF-1 | IU/1 | Class C | FINISHED GOODS | SUSHRUT™ | CHS BARREL PLATE, AUTO COMP. HOLES | 38MM BARREL, 19MM WIDTH, 150DEG., 6 HOLES | 16 | No | Yes |  | No | N. A. | No | N. A. | No | Yes | No | Yes | M. L.: MFG/MD/2021/000369 |  | 1 | SUSHRUT PRODUCTS\INTERNATIONAL IMPLANTS\COMPRESSION HIP SCREW IMPLANTS\CHS BARREL PLATES, 38MM AUTO COMP HOLES, 19MM | 0.1096 | Initial issue | Y | BONE PLATES |  | 1 | No | Yes | Yes | Yes | N. A.
B0710.1506F | B0710.1506F | CHS FORGING, 19MM WIDTH, 38MM BARREL, 316L, 150DEG. UPTO 6HOLES |  | B0710.1500F | 00 | 2011-03-26 | N. A. | N. A. | N. A. | QPF/B0710 | N. A. | N. A. | N. A. | N. A. | N. A. | PS/B0710 | 04 | 2019-08-08 | 2022-08-08 | N. A. | N. A. | B0710 | N. A. | N. A. | N. A. | SEMIFINISHED GOODS | N. A. | N. A. | N. A. | N. A. | N. A. | N. A. |  | N. A. | N. A. | N. A. | N. A. | N. A. | N. A. | N. A. | N. A. | N. A. | N. A. | 1 | SUB COMPONENTS | 0 | Initial issue | N | BONE PLATES |  | No | No | N. A. | N. A. | N. A. | N. A.
B0723 | B0710.1506s | C.H.S. BARREL PLATE, S`RUT, 38MM BARREL, 19MM WIDTH, 150DEG., 6 AUTO COMP. HOLES, STERILE |  | B0723.1500 | 00 | 2011-03-26 | N. A. | N. A. | N. A. | QPF/B0723 | 02 | 2019-06-07 | 2022-06-07 | N. A. | N. A. | PS/B0723 | 04 | 2019-08-08 | 2022-08-08 | N. A. | N. A. | B0723 | TMF-1 | IU/1 | Class C | FINISHED GOODS | SUSHRUT™ | C.H.S. BARREL PLATE, 38MM BARREL, 19MM WIDTH, | 150DEG., 6 AUTO COMP. HOLES, STERILE | 04 | Yes | No | R | Yes | N. A. | No | N. A. | No | Yes | No | Yes | M. L.: MFG/MD/2021/000369 |  | 1 | SUSHRUT PRODUCTS\INTERNATIONAL IMPLANTS\COMPRESSION HIP SCREW IMPLANTS\CHS BARREL PLATES, 38MM AUTO COMP HOLES, 19MM | 0.021 | Initial issue | Y | BONE PLATES |  | 1/lot | No | Yes | Yes | No | N. A. | 150° | 6H STANDARD
B0710.1507F | B0710.1507F | CHS FORGING, 19MM WIDTH, 38MM BARREL, 316L, 150DEG. 7HOLES |  | B0710.1500F | 00 | 2011-03-26 | N. A. | N. A. | N. A. | QPR/B0710 | N. A. | N. A. | N. A. | N. A. | N. A. | PS/B0710 | 04 | 2019-08-08 | 2022-08-08 | N. A. | N. A. | B0710 | N. A. | N. A. | N. A. | SEMIFINISHED GOODS | N. A. | N. A. | N. A. | N. A. | N. A. | N. A. |  | N. A. | N. A. | N. A. | N. A. | N. A. | N. A. | N. A. | N. A. | N. A. | N. A. | 1 | SUB COMPONENTS | 0 | Initial issue | N | SUB COMPONENTS |  | No | No | N. A. | N. A. | N. A. | N. A.
B0723 | B0710.1508 | CHS BARREL PLATE, S`RUT, AUTO COMP. HOLES 38MM BARREL, 19MM WIDTH, 150DEG., 8 HOLES |  | B0723.1500 | 00 | 2011-03-26 | N. A. | N. A. | N. A. | QPF/B0723 | 02 | 2019-06-07 | 2022-06-07 | N. A. | N. A. | PS/B0723 | 04 | 2019-08-08 | 2022-08-08 | N. A. | N. A. | B0723 | TMF-1 | IU/1 | Class C | FINISHED GOODS | SUSHRUT™ | CHS BARREL PLATE, AUTO COMP. HOLES | 38MM BARREL, 19MM WIDTH, 150DEG., 8 HOLES | 16 | No | Yes |  | No | N. A. | No | N. A. | No | Yes | No | Yes | M. L.: MFG/MD/2021/000369 |  | 1 | SUSHRUT PRODUCTS\INTERNATIONAL IMPLANTS\COMPRESSION HIP SCREW IMPLANTS\CHS BARREL PLATES, 38MM AUTO COMP HOLES, 19MM | 0 | Initial issue | Y | BONE PLATES |  | 1 | No | Yes | Yes | Yes | N. A.
B0710.1508F | B0710.1508F | CHS FORGING, 19MM WIDTH, 38MM BARREL, 316L, 150DEG. 8HOLES |  | B0710.1500F | 00 | 2011-03-26 | N. A. | N. A. | N. A. | QPR/B0710 | N. A. | N. A. | N. A. | N. A. | N. A. | PS/B0710 | 04 | 2019-08-08 | 2022-08-08 | N. A. | N. A. | B0710 | N. A. | N. A. | N. A. | SEMIFINISHED GOODS | N. A. | N. A. | N. A. | N. A. | N. A. | N. A. |  | N. A. | N. A. | N. A. | N. A. | N. A. | N. A. | N. A. | N. A. | N. A. | N. A. | 1 | SUB COMPONENTS | 0 | Initial issue | N | SUB COMPONENTS |  | No | No | N. A. | N. A. | N. A. | N. A.
B0723 | B0710.1508S | C.H.S. BARREL PLATE, S`RUT, 38MM BARREL, 19MM WIDTH, 150DEG., 8 AUTO COMP. HOLES, STERILE |  | B0723.1500 | 00 | 2011-03-26 | N. A. | N. A. | N. A. | QPF/B0723 | 02 | 2019-06-07 | 2022-06-07 | N. A. | N. A. | PS/B0723 | 04 | 2019-08-08 | 2022-08-08 | N. A. | N. A. | B0723 | TMF-1 | IU/1 | Class C | FINISHED GOODS | SUSHRUT™ | C.H.S. BARREL PLATE, 38MM BARREL, 19MM WIDTH, | 150DEG., 8 AUTO COMP. HOLES, STERILE | 04 | Yes | No | R | Yes | N. A. | No | N. A. | No | Yes | No | Yes | M. L.: MFG/MD/2021/000369 |  | 1 | SUSHRUT PRODUCTS\INTERNATIONAL IMPLANTS\COMPRESSION HIP SCREW IMPLANTS\CHS BARREL PLATES, 38MM AUTO COMP HOLES, 19MM | 0.021 | Initial issue | Y | BONE PLATES |  | 1/lot | No | Yes | Yes | No | N. A. | 150° | 8H STANDARD
B0710.1509F | B0710.1509F | CHS FORGING, 19MM WIDTH, 38MM BARREL, 316L, 150DEG. UPTO 9HOLES |  | B0710.1500F | 00 | 2011-03-26 | N. A. | N. A. | N. A. | QPF/B0710 | N. A. | N. A. | N. A. | N. A. | N. A. | PS/B0710 | 04 | 2019-08-08 | 2022-08-08 | N. A. | N. A. | B0710 | N. A. | N. A. | N. A. | SEMIFINISHED GOODS | N. A. | N. A. | N. A. | N. A. | N. A. | N. A. |  | N. A. | N. A. | N. A. | N. A. | N. A. | N. A. | N. A. | N. A. | N. A. | N. A. | 1 | SUB COMPONENTS | 0 | Initial issue | N | BONE PLATES |  | No | No | N. A. | N. A. | N. A. | N. A.
B0723 | B0710.1510 | CHS BARREL PLATE, S`RUT, AUTO COMP. HOLES 38MM BARREL, 19MM WIDTH, 150DEG., 10 HOLES |  | B0723.1500 | 00 | 2011-03-26 | N. A. | N. A. | N. A. | QPF/B0723 | 02 | 2019-06-07 | 2022-06-07 | N. A. | N. A. | PS/B0723 | 04 | 2019-08-08 | 2022-08-08 | N. A. | N. A. | B0723 | TMF-1 | IU/1 | Class C | FINISHED GOODS | SUSHRUT™ | CHS BARREL PLATE, AUTO COMP. HOLES | 38MM BARREL, 19MM WIDTH, 150DEG., 10 HOLES | 16 | No | Yes |  | No | N. A. | No | N. A. | No | Yes | No | Yes | M. L.: MFG/MD/2021/000369 |  | 1 | SUSHRUT PRODUCTS\INTERNATIONAL IMPLANTS\COMPRESSION HIP SCREW IMPLANTS\CHS BARREL PLATES, 38MM AUTO COMP HOLES, 19MM | 0 | Initial issue | Y | BONE PLATES |  | 1 | No | Yes | Yes | Yes | N. A.
B0710.1510F | B0710.1510F | CHS FORGING, 19MM WIDTH, 38MM BARREL, 316L, 150DEG. 10HOLES |  | B0710.1500F | 00 | 2011-03-26 | N. A. | N. A. | N. A. | QPR/B0710 | N. A. | N. A. | N. A. | N. A. | N. A. | PS/B0710 | 04 | 2019-08-08 | 2022-08-08 | N. A. | N. A. | B0710 | N. A. | N. A. | N. A. | SEMIFINISHED GOODS | N. A. | N. A. | N. A. | N. A. | N. A. | N. A. |  | N. A. | N. A. | N. A. | N. A. | N. A. | N. A. | N. A. | N. A. | N. A. | N. A. | 1 | SUB COMPONENTS | 0 | Initial issue | N | SUB COMPONENTS |  | No | No | N. A. | N. A. | N. A. | N. A.
B0710.1511F | B0710.1511F | CHS FORGING, 19MM WIDTH, 38MM BARREL, 316L, 150DEG. 11HOLES |  | B0710.1500F | 00 | 2011-03-26 | N. A. | N. A. | N. A. | QPR/B0710 | N. A. | N. A. | N. A. | N. A. | N. A. | PS/B0710 | 04 | 2019-08-08 | 2022-08-08 | N. A. | N. A. | B0710 | N. A. | N. A. | N. A. | SEMIFINISHED GOODS | N. A. | N. A. | N. A. | N. A. | N. A. | N. A. |  | N. A. | N. A. | N. A. | N. A. | N. A. | N. A. | N. A. | N. A. | N. A. | N. A. | 1 | SUB COMPONENTS | 0 | Initial issue | N | SUB COMPONENTS |  | No | No | N. A. | N. A. | N. A. | N. A.
B0723 | B0710.1512 | CHS BARREL PLATE, S`RUT, 38MM BARREL, 19MM WIDTH, 150DEG., 12 AUTO COMP. HOLES |  | B0723.1500 | 00 | 2011-03-26 | N. A. | N. A. | N. A. | QPF/B0723 | 02 | 2019-06-07 | 2022-06-07 | N. A. | N. A. | PS/B0723 | 04 | 2019-08-08 | 2022-08-08 | N. A. | N. A. | B0723 | TMF-1 | IU/1 | Class C | FINISHED GOODS | SUSHRUT™ | CHS BARREL PLATE, S`RUT, 38MM BARREL, 19MM WIDTH | 150DEG., 12 AUTO COMP. HOLES | 16 | No | Yes |  | No | N. A. | No | N. A. | No | Yes | No | Yes | M. L.: MFG/MD/2021/000369 |  | 1 | SUSHRUT PRODUCTS\INTERNATIONAL IMPLANTS\COMPRESSION HIP SCREW IMPLANTS\CHS BARREL PLATES, 38MM AUTO COMP HOLES, 19MM | 0 | Initial issue | Y | BONE PLATES |  | 1 | No | Yes | Yes | Yes | N. A.
B0710.1512F | B0710.1512F | CHS FORGING, 19MM WIDTH, 38MM BARREL, 316L, 150DEG. UPTO 12HOLES |  | B0710.1500F | 00 | 2011-03-26 | N. A. | N. A. | N. A. | QPF/B0710 | N. A. | N. A. | N. A. | N. A. | N. A. | PS/B0710 | 04 | 2019-08-08 | 2022-08-08 | N. A. | N. A. | B0710 | N. A. | N. A. | N. A. | SEMIFINISHED GOODS | N. A. | N. A. | N. A. | N. A. | N. A. | N. A. |  | N. A. | N. A. | N. A. | N. A. | N. A. | N. A. | N. A. | N. A. | N. A. | N. A. | 1 | SUB COMPONENTS | 0 | Initial issue | N | BONE PLATES |  | No | No | N. A. | N. A. | N. A. | N. A.
B0710.1513 | B0710.1513F | CHS FORGING, 19MM WIDTH, 38MM BARREL, 316L, 150DEG. 13HOLES |  | B0710.1500F | 00 | 2011-03-26 | N. A. | N. A. | N. A. | QPR/B0710 | N. A. | N. A. | N. A. | N. A. | N. A. | PS/B0710 | #N/A | 2019-08-08 | 2022-08-08 | N. A. | N. A. | B0710 | N. A. | N. A. | N. A. | SEMIFINISHED GOODS | N. A. | N. A. | N. A. | N. A. | N. A. | N. A. |  | N. A. | N. A. | N. A. | N. A. | N. A. | N. A. | N. A. | N. A. | N. A. | N. A. | 1 | SUB COMPONENTS | 0 | Initial issue | N | SUB COMPONENTS |  | No | No | N. A. | N. A. | N. A. | N. A.
B0710.1514F | B0710.1514F | CHS FORGING, 19MM WIDTH, 38MM BARREL, 316L, 150DEG. 14HOLES |  | B0710.1500F | 00 | 2011-03-26 | N. A. | N. A. | N. A. | QPR/B0710 | N. A. | N. A. | N. A. | N. A. | N. A. | PS/B0710 | 04 | 2019-08-08 | 2022-08-08 | N. A. | N. A. | B0710 | N. A. | N. A. | N. A. | SEMIFINISHED GOODS | N. A. | N. A. | N. A. | N. A. | N. A. | N. A. |  | N. A. | N. A. | N. A. | N. A. | N. A. | N. A. | N. A. | N. A. | N. A. | N. A. | 1 | SUB COMPONENTS | 0 | Initial issue | N | SUB COMPONENTS |  | No | No | N. A. | N. A. | N. A. | N. A.
B0710.1515F | B0710.1515F | CHS FORGING, 19MM WIDTH, 38MM BARREL, 316L, 150DEG. UPTO 15HOLES |  | B0710.1500F | 00 | 2011-03-26 | N. A. | N. A. | N. A. | QPF/B0710 | N. A. | N. A. | N. A. | N. A. | N. A. | PS/B0710 | 04 | 2019-08-08 | 2022-08-08 | N. A. | N. A. | B0710 | N. A. | N. A. | N. A. | SEMIFINISHED GOODS | N. A. | N. A. | N. A. | N. A. | N. A. | N. A. |  | N. A. | N. A. | N. A. | N. A. | N. A. | N. A. | N. A. | N. A. | N. A. | N. A. | 1 | SUB COMPONENTS | 0 | Initial issue | N | BONE PLATES |  | No | No | N. A. | N. A. | N. A. | N. A.
B0710.1516F | B0710.1516F | CHS FORGING, 19MM WIDTH, 38MM BARREL, 316L, 150DEG. 16HOLES |  | B0710.1500F | 00 | 2011-03-26 | N. A. | N. A. | N. A. | QPR/B0710 | N. A. | N. A. | N. A. | N. A. | N. A. | PS/B0710 | 04 | 2019-08-08 | 2022-08-08 | N. A. | N. A. | B0710 | N. A. | N. A. | N. A. | SEMIFINISHED GOODS | N. A. | N. A. | N. A. | N. A. | N. A. | N. A. |  | N. A. | N. A. | N. A. | N. A. | N. A. | N. A. | N. A. | N. A. | N. A. | N. A. | 1 | SUB COMPONENTS | 0 | Initial issue | N | SUB COMPONENTS |  | No | No | N. A. | N. A. | N. A. | N. A.
B0710.1517F | B0710.1517F | CHS FORGING, 19MM WIDTH, 38MM BARREL, 316L, 150DEG. 17HOLES |  | B0710.1500F | 00 | 2011-03-26 | N. A. | N. A. | N. A. | QPR/B0710 | N. A. | N. A. | N. A. | N. A. | N. A. | PS/B0710 | 04 | 2019-08-08 | 2022-08-08 | N. A. | N. A. | B0710 | N. A. | N. A. | N. A. | SEMIFINISHED GOODS | N. A. | N. A. | N. A. | N. A. | N. A. | N. A. |  | N. A. | N. A. | N. A. | N. A. | N. A. | N. A. | N. A. | N. A. | N. A. | N. A. | 1 | SUB COMPONENTS | 0 | Initial issue | N | SUB COMPONENTS |  | No | No | N. A. | N. A. | N. A. | N. A.
B0710.1518F | B0710.1518F | CHS FORGING, 19MM WIDTH, 38MM BARREL, 316L, 150DEG. UPTO 18HOLES |  | B0710.1500F | 00 | 2011-03-26 | N. A. | N. A. | N. A. | QPF/B0710 | N. A. | N. A. | N. A. | N. A. | N. A. | PS/B0710 | 04 | 2019-08-08 | 2022-08-08 | N. A. | N. A. | B0710 | N. A. | N. A. | N. A. | SEMIFINISHED GOODS | N. A. | N. A. | N. A. | N. A. | N. A. | N. A. |  | N. A. | N. A. | N. A. | N. A. | N. A. | N. A. | N. A. | N. A. | N. A. | N. A. | 1 | SUB COMPONENTS | 0 | Initial issue | N | BONE PLATES |  | No | No | N. A. | N. A. | N. A. | N. A.
B0712.1200F | B0712.1200F | CHS FORGING, 19MM WIDTH, 25MM BARREL, 316L, 120DEG. DOUBLE ENDED |  | B0712.1200F | 00 | 2011-03-26 | N. A. | N. A. | N. A. | QPF/B0710F | N. A. | N. A. | N. A. | N. A. | N. A. | PS/B0710FDE | 04 | 2019-08-08 | 2022-08-08 | N. A. | N. A. | B0712 | N. A. | N. A. | N. A. | SEMIFINISHED GOODS | N. A. | N. A. | N. A. | N. A. | N. A. | N. A. |  | N. A. | N. A. | N. A. | N. A. | N. A. | N. A. | N. A. | N. A. | N. A. | N. A. | 1 | SUB COMPONENTS | 0 | Initial issue | N | BONE PLATES |  | No | No | N. A. | N. A. | N. A. | N. A.
B0712.1203F | B0712.1203F | CHS FORGING, 19MM WIDTH, 25MM BARREL, 316L, 120DEG. 3HOLES |  | B0712.1200F | 00 | 2011-03-26 | N. A. | N. A. | N. A. | QPR/B0710 | N. A. | N. A. | N. A. | N. A. | N. A. | PS/B0710 | 04 | 2019-08-08 | 2022-08-08 | N. A. | N. A. | B0712 | N. A. | N. A. | N. A. | SEMIFINISHED GOODS | N. A. | N. A. | N. A. | N. A. | N. A. | N. A. |  | N. A. | N. A. | N. A. | N. A. | N. A. | N. A. | N. A. | N. A. | N. A. | N. A. | 1 | SUB COMPONENTS | 0 | Initial issue | N | SUB COMPONENTS |  | No | No | N. A. | N. A. | N. A. | N. A.
B0712.1204F | B0712.1204F | CHS FORGING, 19MM WIDTH, 25MM BARREL, 316L, 120DEG. 4HOLES |  | B0712.1200F | 00 | 2011-03-26 | N. A. | N. A. | N. A. | QPR/B0710 | N. A. | N. A. | N. A. | N. A. | N. A. | PS/B0710 | 04 | 2019-08-08 | 2022-08-08 | N. A. | N. A. | B0712 | N. A. | N. A. | N. A. | SEMIFINISHED GOODS | N. A. | N. A. | N. A. | N. A. | N. A. | N. A. |  | N. A. | N. A. | N. A. | N. A. | N. A. | N. A. | N. A. | N. A. | N. A. | N. A. | 1 | SUB COMPONENTS | 0 | Initial issue | N | SUB COMPONENTS |  | No | No | N. A. | N. A. | N. A. | N. A.
B0712.1205F | B0712.1205F | CHS FORGING, 19MM WIDTH, 25MM BARREL, 316L, 120DEG. 5HOLES |  | B0712.1200F | 00 | 2011-03-26 | N. A. | N. A. | N. A. | QPR/B0710 | N. A. | N. A. | N. A. | N. A. | N. A. | PS/B0710 | 04 | 2019-08-08 | 2022-08-08 | N. A. | N. A. | B0712 | N. A. | N. A. | N. A. | SEMIFINISHED GOODS | N. A. | N. A. | N. A. | N. A. | N. A. | N. A. |  | N. A. | N. A. | N. A. | N. A. | N. A. | N. A. | N. A. | N. A. | N. A. | N. A. | 1 | SUB COMPONENTS | 0 | Initial issue | N | SUB COMPONENTS |  | No | No | N. A. | N. A. | N. A. | N. A.
B0712.1206F | B0712.1206F | CHS FORGING, 19MM WIDTH, 25MM BARREL, 316L, 120DEG. UPTO 6HOLES |  | B0712.1200F | 00 | 2011-03-26 | N. A. | N. A. | N. A. | QPF/B0710 | N. A. | N. A. | N. A. | N. A. | N. A. | PS/B0710 | 04 | 2019-08-08 | 2022-08-08 | N. A. | N. A. | B0712 | N. A. | N. A. | N. A. | SEMIFINISHED GOODS | N. A. | N. A. | N. A. | N. A. | N. A. | N. A. |  | N. A. | N. A. | N. A. | N. A. | N. A. | N. A. | N. A. | N. A. | N. A. | N. A. | 1 | SUB COMPONENTS | 0 | Initial issue | N | BONE PLATES |  | No | No | N. A. | N. A. | N. A. | N. A.
B0712.1207F | B0712.1207F | CHS FORGING, 19MM WIDTH, 25MM BARREL, 316L, 120DEG. 7HOLES |  | B0712.1200F | 00 | 2011-03-26 | N. A. | N. A. | N. A. | QPR/B0710 | N. A. | N. A. | N. A. | N. A. | N. A. | PS/B0710 | 04 | 2019-08-08 | 2022-08-08 | N. A. | N. A. | B0712 | N. A. | N. A. | N. A. | SEMIFINISHED GOODS | N. A. | N. A. | N. A. | N. A. | N. A. | N. A. |  | N. A. | N. A. | N. A. | N. A. | N. A. | N. A. | N. A. | N. A. | N. A. | N. A. | 1 | SUB COMPONENTS | 0 | Initial issue | N | SUB COMPONENTS |  | No | No | N. A. | N. A. | N. A. | N. A.
B0712.1208F | B0712.1208F | CHS FORGING, 19MM WIDTH, 25MM BARREL, 316L, 120DEG. 8HOLES |  | B0712.1200F | 00 | 2011-03-26 | N. A. | N. A. | N. A. | QPR/B0710 | N. A. | N. A. | N. A. | N. A. | N. A. | PS/B0710 | 04 | 2019-08-08 | 2022-08-08 | N. A. | N. A. | B0712 | N. A. | N. A. | N. A. | SEMIFINISHED GOODS | N. A. | N. A. | N. A. | N. A. | N. A. | N. A. |  | N. A. | N. A. | N. A. | N. A. | N. A. | N. A. | N. A. | N. A. | N. A. | N. A. | 1 | SUB COMPONENTS | 0 | Initial issue | N | SUB COMPONENTS |  | No | No | N. A. | N. A. | N. A. | N. A.
B0712.1209F | B0712.1209F | CHS FORGING, 19MM WIDTH, 25MM BARREL, 316L, 120DEG. UPTO 9HOLES |  | B0712.1200F | 00 | 2011-03-26 | N. A. | N. A. | N. A. | QPF/B0710 | N. A. | N. A. | N. A. | N. A. | N. A. | PS/B0710 | 04 | 2019-08-08 | 2022-08-08 | N. A. | N. A. | B0712 | N. A. | N. A. | N. A. | SEMIFINISHED GOODS | N. A. | N. A. | N. A. | N. A. | N. A. | N. A. |  | N. A. | N. A. | N. A. | N. A. | N. A. | N. A. | N. A. | N. A. | N. A. | N. A. | 1 | SUB COMPONENTS | 0 | Initial issue | N | BONE PLATES |  | No | No | N. A. | N. A. | N. A. | N. A.
B0712.1210F | B0712.1210F | CHS FORGING, 19MM WIDTH, 25MM BARREL, 316L, 120DEG. 10HOLES |  | B0712.1200F | 00 | 2011-03-26 | N. A. | N. A. | N. A. | QPR/B0710 | N. A. | N. A. | N. A. | N. A. | N. A. | PS/B0710 | 04 | 2019-08-08 | 2022-08-08 | N. A. | N. A. | B0712 | N. A. | N. A. | N. A. | SEMIFINISHED GOODS | N. A. | N. A. | N. A. | N. A. | N. A. | N. A. |  | N. A. | N. A. | N. A. | N. A. | N. A. | N. A. | N. A. | N. A. | N. A. | N. A. | 1 | SUB COMPONENTS | 0 | Initial issue | N | SUB COMPONENTS |  | No | No | N. A. | N. A. | N. A. | N. A.
B0712.1211F | B0712.1211F | CHS FORGING, 19MM WIDTH, 25MM BARREL, 316L, 120DEG. 11HOLES |  | B0712.1200F | 00 | 2011-03-26 | N. A. | N. A. | N. A. | QPR/B0710 | N. A. | N. A. | N. A. | N. A. | N. A. | PS/B0710 | 04 | 2019-08-08 | 2022-08-08 | N. A. | N. A. | B0712 | N. A. | N. A. | N. A. | SEMIFINISHED GOODS | N. A. | N. A. | N. A. | N. A. | N. A. | N. A. |  | N. A. | N. A. | N. A. | N. A. | N. A. | N. A. | N. A. | N. A. | N. A. | N. A. | 1 | SUB COMPONENTS | 0 | Initial issue | N | SUB COMPONENTS |  | No | No | N. A. | N. A. | N. A. | N. A.
B0712.1212F | B0712.1212F | CHS FORGING, 19MM WIDTH, 25MM BARREL, 316L, 120DEG. UPTO 12HOLES |  | B0712.1200F | 00 | 2011-03-26 | N. A. | N. A. | N. A. | QPF/B0710 | N. A. | N. A. | N. A. | N. A. | N. A. | PS/B0710 | 04 | 2019-08-08 | 2022-08-08 | N. A. | N. A. | B0712 | N. A. | N. A. | N. A. | SEMIFINISHED GOODS | N. A. | N. A. | N. A. | N. A. | N. A. | N. A. |  | N. A. | N. A. | N. A. | N. A. | N. A. | N. A. | N. A. | N. A. | N. A. | N. A. | 1 | SUB COMPONENTS | 0 | Initial issue | N | BONE PLATES |  | No | No | N. A. | N. A. | N. A. | N. A.
B0712.1213F | B0712.1213F | CHS FORGING, 19MM WIDTH, 25MM BARREL, 316L, 120DEG. 13HOLES |  | B0712.1200F | 00 | 2011-03-26 | N. A. | N. A. | N. A. | QPR/B0710 | N. A. | N. A. | N. A. | N. A. | N. A. | PS/B0710 | 04 | 2019-08-08 | 2022-08-08 | N. A. | N. A. | B0712 | N. A. | N. A. | N. A. | SEMIFINISHED GOODS | N. A. | N. A. | N. A. | N. A. | N. A. | N. A. |  | N. A. | N. A. | N. A. | N. A. | N. A. | N. A. | N. A. | N. A. | N. A. | N. A. | 1 | SUB COMPONENTS | 0 | Initial issue | N | SUB COMPONENTS |  | No | No | N. A. | N. A. | N. A. | N. A.
B0712.1214F | B0712.1214F | CHS FORGING, 19MM WIDTH, 25MM BARREL, 316L, 120DEG. 14HOLES |  | B0712.1200F | 00 | 2011-03-26 | N. A. | N. A. | N. A. | QPR/B0710 | N. A. | N. A. | N. A. | N. A. | N. A. | PS/B0710 | 04 | 2019-08-08 | 2022-08-08 | N. A. | N. A. | B0712 | N. A. | N. A. | N. A. | SEMIFINISHED GOODS | N. A. | N. A. | N. A. | N. A. | N. A. | N. A. |  | N. A. | N. A. | N. A. | N. A. | N. A. | N. A. | N. A. | N. A. | N. A. | N. A. | 1 | SUB COMPONENTS | 0 | Initial issue | N | SUB COMPONENTS |  | No | No | N. A. | N. A. | N. A. | N. A.
B0712.1215F | B0712.1215F | CHS FORGING, 19MM WIDTH, 25MM BARREL, 316L, 120DEG. UPTO 15HOLES |  | B0712.1200F | 00 | 2011-03-26 | N. A. | N. A. | N. A. | QPF/B0710 | N. A. | N. A. | N. A. | N. A. | N. A. | PS/B0710 | 04 | 2019-08-08 | 2022-08-08 | N. A. | N. A. | B0712 | N. A. | N. A. | N. A. | SEMIFINISHED GOODS | N. A. | N. A. | N. A. | N. A. | N. A. | N. A. |  | N. A. | N. A. | N. A. | N. A. | N. A. | N. A. | N. A. | N. A. | N. A. | N. A. | 1 | SUB COMPONENTS | 0 | Initial issue | N | BONE PLATES |  | No | No | N. A. | N. A. | N. A. | N. A.
B0712.1216F | B0712.1216F | CHS FORGING, 19MM WIDTH, 25MM BARREL, 316L, 120DEG. 16HOLES |  | B0712.1200F | 00 | 2011-03-26 | N. A. | N. A. | N. A. | QPR/B0710 | N. A. | N. A. | N. A. | N. A. | N. A. | PS/B0710 | 04 | 2019-08-08 | 2022-08-08 | N. A. | N. A. | B0712 | N. A. | N. A. | N. A. | SEMIFINISHED GOODS | N. A. | N. A. | N. A. | N. A. | N. A. | N. A. |  | N. A. | N. A. | N. A. | N. A. | N. A. | N. A. | N. A. | N. A. | N. A. | N. A. | 1 | SUB COMPONENTS | 0 | Initial issue | N | SUB COMPONENTS |  | No | No | N. A. | N. A. | N. A. | N. A.
B0712.1217F | B0712.1217F | CHS FORGING, 19MM WIDTH, 25MM BARREL, 316L, 120DEG. 17HOLES |  | B0712.1200F | 00 | 2011-03-26 | N. A. | N. A. | N. A. | QPR/B0710 | N. A. | N. A. | N. A. | N. A. | N. A. | PS/B0710 | 04 | 2019-08-08 | 2022-08-08 | N. A. | N. A. | B0712 | N. A. | N. A. | N. A. | SEMIFINISHED GOODS | N. A. | N. A. | N. A. | N. A. | N. A. | N. A. |  | N. A. | N. A. | N. A. | N. A. | N. A. | N. A. | N. A. | N. A. | N. A. | N. A. | 1 | SUB COMPONENTS | 0 | Initial issue | N | SUB COMPONENTS |  | No | No | N. A. | N. A. | N. A. | N. A.
B0712.1218F | B0712.1218F | CHS FORGING, 19MM WIDTH, 25MM BARREL, 316L, 120DEG. UPTO 18HOLES |  | B0712.1200F | 00 | 2011-03-26 | N. A. | N. A. | N. A. | QPF/B0710 | N. A. | N. A. | N. A. | N. A. | N. A. | PS/B0710 | 04 | 2019-08-08 | 2022-08-08 | N. A. | N. A. | B0712 | N. A. | N. A. | N. A. | SEMIFINISHED GOODS | N. A. | N. A. | N. A. | N. A. | N. A. | N. A. |  | N. A. | N. A. | N. A. | N. A. | N. A. | N. A. | N. A. | N. A. | N. A. | N. A. | 1 | SUB COMPONENTS | 0 | Initial issue | N | BONE PLATES |  | No | No | N. A. | N. A. | N. A. | N. A.
B0712.1250F | B0712.1250F | CHS FORGING, 19MM WIDTH, 25MM BARREL, 316L, 125DEG. DOUBLE ENDED |  | B0712.1250F | 00 | 2011-03-26 | N. A. | N. A. | N. A. | QPF/B0710F | N. A. | N. A. | N. A. | N. A. | N. A. | PS/B0710FDE | 04 | 2019-08-08 | 2022-08-08 | N. A. | N. A. | B0712 | N. A. | N. A. | N. A. | SEMIFINISHED GOODS | N. A. | N. A. | N. A. | N. A. | N. A. | N. A. |  | N. A. | N. A. | N. A. | N. A. | N. A. | N. A. | N. A. | N. A. | N. A. | N. A. | 1 | SUB COMPONENTS | 0 | Initial issue | N | BONE PLATES |  | No | No | N. A. | N. A. | N. A. | N. A.
B0712.1253F | B0712.1253F | CHS FORGING, 19MM WIDTH, 25MM BARREL, 316L, 125DEG. 3HOLES |  | B0712.1250F | 00 | 2011-03-26 | N. A. | N. A. | N. A. | QPR/B0710 | N. A. | N. A. | N. A. | N. A. | N. A. | PS/B0710 | 04 | 2019-08-08 | 2022-08-08 | N. A. | N. A. | B0712 | N. A. | N. A. | N. A. | SEMIFINISHED GOODS | N. A. | N. A. | N. A. | N. A. | N. A. | N. A. |  | N. A. | N. A. | N. A. | N. A. | N. A. | N. A. | N. A. | N. A. | N. A. | N. A. | 1 | SUB COMPONENTS | 0 | Initial issue | N | SUB COMPONENTS |  | No | No | N. A. | N. A. | N. A. | N. A.
B0723 | B0712.1254 | C.H.S. BARREL PLATE, S`RUT, 25MM BARREL, 19MM WIDTH, 125DEG., 4 AUTO COMP. HOLES |  | B0723.1250 | #N/A | #N/A | N. A. | N. A. | N. A. | QPF/B0723 | #N/A | #N/A | #N/A | #N/A | #N/A | PS/B0723 | #N/A | #N/A | #N/A | #N/A | #N/A | B0723 | TMF-1 | IU/1 | Class C | FINISHED GOODS | SUSHRUT™ | C.H.S. BARREL PLATE, S`RUT, 25MM BARREL, 19MM WIDTH | 125DEG., 4 AUTO COMP. HOLES | 16 | No | Yes |  | No | N. A. | No | N. A. | No | Yes | No | Yes | M. L.: MFG/MD/2021/000369 |  | 1 | SUSHRUT PRODUCTS\INTERNATIONAL IMPLANTS\COMPRESSION HIP SCREW IMPLANTS\CHS BARREL PLATES AUTO C. HOLES, 19MM, 25MM BARREL | 0 | Initial issue | Y | BONE PLATES |  | 1 | No | Yes | Yes | Yes | N. A. | 125° | 4H SHORT
B0712.1254F | B0712.1254F | CHS FORGING, 19MM WIDTH, 25MM BARREL, 316L, 125DEG. 4HOLES |  | B0712.1250F | 00 | 2011-03-26 | N. A. | N. A. | N. A. | QPR/B0710 | N. A. | N. A. | N. A. | N. A. | N. A. | PS/B0710 | 04 | 2019-08-08 | 2022-08-08 | N. A. | N. A. | B0712 | N. A. | N. A. | N. A. | SEMIFINISHED GOODS | N. A. | N. A. | N. A. | N. A. | N. A. | N. A. |  | N. A. | N. A. | N. A. | N. A. | N. A. | N. A. | N. A. | N. A. | N. A. | N. A. | 1 | SUB COMPONENTS | 0 | Initial issue | N | SUB COMPONENTS |  | No | No | N. A. | N. A. | N. A. | N. A.
B0712.1255F | B0712.1255F | CHS FORGING, 19MM WIDTH, 25MM BARREL, 316L, 125DEG. 5HOLES |  | B0712.1250F | 00 | 2011-03-26 | N. A. | N. A. | N. A. | QPR/B0710 | N. A. | N. A. | N. A. | N. A. | N. A. | PS/B0710 | 04 | 2019-08-08 | 2022-08-08 | N. A. | N. A. | B0712 | N. A. | N. A. | N. A. | SEMIFINISHED GOODS | N. A. | N. A. | N. A. | N. A. | N. A. | N. A. |  | N. A. | N. A. | N. A. | N. A. | N. A. | N. A. | N. A. | N. A. | N. A. | N. A. | 1 | SUB COMPONENTS | 0 | Initial issue | N | SUB COMPONENTS |  | No | No | N. A. | N. A. | N. A. | N. A.
B0712.1256F | B0712.1256F | CHS FORGING, 19MM WIDTH, 25MM BARREL, 316L, 125DEG. UPTO 6HOLES |  | B0712.1250F | 00 | 2011-03-26 | N. A. | N. A. | N. A. | QPF/B0710 | N. A. | N. A. | N. A. | N. A. | N. A. | PS/B0710 | 04 | 2019-08-08 | 2022-08-08 | N. A. | N. A. | B0712 | N. A. | N. A. | N. A. | SEMIFINISHED GOODS | N. A. | N. A. | N. A. | N. A. | N. A. | N. A. |  | N. A. | N. A. | N. A. | N. A. | N. A. | N. A. | N. A. | N. A. | N. A. | N. A. | 1 | SUB COMPONENTS | 0 | Initial issue | N | BONE PLATES |  | No | No | N. A. | N. A. | N. A. | N. A.
B0712.1257F | B0712.1257F | CHS FORGING, 19MM WIDTH, 25MM BARREL, 316L, 125DEG. 7HOLES |  | B0712.1250F | 00 | 2011-03-26 | N. A. | N. A. | N. A. | QPR/B0710 | N. A. | N. A. | N. A. | N. A. | N. A. | PS/B0710 | 04 | 2019-08-08 | 2022-08-08 | N. A. | N. A. | B0712 | N. A. | N. A. | N. A. | SEMIFINISHED GOODS | N. A. | N. A. | N. A. | N. A. | N. A. | N. A. |  | N. A. | N. A. | N. A. | N. A. | N. A. | N. A. | N. A. | N. A. | N. A. | N. A. | 1 | SUB COMPONENTS | 0 | Initial issue | N | SUB COMPONENTS |  | No | No | N. A. | N. A. | N. A. | N. A.
B0712.1258F | B0712.1258F | CHS FORGING, 19MM WIDTH, 25MM BARREL, 316L, 125DEG. 8HOLES |  | B0712.1250F | 00 | 2011-03-26 | N. A. | N. A. | N. A. | QPR/B0710 | N. A. | N. A. | N. A. | N. A. | N. A. | PS/B0710 | 04 | 2019-08-08 | 2022-08-08 | N. A. | N. A. | B0712 | N. A. | N. A. | N. A. | SEMIFINISHED GOODS | N. A. | N. A. | N. A. | N. A. | N. A. | N. A. |  | N. A. | N. A. | N. A. | N. A. | N. A. | N. A. | N. A. | N. A. | N. A. | N. A. | 1 | SUB COMPONENTS | 0 | Initial issue | N | SUB COMPONENTS |  | No | No | N. A. | N. A. | N. A. | N. A.
B0712.1259F | B0712.1259F | CHS FORGING, 19MM WIDTH, 25MM BARREL, 316L, 125DEG. UPTO 9HOLES |  | B0712.1250F | 00 | 2011-03-26 | N. A. | N. A. | N. A. | QPF/B0710 | N. A. | N. A. | N. A. | N. A. | N. A. | PS/B0710 | 04 | 2019-08-08 | 2022-08-08 | N. A. | N. A. | B0712 | N. A. | N. A. | N. A. | SEMIFINISHED GOODS | N. A. | N. A. | N. A. | N. A. | N. A. | N. A. |  | N. A. | N. A. | N. A. | N. A. | N. A. | N. A. | N. A. | N. A. | N. A. | N. A. | 1 | SUB COMPONENTS | 0 | Initial issue | N | BONE PLATES |  | No | No | N. A. | N. A. | N. A. | N. A.
B0712.1260F | B0712.1260F | CHS FORGING, 19MM WIDTH, 25MM BARREL, 316L, 125DEG. 10HOLES |  | B0712.1250F | 00 | 2011-03-26 | N. A. | N. A. | N. A. | QPR/B0710 | N. A. | N. A. | N. A. | N. A. | N. A. | PS/B0710 | 04 | 2019-08-08 | 2022-08-08 | N. A. | N. A. | B0712 | N. A. | N. A. | N. A. | SEMIFINISHED GOODS | N. A. | N. A. | N. A. | N. A. | N. A. | N. A. |  | N. A. | N. A. | N. A. | N. A. | N. A. | N. A. | N. A. | N. A. | N. A. | N. A. | 1 | SUB COMPONENTS | 0 | Initial issue | N | SUB COMPONENTS |  | No | No | N. A. | N. A. | N. A. | N. A.
B0712.1261F | B0712.1261F | CHS FORGING, 19MM WIDTH, 25MM BARREL, 316L, 125DEG. 11HOLES |  | B0712.1250F | 00 | 2011-03-26 | N. A. | N. A. | N. A. | QPR/B0710 | N. A. | N. A. | N. A. | N. A. | N. A. | PS/B0710 | 04 | 2019-08-08 | 2022-08-08 | N. A. | N. A. | B0712 | N. A. | N. A. | N. A. | SEMIFINISHED GOODS | N. A. | N. A. | N. A. | N. A. | N. A. | N. A. |  | N. A. | N. A. | N. A. | N. A. | N. A. | N. A. | N. A. | N. A. | N. A. | N. A. | 1 | SUB COMPONENTS | 0 | Initial issue | N | SUB COMPONENTS |  | No | No | N. A. | N. A. | N. A. | N. A.
B0712.1262F | B0712.1262F | CHS FORGING, 19MM WIDTH, 25MM BARREL, 316L, 125DEG. UPTO 12HOLES |  | B0712.1250F | 00 | 2011-03-26 | N. A. | N. A. | N. A. | QPF/B0710 | N. A. | N. A. | N. A. | N. A. | N. A. | PS/B0710 | 04 | 2019-08-08 | 2022-08-08 | N. A. | N. A. | B0712 | N. A. | N. A. | N. A. | SEMIFINISHED GOODS | N. A. | N. A. | N. A. | N. A. | N. A. | N. A. |  | N. A. | N. A. | N. A. | N. A. | N. A. | N. A. | N. A. | N. A. | N. A. | N. A. | 1 | SUB COMPONENTS | 0 | Initial issue | N | BONE PLATES |  | No | No | N. A. | N. A. | N. A. | N. A.
B0712.1263F | B0712.1263F | CHS FORGING, 19MM WIDTH, 25MM BARREL, 316L, 125DEG. 13HOLES |  | B0712.1250F | 00 | 2011-03-26 | N. A. | N. A. | N. A. | QPR/B0710 | N. A. | N. A. | N. A. | N. A. | N. A. | PS/B0710 | 04 | 2019-08-08 | 2022-08-08 | N. A. | N. A. | B0712 | N. A. | N. A. | N. A. | SEMIFINISHED GOODS | N. A. | N. A. | N. A. | N. A. | N. A. | N. A. |  | N. A. | N. A. | N. A. | N. A. | N. A. | N. A. | N. A. | N. A. | N. A. | N. A. | 1 | SUB COMPONENTS | 0 | Initial issue | N | SUB COMPONENTS |  | No | No | N. A. | N. A. | N. A. | N. A.
B0712.1264F | B0712.1264F | CHS FORGING, 19MM WIDTH, 25MM BARREL, 316L, 125DEG. 14HOLES |  | B0712.1250F | 00 | 2011-03-26 | N. A. | N. A. | N. A. | QPR/B0710 | N. A. | N. A. | N. A. | N. A. | N. A. | PS/B0710 | 04 | 2019-08-08 | 2022-08-08 | N. A. | N. A. | B0712 | N. A. | N. A. | N. A. | SEMIFINISHED GOODS | N. A. | N. A. | N. A. | N. A. | N. A. | N. A. |  | N. A. | N. A. | N. A. | N. A. | N. A. | N. A. | N. A. | N. A. | N. A. | N. A. | 1 | SUB COMPONENTS | 0 | Initial issue | N | SUB COMPONENTS |  | No | No | N. A. | N. A. | N. A. | N. A.
B0712.1265F | B0712.1265F | CHS FORGING, 19MM WIDTH, 25MM BARREL, 316L, 125DEG. UPTO 15HOLES |  | B0712.1250F | 00 | 2011-03-26 | N. A. | N. A. | N. A. | QPF/B0710 | N. A. | N. A. | N. A. | N. A. | N. A. | PS/B0710 | 04 | 2019-08-08 | 2022-08-08 | N. A. | N. A. | B0712 | N. A. | N. A. | N. A. | SEMIFINISHED GOODS | N. A. | N. A. | N. A. | N. A. | N. A. | N. A. |  | N. A. | N. A. | N. A. | N. A. | N. A. | N. A. | N. A. | N. A. | N. A. | N. A. | 1 | SUB COMPONENTS | 0 | Initial issue | N | BONE PLATES |  | No | No | N. A. | N. A. | N. A. | N. A.
B0712.1266F | B0712.1266F | CHS FORGING, 19MM WIDTH, 25MM BARREL, 316L, 125DEG. 16HOLES |  | B0712.1250F | 00 | 2011-03-26 | N. A. | N. A. | N. A. | QPR/B0710 | N. A. | N. A. | N. A. | N. A. | N. A. | PS/B0710 | 04 | 2019-08-08 | 2022-08-08 | N. A. | N. A. | B0712 | N. A. | N. A. | N. A. | SEMIFINISHED GOODS | N. A. | N. A. | N. A. | N. A. | N. A. | N. A. |  | N. A. | N. A. | N. A. | N. A. | N. A. | N. A. | N. A. | N. A. | N. A. | N. A. | 1 | SUB COMPONENTS | 0 | Initial issue | N | SUB COMPONENTS |  | No | No | N. A. | N. A. | N. A. | N. A.
B0712.1267F | B0712.1267F | CHS FORGING, 19MM WIDTH, 25MM BARREL, 316L, 125DEG. 17HOLES |  | B0712.1250F | 00 | 2011-03-26 | N. A. | N. A. | N. A. | QPR/B0710 | N. A. | N. A. | N. A. | N. A. | N. A. | PS/B0710 | 04 | 2019-08-08 | 2022-08-08 | N. A. | N. A. | B0712 | N. A. | N. A. | N. A. | SEMIFINISHED GOODS | N. A. | N. A. | N. A. | N. A. | N. A. | N. A. |  | N. A. | N. A. | N. A. | N. A. | N. A. | N. A. | N. A. | N. A. | N. A. | N. A. | 1 | SUB COMPONENTS | 0 | Initial issue | N | SUB COMPONENTS |  | No | No | N. A. | N. A. | N. A. | N. A.
B0712.1268F | B0712.1268F | CHS FORGING, 19MM WIDTH, 25MM BARREL, 316L, 125DEG. UPTO 18HOLES |  | B0712.1250F | 00 | 2011-03-26 | N. A. | N. A. | N. A. | QPF/B0710 | N. A. | N. A. | N. A. | N. A. | N. A. | PS/B0710 | 04 | 2019-08-08 | 2022-08-08 | N. A. | N. A. | B0712 | N. A. | N. A. | N. A. | SEMIFINISHED GOODS | N. A. | N. A. | N. A. | N. A. | N. A. | N. A. |  | N. A. | N. A. | N. A. | N. A. | N. A. | N. A. | N. A. | N. A. | N. A. | N. A. | 1 | SUB COMPONENTS | 0 | Initial issue | N | BONE PLATES |  | No | No | N. A. | N. A. | N. A. | N. A.
B0712.1300F | B0712.1300F | CHS FORGING, 19MM WIDTH, 25MM BARREL, 316L, 130DEG. DOUBLE ENDED |  | B0712.1300F | 00 | 2011-03-26 | N. A. | N. A. | N. A. | QPF/B0710F | N. A. | N. A. | N. A. | N. A. | N. A. | PS/B0710FDE | 04 | 2019-08-08 | 2022-08-08 | N. A. | N. A. | B0712 | N. A. | N. A. | N. A. | SEMIFINISHED GOODS | N. A. | N. A. | N. A. | N. A. | N. A. | N. A. |  | N. A. | N. A. | N. A. | N. A. | N. A. | N. A. | N. A. | N. A. | N. A. | N. A. | 1 | SUB COMPONENTS | 0 | Initial issue | N | BONE PLATES |  | No | No | N. A. | N. A. | N. A. | N. A.
B0723 | B0712.1303 | CHS BARREL PLATE, S`RUT AUTO COMP. HOLES 25MM BARREL, 19MM WIDTH, 130DEG., 3 HOLES |  | B0723.1300 | 00 | 2011-03-26 | N. A. | N. A. | N. A. | QPF/B0723 | 02 | 2019-06-07 | 2021-06-07 | N. A. | N. A. | PS/B0723 | 04 | 2017-12-10 | 2020-12-10 | N. A. | N. A. | B0723 | TMF-1 | IU/1 | Class C | FINISHED GOODS | SUSHRUT™ | CHS BARREL PLATE, AUTO COMP. HOLES | 25MM BARREL, 19MM WIDTH, 130DEG., 3 HOLES | 16 | No | Yes |  | No | N. A. | No | N. A. | No | Yes | No | Yes | M. L.: MFG/MD/2021/000369 |  | 1 | SUSHRUT PRODUCTS\INTERNATIONAL IMPLANTS\COMPRESSION HIP SCREW IMPLANTS\CHS BARREL PLATES AUTO C. HOLES, 19MM, 25MM BARREL | 0 | Initial issue | Y | BONE PLATES |  | 1 | No | Yes | Yes | Yes | N. A.
B0712.1303F | B0712.1303F | CHS FORGING, 19MM WIDTH, 25MM BARREL, 316L, 130DEG. 3HOLES |  | B0712.1300F | 00 | 2011-03-26 | N. A. | N. A. | N. A. | QPR/B0710 | N. A. | N. A. | N. A. | N. A. | N. A. | PS/B0710 | 04 | 2019-08-08 | 2022-08-08 | N. A. | N. A. | B0712 | N. A. | N. A. | N. A. | SEMIFINISHED GOODS | N. A. | N. A. | N. A. | N. A. | N. A. | N. A. |  | N. A. | N. A. | N. A. | N. A. | N. A. | N. A. | N. A. | N. A. | N. A. | N. A. | 1 | SUB COMPONENTS | 0 | Initial issue | N | SUB COMPONENTS |  | No | No | N. A. | N. A. | N. A. | N. A.
B0723 | B0712.1304 | CHS BARREL PLATE, S`RUT AUTO COMP. HOLES 25MM BARREL, 19MM WIDTH, 130DEG., 4 HOLES |  | B0723.1300 | 00 | 2011-03-26 | N. A. | N. A. | N. A. | QPF/B0723 | 02 | 2019-06-07 | 2021-06-07 | N. A. | N. A. | PS/B0723 | 04 | 2017-12-10 | 2020-12-10 | N. A. | N. A. | B0723 | TMF-1 | IU/1 | Class C | FINISHED GOODS | SUSHRUT™ | CHS BARREL PLATE, AUTO COMP. HOLES | 25MM BARREL, 19MM WIDTH, 130DEG., 4 HOLES | 16 | No | Yes |  | No | N. A. | No | N. A. | No | Yes | No | Yes | M. L.: MFG/MD/2021/000369 |  | 1 | SUSHRUT PRODUCTS\INTERNATIONAL IMPLANTS\COMPRESSION HIP SCREW IMPLANTS\CHS BARREL PLATES AUTO C. HOLES, 19MM, 25MM BARREL | 0 | Initial issue | Y | BONE PLATES |  | 1 | No | Yes | Yes | Yes | N. A.
B0712.1304F | B0712.1304F | CHS FORGING, 19MM WIDTH, 25MM BARREL, 316L, 130DEG. 4HOLES |  | B0712.1300F | 00 | 2011-03-26 | N. A. | N. A. | N. A. | QPR/B0710 | N. A. | N. A. | N. A. | N. A. | N. A. | PS/B0710 | 04 | 2019-08-08 | 2022-08-08 | N. A. | N. A. | B0712 | N. A. | N. A. | N. A. | SEMIFINISHED GOODS | N. A. | N. A. | N. A. | N. A. | N. A. | N. A. |  | N. A. | N. A. | N. A. | N. A. | N. A. | N. A. | N. A. | N. A. | N. A. | N. A. | 1 | SUB COMPONENTS | 0 | Initial issue | N | SUB COMPONENTS |  | No | No | N. A. | N. A. | N. A. | N. A.
B0723 | B0712.1305 | CHS BARREL PLATE, S`RUT AUTO COMP. HOLES 25MM BARREL, 19MM WIDTH, 130DEG., 5 HOLES |  | B0723.1300 | 00 | 2011-03-26 | N. A. | N. A. | N. A. | QPF/B0723 | 02 | 2019-06-07 | 2021-06-07 | N. A. | N. A. | PS/B0723 | 04 | 2017-12-10 | 2020-12-10 | N. A. | N. A. | B0723 | TMF-1 | IU/1 | Class C | FINISHED GOODS | SUSHRUT™ | CHS BARREL PLATE, AUTO COMP. HOLES | 25MM BARREL, 19MM WIDTH, 130DEG., 5 HOLES | 16 | No | Yes |  | No | N. A. | No | N. A. | No | Yes | No | Yes | M. L.: MFG/MD/2021/000369 |  | 1 | SUSHRUT PRODUCTS\INTERNATIONAL IMPLANTS\COMPRESSION HIP SCREW IMPLANTS\CHS BARREL PLATES AUTO C. HOLES, 19MM, 25MM BARREL | 0 | Initial issue | Y | BONE PLATES |  | 1 | No | Yes | Yes | Yes | N. A.
B0712.1305F | B0712.1305F | CHS FORGING, 19MM WIDTH, 25MM BARREL, 316L, 130DEG. 5HOLES |  | B0712.1300F | 00 | 2011-03-26 | N. A. | N. A. | N. A. | QPR/B0710 | N. A. | N. A. | N. A. | N. A. | N. A. | PS/B0710 | 04 | 2019-08-08 | 2022-08-08 | N. A. | N. A. | B0712 | N. A. | N. A. | N. A. | SEMIFINISHED GOODS | N. A. | N. A. | N. A. | N. A. | N. A. | N. A. |  | N. A. | N. A. | N. A. | N. A. | N. A. | N. A. | N. A. | N. A. | N. A. | N. A. | 1 | SUB COMPONENTS | 0 | Initial issue | N | SUB COMPONENTS |  | No | No | N. A. | N. A. | N. A. | N. A.
B0723 | B0712.1306 | CHS BARREL PLATE, S`RUT AUTO COMP. HOLES 25MM BARREL, 19MM WIDTH, 130DEG., 6 HOLES |  | B0723.1300 | 00 | 2011-03-26 | N. A. | N. A. | N. A. | QPF/B0723 | 02 | 2019-06-07 | 2021-06-07 | N. A. | N. A. | PS/B0723 | 04 | 2017-12-10 | 2020-12-10 | N. A. | N. A. | B0723 | TMF-1 | IU/1 | Class C | FINISHED GOODS | SUSHRUT™ | CHS BARREL PLATE, AUTO COMP. HOLES | 25MM BARREL, 19MM WIDTH, 130DEG., 6 HOLES | 16 | No | Yes |  | No | N. A. | No | N. A. | No | Yes | No | Yes | M. L.: MFG/MD/2021/000369 |  | 1 | SUSHRUT PRODUCTS\INTERNATIONAL IMPLANTS\COMPRESSION HIP SCREW IMPLANTS\CHS BARREL PLATES AUTO C. HOLES, 19MM, 25MM BARREL | 0 | Initial issue | Y | BONE PLATES |  | 1 | No | Yes | Yes | Yes | N. A.
B0712.1306F | B0712.1306F | CHS FORGING, 19MM WIDTH, 25MM BARREL, 316L, 130DEG. UPTO 6HOLES |  | B0712.1300F | 00 | 2011-03-26 | N. A. | N. A. | N. A. | QPF/B0710 | N. A. | N. A. | N. A. | N. A. | N. A. | PS/B0710 | 04 | 2019-08-08 | 2022-08-08 | N. A. | N. A. | B0712 | N. A. | N. A. | N. A. | SEMIFINISHED GOODS | N. A. | N. A. | N. A. | N. A. | N. A. | N. A. |  | N. A. | N. A. | N. A. | N. A. | N. A. | N. A. | N. A. | N. A. | N. A. | N. A. | 1 | SUB COMPONENTS | 0 | Initial issue | N | BONE PLATES |  | No | No | N. A. | N. A. | N. A. | N. A.
B0723 | B0712.1307 | CHS BARREL PLATE, S`RUT AUTO COMP. HOLES 25MM BARREL, 19MM WIDTH, 130DEG., 7 HOLES |  | B0723.1300 | 00 | 2011-03-26 | N. A. | N. A. | N. A. | QPF/B0723 | 02 | 2019-06-07 | 2021-06-07 | N. A. | N. A. | PS/B0723 | 04 | 2017-12-10 | 2020-12-10 | N. A. | N. A. | B0723 | TMF-1 | IU/1 | Class C | FINISHED GOODS | SUSHRUT™ | CHS BARREL PLATE, AUTO COMP. HOLES | 25MM BARREL, 19MM WIDTH, 130DEG., 7 HOLES | 16 | No | Yes |  | No | N. A. | No | N. A. | No | Yes | No | Yes | M. L.: MFG/MD/2021/000369 |  | 1 | SUSHRUT PRODUCTS\INTERNATIONAL IMPLANTS\COMPRESSION HIP SCREW IMPLANTS\CHS BARREL PLATES AUTO C. HOLES, 19MM, 25MM BARREL | 0 | Initial issue | Y | BONE PLATES |  | 1 | No | Yes | Yes | Yes | N. A.
B0712.1307F | B0712.1307F | CHS FORGING, 19MM WIDTH, 25MM BARREL, 316L, 130DEG. 7HOLES |  | B0712.1300F | 00 | 2011-03-26 | N. A. | N. A. | N. A. | QPR/B0710 | N. A. | N. A. | N. A. | N. A. | N. A. | PS/B0710 | 04 | 2019-08-08 | 2022-08-08 | N. A. | N. A. | B0712 | N. A. | N. A. | N. A. | SEMIFINISHED GOODS | N. A. | N. A. | N. A. | N. A. | N. A. | N. A. |  | N. A. | N. A. | N. A. | N. A. | N. A. | N. A. | N. A. | N. A. | N. A. | N. A. | 1 | SUB COMPONENTS | 0 | Initial issue | N | SUB COMPONENTS |  | No | No | N. A. | N. A. | N. A. | N. A.
B0723 | B0712.1308 | CHS BARREL PLATE, S`RUT AUTO COMP. HOLES 25MM BARREL, 19MM WIDTH, 130DEG., 8 HOLES |  | B0723.1300 | 00 | 2011-03-26 | N. A. | N. A. | N. A. | QPF/B0723 | 02 | 2019-06-07 | 2021-06-07 | N. A. | N. A. | PS/B0723 | 04 | 2017-12-10 | 2020-12-10 | N. A. | N. A. | B0723 | TMF-1 | IU/1 | Class C | FINISHED GOODS | SUSHRUT™ | CHS BARREL PLATE, AUTO COMP. HOLES | 25MM BARREL, 19MM WIDTH, 130DEG., 8 HOLES | 16 | No | Yes |  | No | N. A. | No | N. A. | No | Yes | No | Yes | M. L.: MFG/MD/2021/000369 |  | 1 | SUSHRUT PRODUCTS\INTERNATIONAL IMPLANTS\COMPRESSION HIP SCREW IMPLANTS\CHS BARREL PLATES AUTO C. HOLES, 19MM, 25MM BARREL | 0 | Initial issue | Y | BONE PLATES |  | 1 | No | Yes | Yes | Yes | N. A.
B0712.1308F | B0712.1308F | CHS FORGING, 19MM WIDTH, 25MM BARREL, 316L, 130DEG. 8HOLES |  | B0712.1300F | 00 | 2011-03-26 | N. A. | N. A. | N. A. | QPR/B0710 | N. A. | N. A. | N. A. | N. A. | N. A. | PS/B0710 | 04 | 2019-08-08 | 2022-08-08 | N. A. | N. A. | B0712 | N. A. | N. A. | N. A. | SEMIFINISHED GOODS | N. A. | N. A. | N. A. | N. A. | N. A. | N. A. |  | N. A. | N. A. | N. A. | N. A. | N. A. | N. A. | N. A. | N. A. | N. A. | N. A. | 1 | SUB COMPONENTS | 0 | Initial issue | N | SUB COMPONENTS |  | No | No | N. A. | N. A. | N. A. | N. A.
B0723 | B0712.1309 | CHS BARREL PLATE, S`RUT AUTO COMP. HOLES 25MM BARREL, 19MM WIDTH, 130DEG., 9 HOLES |  | B0723.1300 | 00 | 2011-03-26 | N. A. | N. A. | N. A. | QPF/B0723 | 02 | 2019-06-07 | 2021-06-07 | N. A. | N. A. | PS/B0723 | 04 | 2017-12-10 | 2020-12-10 | N. A. | N. A. | B0723 | TMF-1 | IU/1 | Class C | FINISHED GOODS | SUSHRUT™ | CHS BARREL PLATE, AUTO COMP. HOLES | 25MM BARREL, 19MM WIDTH, 130DEG., 9 HOLES | 16 | No | Yes |  | No | N. A. | No | N. A. | No | Yes | No | Yes | M. L.: MFG/MD/2021/000369 |  | 1 | SUSHRUT PRODUCTS\INTERNATIONAL IMPLANTS\COMPRESSION HIP SCREW IMPLANTS\CHS BARREL PLATES AUTO C. HOLES, 19MM, 25MM BARREL | 0 | Initial issue | Y | BONE PLATES |  | 1 | No | Yes | Yes | Yes | N. A.
B0712.1309F | B0712.1309F | CHS FORGING, 19MM WIDTH, 25MM BARREL, 316L, 130DEG. UPTO 9HOLES |  | B0712.1300F | 00 | 2011-03-26 | N. A. | N. A. | N. A. | QPF/B0710 | N. A. | N. A. | N. A. | N. A. | N. A. | PS/B0710 | 04 | 2019-08-08 | 2022-08-08 | N. A. | N. A. | B0712 | N. A. | N. A. | N. A. | SEMIFINISHED GOODS | N. A. | N. A. | N. A. | N. A. | N. A. | N. A. |  | N. A. | N. A. | N. A. | N. A. | N. A. | N. A. | N. A. | N. A. | N. A. | N. A. | 1 | SUB COMPONENTS | 0 | Initial issue | N | BONE PLATES |  | No | No | N. A. | N. A. | N. A. | N. A.
B0723 | B0712.1310 | CHS BARREL PLATE, S`RUT AUTO COMP. HOLES 25MM BARREL, 19MM WIDTH, 130DEG., 10 HOLES |  | B0723.1300 | 00 | 2011-03-26 | N. A. | N. A. | N. A. | QPF/B0723 | 02 | 2019-06-07 | 2021-06-07 | N. A. | N. A. | PS/B0723 | 04 | 2017-12-10 | 2020-12-10 | N. A. | N. A. | B0723 | TMF-1 | IU/1 | Class C | FINISHED GOODS | SUSHRUT™ | CHS BARREL PLATE, AUTO COMP. HOLES | 25MM BARREL, 19MM WIDTH, 130DEG., 10 HOLES | 16 | No | Yes |  | No | N. A. | No | N. A. | No | Yes | No | Yes | M. L.: MFG/MD/2021/000369 |  | 1 | SUSHRUT PRODUCTS\INTERNATIONAL IMPLANTS\COMPRESSION HIP SCREW IMPLANTS\CHS BARREL PLATES AUTO C. HOLES, 19MM, 25MM BARREL | 0 | Initial issue | Y | BONE PLATES |  | 1 | No | Yes | Yes | Yes | N. A.
B0712.1310F | B0712.1310F | CHS FORGING, 19MM WIDTH, 25MM BARREL, 316L, 130DEG. 10HOLES |  | B0712.1300F | 00 | 2011-03-26 | N. A. | N. A. | N. A. | QPR/B0710 | N. A. | N. A. | N. A. | N. A. | N. A. | PS/B0710 | 04 | 2019-08-08 | 2022-08-08 | N. A. | N. A. | B0712 | N. A. | N. A. | N. A. | SEMIFINISHED GOODS | N. A. | N. A. | N. A. | N. A. | N. A. | N. A. |  | N. A. | N. A. | N. A. | N. A. | N. A. | N. A. | N. A. | N. A. | N. A. | N. A. | 1 | SUB COMPONENTS | 0 | Initial issue | N | SUB COMPONENTS |  | No | No | N. A. | N. A. | N. A. | N. A.
B0712.1311F | B0712.1311F | CHS FORGING, 19MM WIDTH, 25MM BARREL, 316L, 130DEG. 11HOLES |  | B0712.1300F | 00 | 2011-03-26 | N. A. | N. A. | N. A. | QPR/B0710 | N. A. | N. A. | N. A. | N. A. | N. A. | PS/B0710 | 04 | 2019-08-08 | 2022-08-08 | N. A. | N. A. | B0712 | N. A. | N. A. | N. A. | SEMIFINISHED GOODS | N. A. | N. A. | N. A. | N. A. | N. A. | N. A. |  | N. A. | N. A. | N. A. | N. A. | N. A. | N. A. | N. A. | N. A. | N. A. | N. A. | 1 | SUB COMPONENTS | 0 | Initial issue | N | SUB COMPONENTS |  | No | No | N. A. | N. A. | N. A. | N. A.
B0712.1312F | B0712.1312F | CHS FORGING, 19MM WIDTH, 25MM BARREL, 316L, 130DEG. UPTO 12HOLES |  | B0712.1300F | 00 | 2011-03-26 | N. A. | N. A. | N. A. | QPF/B0710 | N. A. | N. A. | N. A. | N. A. | N. A. | PS/B0710 | 04 | 2019-08-08 | 2022-08-08 | N. A. | N. A. | B0712 | N. A. | N. A. | N. A. | SEMIFINISHED GOODS | N. A. | N. A. | N. A. | N. A. | N. A. | N. A. |  | N. A. | N. A. | N. A. | N. A. | N. A. | N. A. | N. A. | N. A. | N. A. | N. A. | 1 | SUB COMPONENTS | 0 | Initial issue | N | BONE PLATES |  | No | No | N. A. | N. A. | N. A. | N. A.
B0712.1313F | B0712.1313F | CHS FORGING, 19MM WIDTH, 25MM BARREL, 316L, 130DEG. 13HOLES |  | B0712.1300F | 00 | 2011-03-26 | N. A. | N. A. | N. A. | QPR/B0710 | N. A. | N. A. | N. A. | N. A. | N. A. | PS/B0710 | 04 | 2019-08-08 | 2022-08-08 | N. A. | N. A. | B0712 | N. A. | N. A. | N. A. | SEMIFINISHED GOODS | N. A. | N. A. | N. A. | N. A. | N. A. | N. A. |  | N. A. | N. A. | N. A. | N. A. | N. A. | N. A. | N. A. | N. A. | N. A. | N. A. | 1 | SUB COMPONENTS | 0 | Initial issue | N | SUB COMPONENTS |  | No | No | N. A. | N. A. | N. A. | N. A.
B0712.1314F | B0712.1314F | CHS FORGING, 19MM WIDTH, 25MM BARREL, 316L, 130DEG. 14HOLES |  | B0712.1300F | 00 | 2011-03-26 | N. A. | N. A. | N. A. | QPR/B0710 | N. A. | N. A. | N. A. | N. A. | N. A. | PS/B0710 | 04 | 2019-08-08 | 2022-08-08 | N. A. | N. A. | B0712 | N. A. | N. A. | N. A. | SEMIFINISHED GOODS | N. A. | N. A. | N. A. | N. A. | N. A. | N. A. |  | N. A. | N. A. | N. A. | N. A. | N. A. | N. A. | N. A. | N. A. | N. A. | N. A. | 1 | SUB COMPONENTS | 0 | Initial issue | N | SUB COMPONENTS |  | No | No | N. A. | N. A. | N. A. | N. A.
B0712.1315F | B0712.1315F | CHS FORGING, 19MM WIDTH, 25MM BARREL, 316L, 130DEG. UPTO 15HOLES |  | B0712.1300F | 00 | 2011-03-26 | N. A. | N. A. | N. A. | QPF/B0710 | N. A. | N. A. | N. A. | N. A. | N. A. | PS/B0710 | 04 | 2019-08-08 | 2022-08-08 | N. A. | N. A. | B0712 | N. A. | N. A. | N. A. | SEMIFINISHED GOODS | N. A. | N. A. | N. A. | N. A. | N. A. | N. A. |  | N. A. | N. A. | N. A. | N. A. | N. A. | N. A. | N. A. | N. A. | N. A. | N. A. | 1 | SUB COMPONENTS | 0 | Initial issue | N | BONE PLATES |  | No | No | N. A. | N. A. | N. A. | N. A.
B0712.1316F | B0712.1316F | CHS FORGING, 19MM WIDTH, 25MM BARREL, 316L, 130DEG. 16HOLES |  | B0712.1300F | 00 | 2011-03-26 | N. A. | N. A. | N. A. | QPR/B0710 | N. A. | N. A. | N. A. | N. A. | N. A. | PS/B0710 | 04 | 2019-08-08 | 2022-08-08 | N. A. | N. A. | B0712 | N. A. | N. A. | N. A. | SEMIFINISHED GOODS | N. A. | N. A. | N. A. | N. A. | N. A. | N. A. |  | N. A. | N. A. | N. A. | N. A. | N. A. | N. A. | N. A. | N. A. | N. A. | N. A. | 1 | SUB COMPONENTS | 0 | Initial issue | N | SUB COMPONENTS |  | No | No | N. A. | N. A. | N. A. | N. A.
B0712.1317F | B0712.1317F | CHS FORGING, 19MM WIDTH, 25MM BARREL, 316L, 130DEG. 17HOLES |  | B0712.1300F | 00 | 2011-03-26 | N. A. | N. A. | N. A. | QPR/B0710 | N. A. | N. A. | N. A. | N. A. | N. A. | PS/B0710 | 04 | 2019-08-08 | 2022-08-08 | N. A. | N. A. | B0712 | N. A. | N. A. | N. A. | SEMIFINISHED GOODS | N. A. | N. A. | N. A. | N. A. | N. A. | N. A. |  | N. A. | N. A. | N. A. | N. A. | N. A. | N. A. | N. A. | N. A. | N. A. | N. A. | 1 | SUB COMPONENTS | 0 | Initial issue | N | SUB COMPONENTS |  | No | No | N. A. | N. A. | N. A. | N. A.
B0712.1318F | B0712.1318F | CHS FORGING, 19MM WIDTH, 25MM BARREL, 316L, 130DEG. UPTO 18HOLES |  | B0712.1300F | 00 | 2011-03-26 | N. A. | N. A. | N. A. | QPF/B0710 | N. A. | N. A. | N. A. | N. A. | N. A. | PS/B0710 | 04 | 2019-08-08 | 2022-08-08 | N. A. | N. A. | B0712 | N. A. | N. A. | N. A. | SEMIFINISHED GOODS | N. A. | N. A. | N. A. | N. A. | N. A. | N. A. |  | N. A. | N. A. | N. A. | N. A. | N. A. | N. A. | N. A. | N. A. | N. A. | N. A. | 1 | SUB COMPONENTS | 0 | Initial issue | N | BONE PLATES |  | No | No | N. A. | N. A. | N. A. | N. A.
B0712.1350F | B0712.1350F | CHS FORGING, 19MM WIDTH, 25MM BARREL, 316L, 135DEG. DOUBLE ENDED |  | B0710.1350F | 00 | 2011-03-26 | N. A. | N. A. | N. A. | QPF/B0710F | N. A. | N. A. | N. A. | N. A. | N. A. | PS/B0710FDE | 04 | 2019-08-08 | 2022-08-08 | N. A. | N. A. | B0712 | N. A. | N. A. | N. A. | SEMIFINISHED GOODS | N. A. | N. A. | N. A. | N. A. | N. A. | N. A. |  | N. A. | N. A. | N. A. | N. A. | N. A. | N. A. | N. A. | N. A. | N. A. | N. A. | 1 | SUB COMPONENTS | 0 | Initial issue | N | BONE PLATES |  | No | No | N. A. | N. A. | N. A. | N. A.
B0723 | B0712.1352 | C.H.S. BARREL PLATE, S`RUT, 25MM BARREL, 19MM WIDTH, 135DEG., 2 AUTO COMP. HOLES |  | B0723.1350 | 00 | 2011-03-26 | N. A. | N. A. | N. A. | QPF/B0723 | 02 | 2019-06-07 | 2021-06-07 | N. A. | N. A. | PS/B0723 | 04 | 2017-12-10 | 2020-12-10 | N. A. | N. A. | B0723 | TMF-1 | IU/1 | Class C | FINISHED GOODS | SUSHRUT™ | C.H.S. BARREL PLATE, S`RUT, 25MM BARREL, 19MM WIDTH | 135DEG., 2 AUTO COMP. HOLES | 16 | No | Yes |  | No | N. A. | No | N. A. | No | Yes | No | Yes | M. L.: MFG/MD/2021/000369 |  | 1 | SUSHRUT PRODUCTS\INTERNATIONAL IMPLANTS\COMPRESSION HIP SCREW IMPLANTS\CHS BARREL PLATES AUTO C. HOLES, 19MM, 25MM BARREL | 0 | Initial issue | Y | BONE PLATES |  | 1 | No | Yes | Yes | Yes | N. A.
B0723 | B0712.1352s | C.H.S. BARREL PLATE, S`RUT, 25MM BARREL, 19MM WIDTH, 135DEG., 2 AUTO COMP. HOLES, STERILE |  | B0723.1350 | 00 | 2011-03-26 | N. A. | N. A. | N. A. | QPF/B0723 | 02 | 2019-06-07 | 2021-06-07 | N. A. | N. A. | PS/B0723 | 04 | 2017-12-10 | 2020-12-10 | N. A. | N. A. | B0723 | TMF-1 | IU/1 | Class C | FINISHED GOODS | SUSHRUT™ | C.H.S. BARREL PLATE, 25MM BARREL, 19MM WIDTH | 135DEG., 2 AUTO COMP. HOLES, STERILE | 04 | Yes | No | R | Yes | N. A. | No | N. A. | No | Yes | No | Yes | M. L.: MFG/MD/2021/000369 |  | 1 | SUSHRUT PRODUCTS\INTERNATIONAL IMPLANTS\COMPRESSION HIP SCREW IMPLANTS\CHS BARREL PLATES AUTO C. HOLES, 19MM, 25MM BARREL | 0 | Initial issue | N | BONE PLATES |  | 1/lot | No | Yes | Yes | No | N. A. | 135° | 2H SHORT
B0723 | B0712.1353 | CHS BARREL PLATE, S`RUT AUTO COMP. HOLES 25MM BARREL, 19MM WIDTH, 135DEG., 3 HOLES |  | B0723.1350 | 00 | 2011-03-26 | N. A. | N. A. | N. A. | QPF/B0723 | 02 | 2019-06-07 | 2021-06-07 | N. A. | N. A. | PS/B0723 | 04 | 2017-12-10 | 2020-12-10 | N. A. | N. A. | B0723 | TMF-1 | IU/1 | Class C | FINISHED GOODS | SUSHRUT™ | CHS BARREL PLATE, S`RUT AUTO COMP. HOLES 25MM BARREL, 19MM WIDTH | 135DEG., 3 HOLES | 16 | No | Yes |  | No | N. A. | No | N. A. | No | Yes | No | Yes | M. L.: MFG/MD/2021/000369 |  | 1 | SUSHRUT PRODUCTS\INTERNATIONAL IMPLANTS\COMPRESSION HIP SCREW IMPLANTS\CHS BARREL PLATES AUTO C. HOLES, 19MM, 25MM BARREL | 0.0674 | Initial issue | N | BONE PLATES |  | 1 | No | Yes | Yes | Yes | N. A.
B0712.1353F | B0712.1353F | CHS FORGING, 19MM WIDTH, 25MM BARREL, 316L, 135DEG. 3HOLES |  | B0710.1350F | 00 | 2011-03-26 | N. A. | N. A. | N. A. | QPR/B0710 | N. A. | N. A. | N. A. | N. A. | N. A. | PS/B0710 | 04 | 2019-08-08 | 2022-08-08 | N. A. | N. A. | B0712 | N. A. | N. A. | N. A. | SEMIFINISHED GOODS | N. A. | N. A. | N. A. | N. A. | N. A. | N. A. |  | N. A. | N. A. | N. A. | N. A. | N. A. | N. A. | N. A. | N. A. | N. A. | N. A. | 1 | SUB COMPONENTS | 0 | Initial issue | N | SUB COMPONENTS |  | No | No | N. A. | N. A. | N. A. | N. A.
B0723 | B0712.1353s | C.H.S. BARREL PLATE, S`RUT, 25MM BARREL, 19MM WIDTH, 135DEG., 3 AUTO COMP. HOLES, STERILE |  | B0723.1350 | 00 | 2011-03-26 | N. A. | N. A. | N. A. | QPF/B0723 | 02 | 2019-06-07 | 2021-06-07 | N. A. | N. A. | PS/B0723 | 04 | 2017-12-10 | 2020-12-10 | N. A. | N. A. | B0723 | TMF-1 | IU/1 | Class C | FINISHED GOODS | SUSHRUT™ | C.H.S. BARREL PLATE, 25MM BARREL, 19MM WIDTH | 135DEG., 3 AUTO COMP. HOLES, STERILE | 04 | Yes | No | R | Yes | N. A. | No | N. A. | No | Yes | No | Yes | M. L.: MFG/MD/2021/000369 |  | 1 | SUSHRUT PRODUCTS\INTERNATIONAL IMPLANTS\COMPRESSION HIP SCREW IMPLANTS\CHS BARREL PLATES AUTO C. HOLES, 19MM, 25MM BARREL | 0 | Initial issue | N | BONE PLATES |  | 1/lot | No | Yes | Yes | No | N. A. | 135° | 3H SHORT
B0723 | B0712.1354 | CHS BARREL PLATE, S`RUT AUTO COMP. HOLES 25MM BARREL, 19MM WIDTH, 135DEG., 4 HOLES |  | B0723.1350 | 00 | 2011-03-26 | N. A. | N. A. | N. A. | QPF/B0723 | 02 | 2019-06-07 | 2021-06-07 | N. A. | N. A. | PS/B0723 | 04 | 2017-12-10 | 2020-12-10 | N. A. | N. A. | B0723 | TMF-1 | IU/1 | Class C | FINISHED GOODS | SUSHRUT™ | CHS BARREL PLATE, S`RUT AUTO COMP. HOLES 25MM BARREL, 19MM WIDTH | 135DEG., 4 HOLES | 16 | No | Yes |  | No | N. A. | No | N. A. | No | Yes | No | Yes | M. L.: MFG/MD/2021/000369 |  | 1 | SUSHRUT PRODUCTS\INTERNATIONAL IMPLANTS\COMPRESSION HIP SCREW IMPLANTS\CHS BARREL PLATES AUTO C. HOLES, 19MM, 25MM BARREL | 0.080159 | Initial issue | N | BONE PLATES |  | 1 | No | Yes | Yes | Yes | N. A.
B0712.1354F | B0712.1354F | CHS FORGING, 19MM WIDTH, 25MM BARREL, 316L, 135DEG. 4HOLES |  | B0710.1350F | 00 | 2011-03-26 | N. A. | N. A. | N. A. | QPR/B0710 | N. A. | N. A. | N. A. | N. A. | N. A. | PS/B0710 | 04 | 2019-08-08 | 2022-08-08 | N. A. | N. A. | B0712 | N. A. | N. A. | N. A. | SEMIFINISHED GOODS | N. A. | N. A. | N. A. | N. A. | N. A. | N. A. |  | N. A. | N. A. | N. A. | N. A. | N. A. | N. A. | N. A. | N. A. | N. A. | N. A. | 1 | SUB COMPONENTS | 0 | Initial issue | N | SUB COMPONENTS |  | No | No | N. A. | N. A. | N. A. | N. A.
B0723 | B0712.1354s | C.H.S. BARREL PLATE, S`RUT, 25MM BARREL, 19MM WIDTH, 135DEG., 4 AUTO COMP. HOLES, STERILE |  | B0723.1350 | 00 | 2011-03-26 | N. A. | N. A. | N. A. | QPF/B0723 | 02 | 2019-06-07 | 2021-06-07 | N. A. | N. A. | PS/B0723 | 04 | 2017-12-10 | 2020-12-10 | N. A. | N. A. | B0723 | TMF-1 | IU/1 | Class C | FINISHED GOODS | SUSHRUT™ | C.H.S. BARREL PLATE, 25MM BARREL, 19MM WIDTH | 135DEG., 4 AUTO COMP. HOLES, STERILE | 04 | Yes | No | R | Yes | N. A. | No | N. A. | No | Yes | No | Yes | M. L.: MFG/MD/2021/000369 |  | 1 | SUSHRUT PRODUCTS\INTERNATIONAL IMPLANTS\COMPRESSION HIP SCREW IMPLANTS\CHS BARREL PLATES AUTO C. HOLES, 19MM, 25MM BARREL | 0 | Initial issue | N | BONE PLATES |  | 1/lot | No | Yes | Yes | No | N. A. | 135° | 4H SHORT
B0723 | B0712.1355 | CHS BARREL PLATE, S`RUT AUTO COMP. HOLES 25MM BARREL, 19MM WIDTH, 135DEG., 5 HOLES |  | B0723.1350 | 00 | 2011-03-26 | N. A. | N. A. | N. A. | QPF/B0723 | 02 | 2019-06-07 | 2021-06-07 | N. A. | N. A. | PS/B0723 | 04 | 2017-12-10 | 2020-12-10 | N. A. | N. A. | B0723 | TMF-1 | IU/1 | Class C | FINISHED GOODS | SUSHRUT™ | CHS BARREL PLATE, S`RUT AUTO COMP. HOLES 25MM BARREL, 19MM WIDTH | 135DEG., 5 HOLES | 16 | No | Yes |  | No | N. A. | No | N. A. | No | Yes | No | Yes | M. L.: MFG/MD/2021/000369 |  | 1 | SUSHRUT PRODUCTS\INTERNATIONAL IMPLANTS\COMPRESSION HIP SCREW IMPLANTS\CHS BARREL PLATES AUTO C. HOLES, 19MM, 25MM BARREL | 0.0987 | Initial issue | N | BONE PLATES |  | 1 | No | Yes | Yes | Yes | N. A.
B0712.1355F | B0712.1355F | CHS FORGING, 19MM WIDTH, 25MM BARREL, 316L, 135DEG. 5HOLES |  | B0710.1350F | 00 | 2011-03-26 | N. A. | N. A. | N. A. | QPR/B0710 | N. A. | N. A. | N. A. | N. A. | N. A. | PS/B0710 | 04 | 2019-08-08 | 2022-08-08 | N. A. | N. A. | B0712 | N. A. | N. A. | N. A. | SEMIFINISHED GOODS | N. A. | N. A. | N. A. | N. A. | N. A. | N. A. |  | N. A. | N. A. | N. A. | N. A. | N. A. | N. A. | N. A. | N. A. | N. A. | N. A. | 1 | SUB COMPONENTS | 0 | Initial issue | N | SUB COMPONENTS |  | No | No | N. A. | N. A. | N. A. | N. A.
B0723 | B0712.1355s | C.H.S. BARREL PLATE, S`RUT, 25MM BARREL, 19MM WIDTH, 135DEG., 5 AUTO COMP. HOLES, STERILE |  | B0723.1350 | 00 | 2011-03-26 | N. A. | N. A. | N. A. | QPF/B0723 | 02 | 2019-06-07 | 2021-06-07 | N. A. | N. A. | PS/B0723 | 04 | 2017-12-10 | 2020-12-10 | N. A. | N. A. | B0723 | TMF-1 | IU/1 | Class C | FINISHED GOODS | SUSHRUT™ | C.H.S. BARREL PLATE, 25MM BARREL, 19MM WIDTH | 135DEG., 5 AUTO COMP. HOLES, STERILE | 04 | Yes | No | R | Yes | N. A. | No | N. A. | No | Yes | No | Yes | M. L.: MFG/MD/2021/000369 |  | 1 | SUSHRUT PRODUCTS\INTERNATIONAL IMPLANTS\COMPRESSION HIP SCREW IMPLANTS\CHS BARREL PLATES AUTO C. HOLES, 19MM, 25MM BARREL | 0 | Initial issue | N | BONE PLATES |  | 1/lot | No | Yes | Yes | No | N. A. | 135° | 5H SHORT
B0723 | B0712.1356 | CHS BARREL PLATE, S`RUT AUTO COMP. HOLES 25MM BARREL, 19MM WIDTH, 135DEG., 6 HOLES |  | B0723.1350 | 00 | 2011-03-26 | N. A. | N. A. | N. A. | QPF/B0723 | 02 | 2019-06-07 | 2021-06-07 | N. A. | N. A. | PS/B0723 | 04 | 2017-12-10 | 2020-12-10 | N. A. | N. A. | B0723 | TMF-1 | IU/1 | Class C | FINISHED GOODS | SUSHRUT™ | CHS BARREL PLATE, S`RUT AUTO COMP. HOLES 25MM BARREL, 19MM WIDTH | 135DEG., 6 HOLES | 16 | No | Yes |  | No | N. A. | No | N. A. | No | Yes | No | Yes | M. L.: MFG/MD/2021/000369 |  | 1 | SUSHRUT PRODUCTS\INTERNATIONAL IMPLANTS\COMPRESSION HIP SCREW IMPLANTS\CHS BARREL PLATES AUTO C. HOLES, 19MM, 25MM BARREL | 0.115 | Initial issue | Y | BONE PLATES |  | 1 | No | Yes | Yes | Yes | N. A.
B0712.1356F | B0712.1356F | CHS FORGING, 19MM WIDTH, 25MM BARREL, 316L, 135DEG. UPTO 6HOLES |  | B0710.1350F | 00 | 2011-03-26 | N. A. | N. A. | N. A. | QPF/B0710 | N. A. | N. A. | N. A. | N. A. | N. A. | PS/B0710 | 04 | 2019-08-08 | 2022-08-08 | N. A. | N. A. | B0712 | N. A. | N. A. | N. A. | SEMIFINISHED GOODS | N. A. | N. A. | N. A. | N. A. | N. A. | N. A. |  | N. A. | N. A. | N. A. | N. A. | N. A. | N. A. | N. A. | N. A. | N. A. | N. A. | 1 | SUB COMPONENTS | 0 | Initial issue | N | BONE PLATES |  | No | No | N. A. | N. A. | N. A. | N. A.
B0723 | B0712.1356s | C.H.S. BARREL PLATE, S`RUT, 25MM BARREL, 19MM WIDTH, 135DEG., 6 AUTO COMP. HOLES, STERILE |  | B0723.1350 | 00 | 2011-03-26 | N. A. | N. A. | N. A. | QPF/B0723 | 02 | 2019-06-07 | 2021-06-07 | N. A. | N. A. | PS/B0723 | 04 | 2017-12-10 | 2020-12-10 | N. A. | N. A. | B0723 | TMF-1 | IU/1 | Class C | FINISHED GOODS | SUSHRUT™ | C.H.S. BARREL PLATE, 25MM BARREL, 19MM WIDTH | 135DEG., 6 AUTO COMP. HOLES, STERILE | 04 | Yes | No | R | Yes | N. A. | No | N. A. | No | Yes | No | Yes | M. L.: MFG/MD/2021/000369 |  | 1 | SUSHRUT PRODUCTS\INTERNATIONAL IMPLANTS\COMPRESSION HIP SCREW IMPLANTS\CHS BARREL PLATES AUTO C. HOLES, 19MM, 25MM BARREL | 0 | Initial issue | Y | BONE PLATES |  | 1/lot | No | Yes | Yes | No | N. A. | 135° | 6H SHORT
B0723 | B0712.1357 | CHS BARREL PLATE, S`RUT AUTO COMP. HOLES 25MM BARREL, 19MM WIDTH, 135DEG., 7 HOLES |  | B0723.1350 | 00 | 2011-03-26 | N. A. | N. A. | N. A. | QPF/B0723 | 02 | 2019-06-07 | 2021-06-07 | N. A. | N. A. | PS/B0723 | 04 | 2017-12-10 | 2020-12-10 | N. A. | N. A. | B0723 | TMF-1 | IU/1 | Class C | FINISHED GOODS | SUSHRUT™ | CHS BARREL PLATE, S`RUT AUTO COMP. HOLES 25MM BARREL, 19MM WIDTH | 135DEG., 7 HOLES | 16 | No | Yes |  | No | N. A. | No | N. A. | No | Yes | No | Yes | M. L.: MFG/MD/2021/000369 |  | 1 | SUSHRUT PRODUCTS\INTERNATIONAL IMPLANTS\COMPRESSION HIP SCREW IMPLANTS\CHS BARREL PLATES AUTO C. HOLES, 19MM, 25MM BARREL | 0.1199 | Initial issue | Y | BONE PLATES |  | 1 | No | Yes | Yes | Yes | N. A.
B0712.1357F | B0712.1357F | CHS FORGING, 19MM WIDTH, 25MM BARREL, 316L, 135DEG. 7HOLES |  | B0710.1350F | 00 | 2011-03-26 | N. A. | N. A. | N. A. | QPR/B0710 | N. A. | N. A. | N. A. | N. A. | N. A. | PS/B0710 | 04 | 2019-08-08 | 2022-08-08 | N. A. | N. A. | B0712 | N. A. | N. A. | N. A. | SEMIFINISHED GOODS | N. A. | N. A. | N. A. | N. A. | N. A. | N. A. |  | N. A. | N. A. | N. A. | N. A. | N. A. | N. A. | N. A. | N. A. | N. A. | N. A. | 1 | SUB COMPONENTS | 0 | Initial issue | N | SUB COMPONENTS |  | No | No | N. A. | N. A. | N. A. | N. A.
B0723 | B0712.1357s | C.H.S. BARREL PLATE, S`RUT, 25MM BARREL, 19MM WIDTH, 135DEG., 7 AUTO COMP. HOLES, STERILE |  | B0723.1350 | 00 | 2011-03-26 | N. A. | N. A. | N. A. | QPF/B0723 | 02 | 2019-06-07 | 2021-06-07 | N. A. | N. A. | PS/B0723 | 04 | 2017-12-10 | 2020-12-10 | N. A. | N. A. | B0723 | TMF-1 | IU/1 | Class C | FINISHED GOODS | SUSHRUT™ | C.H.S. BARREL PLATE, 25MM BARREL, 19MM WIDTH | 135DEG., 7 AUTO COMP. HOLES, STERILE | 04 | Yes | No | R | Yes | N. A. | No | N. A. | No | Yes | No | Yes | M. L.: MFG/MD/2021/000369 |  | 1 | SUSHRUT PRODUCTS\INTERNATIONAL IMPLANTS\COMPRESSION HIP SCREW IMPLANTS\CHS BARREL PLATES AUTO C. HOLES, 19MM, 25MM BARREL | 0 | Initial issue | Y | BONE PLATES |  | 1/lot | No | Yes | Yes | No | N. A. | 135° | 7H SHORT
B0723 | B0712.1358 | CHS BARREL PLATE, S`RUT AUTO COMP. HOLES 25MM BARREL, 19MM WIDTH, 135DEG., 8 HOLES |  | B0723.1350 | 00 | 2011-03-26 | N. A. | N. A. | N. A. | QPF/B0723 | 02 | 2019-06-07 | 2021-06-07 | N. A. | N. A. | PS/B0723 | 04 | 2017-12-10 | 2020-12-10 | N. A. | N. A. | B0723 | TMF-1 | IU/1 | Class C | FINISHED GOODS | SUSHRUT™ | CHS BARREL PLATE, S`RUT AUTO COMP. HOLES 25MM BARREL, 19MM WIDTH | 135DEG., 8 HOLES | 16 | No | Yes |  | No | N. A. | No | N. A. | No | Yes | No | Yes | M. L.: MFG/MD/2021/000369 |  | 1 | SUSHRUT PRODUCTS\INTERNATIONAL IMPLANTS\COMPRESSION HIP SCREW IMPLANTS\CHS BARREL PLATES AUTO C. HOLES, 19MM, 25MM BARREL | 0.1415 | Initial issue | Y | BONE PLATES |  | 1 | No | Yes | Yes | Yes | N. A.
B0712.1358F | B0712.1358F | CHS FORGING, 19MM WIDTH, 25MM BARREL, 316L, 135DEG. 8HOLES |  | B0710.1350F | 00 | 2011-03-26 | N. A. | N. A. | N. A. | QPR/B0710 | N. A. | N. A. | N. A. | N. A. | N. A. | PS/B0710 | 04 | 2019-08-08 | 2022-08-08 | N. A. | N. A. | B0712 | N. A. | N. A. | N. A. | SEMIFINISHED GOODS | N. A. | N. A. | N. A. | N. A. | N. A. | N. A. |  | N. A. | N. A. | N. A. | N. A. | N. A. | N. A. | N. A. | N. A. | N. A. | N. A. | 1 | SUB COMPONENTS | 0 | Initial issue | N | SUB COMPONENTS |  | No | No | N. A. | N. A. | N. A. | N. A.
B0723 | B0712.1358s | C.H.S. BARREL PLATE, S`RUT, 25MM BARREL, 19MM WIDTH, 135DEG., 8 AUTO COMP. HOLES, STERILE |  | B0723.1350 | 00 | 2011-03-26 | N. A. | N. A. | N. A. | QPF/B0723 | 02 | 2019-06-07 | 2021-06-07 | N. A. | N. A. | PS/B0723 | 04 | 2017-12-10 | 2020-12-10 | N. A. | N. A. | B0723 | TMF-1 | IU/1 | Class C | FINISHED GOODS | SUSHRUT™ | C.H.S. BARREL PLATE, 25MM BARREL, 19MM WIDTH | 135DEG., 8 AUTO COMP. HOLES, STERILE | 04 | Yes | No | R | Yes | N. A. | No | N. A. | No | Yes | No | Yes | M. L.: MFG/MD/2021/000369 |  | 1 | SUSHRUT PRODUCTS\INTERNATIONAL IMPLANTS\COMPRESSION HIP SCREW IMPLANTS\CHS BARREL PLATES AUTO C. HOLES, 19MM, 25MM BARREL | 0.023 | Initial issue | Y | BONE PLATES |  | 1/lot | No | Yes | Yes | No | N. A. | 135° | 8H SHORT
B0723 | B0712.1359 | CHS BARREL PLATE, S`RUT AUTO COMP. HOLES 25MM BARREL, 19MM WIDTH, 135DEG., 9 HOLES |  | B0723.1350 | 00 | 2011-03-26 | N. A. | N. A. | N. A. | QPF/B0723 | 02 | 2019-06-07 | 2021-06-07 | N. A. | N. A. | PS/B0723 | 04 | 2017-12-10 | 2020-12-10 | N. A. | N. A. | B0723 | TMF-1 | IU/1 | Class C | FINISHED GOODS | SUSHRUT™ | CHS BARREL PLATE, S`RUT AUTO COMP. HOLES 25MM BARREL, 19MM WIDTH | 135DEG., 9 HOLES | 16 | No | Yes |  | No | N. A. | No | N. A. | No | Yes | No | Yes | M. L.: MFG/MD/2021/000369 |  | 1 | SUSHRUT PRODUCTS\INTERNATIONAL IMPLANTS\COMPRESSION HIP SCREW IMPLANTS\CHS BARREL PLATES AUTO C. HOLES, 19MM, 25MM BARREL | 0.1423 | Initial issue | Y | BONE PLATES |  | 1 | No | Yes | Yes | Yes | N. A.
B0712.1359F | B0712.1359F | CHS FORGING, 19MM WIDTH, 25MM BARREL, 316L, 135DEG. UPTO 9HOLES |  | B0710.1350F | 00 | 2011-03-26 | N. A. | N. A. | N. A. | QPF/B0710 | N. A. | N. A. | N. A. | N. A. | N. A. | PS/B0710 | 04 | 2019-08-08 | 2022-08-08 | N. A. | N. A. | B0712 | N. A. | N. A. | N. A. | SEMIFINISHED GOODS | N. A. | N. A. | N. A. | N. A. | N. A. | N. A. |  | N. A. | N. A. | N. A. | N. A. | N. A. | N. A. | N. A. | N. A. | N. A. | N. A. | 1 | SUB COMPONENTS | 0 | Initial issue | N | BONE PLATES |  | No | No | N. A. | N. A. | N. A. | N. A.
B0723 | B0712.1359s | C.H.S. BARREL PLATE, S`RUT, 25MM BARREL, 19MM WIDTH, 135DEG., 9 AUTO COMP. HOLES, STERILE |  | B0723.1350 | 00 | 2011-03-26 | N. A. | N. A. | N. A. | QPF/B0723 | 02 | 2019-06-07 | 2021-06-07 | N. A. | N. A. | PS/B0723 | 04 | 2017-12-10 | 2020-12-10 | N. A. | N. A. | B0723 | TMF-1 | IU/1 | Class C | FINISHED GOODS | SUSHRUT™ | C.H.S. BARREL PLATE, 25MM BARREL, 19MM WIDTH | 135DEG., 9 AUTO COMP. HOLES, STERILE | 04 | Yes | No | R | Yes | N. A. | No | N. A. | No | Yes | No | Yes | M. L.: MFG/MD/2021/000369 |  | 1 | SUSHRUT PRODUCTS\INTERNATIONAL IMPLANTS\COMPRESSION HIP SCREW IMPLANTS\CHS BARREL PLATES AUTO C. HOLES, 19MM, 25MM BARREL | 0 | Initial issue | Y | BONE PLATES |  | 1/lot | No | Yes | Yes | No | N. A. | 135° | 9H SHORT
B0723 | B0712.1360 | CHS BARREL PLATE, S`RUT AUTO COMP. HOLES 25MM BARREL, 19MM WIDTH, 135DEG., 10 HOLES |  | B0723.1350 | 00 | 2011-03-26 | N. A. | N. A. | N. A. | QPF/B0723 | 02 | 2019-06-07 | 2021-06-07 | N. A. | N. A. | PS/B0723 | 04 | 2017-12-10 | 2020-12-10 | N. A. | N. A. | B0723 | TMF-1 | IU/1 | Class C | FINISHED GOODS | SUSHRUT™ | CHS BARREL PLATE, S`RUT AUTO COMP. HOLES 25MM BARREL, 19MM WIDTH | 135DEG., 10 HOLES | 16 | No | Yes |  | No | N. A. | No | N. A. | No | Yes | No | Yes | M. L.: MFG/MD/2021/000369 |  | 1 | SUSHRUT PRODUCTS\INTERNATIONAL IMPLANTS\COMPRESSION HIP SCREW IMPLANTS\CHS BARREL PLATES AUTO C. HOLES, 19MM, 25MM BARREL | 0.159 | Initial issue | Y | BONE PLATES |  | 1 | No | Yes | Yes | Yes | N. A.
B0712.1360F | B0712.1360F | CHS FORGING, 19MM WIDTH, 25MM BARREL, 316L, 135DEG. 10HOLES |  | B0710.1350F | 00 | 2011-03-26 | N. A. | N. A. | N. A. | QPR/B0710 | N. A. | N. A. | N. A. | N. A. | N. A. | PS/B0710 | 04 | 2019-08-08 | 2022-08-08 | N. A. | N. A. | B0712 | N. A. | N. A. | N. A. | SEMIFINISHED GOODS | N. A. | N. A. | N. A. | N. A. | N. A. | N. A. |  | N. A. | N. A. | N. A. | N. A. | N. A. | N. A. | N. A. | N. A. | N. A. | N. A. | 1 | SUB COMPONENTS | 0 | Initial issue | N | SUB COMPONENTS |  | No | No | N. A. | N. A. | N. A. | N. A.
B0723 | B0712.1360s | C.H.S. BARREL PLATE, S`RUT, 25MM BARREL, 19MM WIDTH, 135DEG., 10 AUTO COMP. HOLES, STERILE |  | B0723.1350 | 00 | 2011-03-26 | N. A. | N. A. | N. A. | QPF/B0723 | 02 | 2019-06-07 | 2021-06-07 | N. A. | N. A. | PS/B0723 | 04 | 2017-12-10 | 2020-12-10 | N. A. | N. A. | B0723 | TMF-1 | IU/1 | Class C | FINISHED GOODS | SUSHRUT™ | C.H.S. BARREL PLATE, 25MM BARREL, 19MM WIDTH | 135DEG., 10 AUTO COMP. HOLES, STERILE | 04 | Yes | No | R | Yes | N. A. | No | N. A. | No | Yes | No | Yes | M. L.: MFG/MD/2021/000369 |  | 1 | SUSHRUT PRODUCTS\INTERNATIONAL IMPLANTS\COMPRESSION HIP SCREW IMPLANTS\CHS BARREL PLATES AUTO C. HOLES, 19MM, 25MM BARREL | 0 | Initial issue | Y | BONE PLATES |  | 1/lot | No | Yes | Yes | No | N. A. | 135° | 10H SHORT
B0723 | B0712.1361 | CHS BARREL PLATE, S`RUT AUTO COMP. HOLES 25MM BARREL, 19MM WIDTH, 135DEG., 11 HOLES |  | B0723.1300 | 00 | 2011-03-26 | N. A. | N. A. | N. A. | QPF/B0723 | 02 | 2019-06-07 | 2021-06-07 | N. A. | N. A. | PS/B0723 | 04 | 2017-12-10 | 2020-12-10 | N. A. | N. A. | B0723 | TMF-1 | IU/1 | Class C | FINISHED GOODS | SUSHRUT™ | CHS BARREL PLATE, S`RUT AUTO COMP. HOLES 25MM BARREL, 19MM WIDTH | 135DEG., 11 HOLES | 16 | No | Yes |  | No | N. A. | No | N. A. | No | Yes | No | Yes | M. L.: MFG/MD/2021/000369 |  | 1 | SUSHRUT PRODUCTS\INTERNATIONAL IMPLANTS\COMPRESSION HIP SCREW IMPLANTS\CHS BARREL PLATES AUTO C. HOLES, 19MM, 25MM BARREL | 0 | Initial issue | Y | BONE PLATES |  | 1 | No | Yes | Yes | Yes | N. A. | 135° | 11H SHORT
B0712.1361F | B0712.1361F | CHS FORGING, 19MM WIDTH, 25MM BARREL, 316L, 135DEG. 11HOLES |  | B0710.1350F | 00 | 2011-03-26 | N. A. | N. A. | N. A. | QPR/B0710 | N. A. | N. A. | N. A. | N. A. | N. A. | PS/B0710 | 04 | 2019-08-08 | 2022-08-08 | N. A. | N. A. | B0712 | N. A. | N. A. | N. A. | SEMIFINISHED GOODS | N. A. | N. A. | N. A. | N. A. | N. A. | N. A. |  | N. A. | N. A. | N. A. | N. A. | N. A. | N. A. | N. A. | N. A. | N. A. | N. A. | 1 | SUB COMPONENTS | 0 | Initial issue | N | SUB COMPONENTS |  | No | No | N. A. | N. A. | N. A. | N. A.
B0723 | B0712.1362 | CHS BARREL PLATE, S`RUT AUTO COMP. HOLES 25MM BARREL, 19MM WIDTH, 135DEG., 12 HOLES |  | B0723.1350 | 00 | 2011-03-26 | N. A. | N. A. | N. A. | QPF/B0723 | 02 | 2019-06-07 | 2021-06-07 | N. A. | N. A. | PS/B0723 | 04 | 2017-12-10 | 2020-12-10 | N. A. | N. A. | B0723 | TMF-1 | IU/1 | Class C | FINISHED GOODS | SUSHRUT™ | CHS BARREL PLATE, S`RUT AUTO COMP. HOLES 25MM BARREL, 19MM WIDTH | 135DEG., 12 HOLES | 16 | No | Yes |  | No | N. A. | No | N. A. | No | Yes | No | Yes | M. L.: MFG/MD/2021/000369 |  | 1 | SUSHRUT PRODUCTS\INTERNATIONAL IMPLANTS\COMPRESSION HIP SCREW IMPLANTS\CHS BARREL PLATES AUTO C. HOLES, 19MM, 25MM BARREL | 0.1106 | Initial issue | Y | BONE PLATES |  | 1 | No | Yes | Yes | Yes | N. A.
B0712.1362F | B0712.1362F | CHS FORGING, 19MM WIDTH, 25MM BARREL, 316L, 135DEG. UPTO 12HOLES |  | B0710.1350F | 00 | 2011-03-26 | N. A. | N. A. | N. A. | QPF/B0710 | N. A. | N. A. | N. A. | N. A. | N. A. | PS/B0710 | 04 | 2019-08-08 | 2022-08-08 | N. A. | N. A. | B0712 | N. A. | N. A. | N. A. | SEMIFINISHED GOODS | N. A. | N. A. | N. A. | N. A. | N. A. | N. A. |  | N. A. | N. A. | N. A. | N. A. | N. A. | N. A. | N. A. | N. A. | N. A. | N. A. | 1 | SUB COMPONENTS | 0 | Initial issue | N | BONE PLATES |  | No | No | N. A. | N. A. | N. A. | N. A.
B0723 | B0712.1362s | C.H.S. BARREL PLATE, S`RUT, 25MM BARREL, 19MM WIDTH, 135DEG., 12 AUTO COMP. HOLES, STERILE |  | B0723.1350 | 00 | 2011-03-26 | N. A. | N. A. | N. A. | QPF/B0723 | 02 | 2019-06-07 | 2021-06-07 | N. A. | N. A. | PS/B0723 | 04 | 2017-12-10 | 2020-12-10 | N. A. | N. A. | B0723 | TMF-1 | IU/1 | Class C | FINISHED GOODS | SUSHRUT™ | C.H.S. BARREL PLATE, 25MM BARREL, 19MM WIDTH | 135DEG., 12 AUTO COMP. HOLES, STERILE | 04 | Yes | No | R | Yes | N. A. | No | N. A. | No | Yes | No | Yes | M. L.: MFG/MD/2021/000369 |  | 1 | SUSHRUT PRODUCTS\INTERNATIONAL IMPLANTS\COMPRESSION HIP SCREW IMPLANTS\CHS BARREL PLATES AUTO C. HOLES, 19MM, 25MM BARREL | 0 | Initial issue | Y | BONE PLATES |  | 1/lot | No | Yes | Yes | No | N. A. | 135° | 12H SHORT
B0712.1363F | B0712.1363F | CHS FORGING, 19MM WIDTH, 25MM BARREL, 316L, 135DEG. 13HOLES |  | B0710.1350F | 00 | 2011-03-26 | N. A. | N. A. | N. A. | QPR/B0710 | N. A. | N. A. | N. A. | N. A. | N. A. | PS/B0710 | 04 | 2019-08-08 | 2022-08-08 | N. A. | N. A. | B0712 | N. A. | N. A. | N. A. | SEMIFINISHED GOODS | N. A. | N. A. | N. A. | N. A. | N. A. | N. A. |  | N. A. | N. A. | N. A. | N. A. | N. A. | N. A. | N. A. | N. A. | N. A. | N. A. | 1 | SUB COMPONENTS | 0 | Initial issue | N | SUB COMPONENTS |  | No | No | N. A. | N. A. | N. A. | N. A.
B0723 | B0712.1364 | CHS BARREL PLATE, S`RUT AUTO COMP. HOLES 25MM BARREL, 19MM WIDTH, 135DEG., 14 HOLES |  | B0723.1350 | 00 | 2011-03-26 | N. A. | N. A. | N. A. | QPF/B0723 | 02 | 2019-06-07 | 2021-06-07 | N. A. | N. A. | PS/B0723 | 04 | 2017-12-10 | 2020-12-10 | N. A. | N. A. | B0723 | TMF-1 | IU/1 | Class C | FINISHED GOODS | SUSHRUT™ | CHS BARREL PLATE, S`RUT AUTO COMP. HOLES 25MM BARREL, 19MM WIDTH | 135DEG., 14 HOLES | 16 | No | Yes |  | No | N. A. | No | N. A. | No | Yes | No | Yes | M. L.: MFG/MD/2021/000369 |  | 1 | SUSHRUT PRODUCTS\INTERNATIONAL IMPLANTS\COMPRESSION HIP SCREW IMPLANTS\CHS BARREL PLATES AUTO C. HOLES, 19MM, 25MM BARREL | 0 | Initial issue | Y | BONE PLATES |  | 1 | No | Yes | Yes | Yes | N. A.
B0712.1364F | B0712.1364F | CHS FORGING, 19MM WIDTH, 25MM BARREL, 316L, 135DEG. 14HOLES |  | B0710.1350F | 00 | 2011-03-26 | N. A. | N. A. | N. A. | QPR/B0710 | N. A. | N. A. | N. A. | N. A. | N. A. | PS/B0710 | 04 | 2019-08-08 | 2022-08-08 | N. A. | N. A. | B0712 | N. A. | N. A. | N. A. | SEMIFINISHED GOODS | N. A. | N. A. | N. A. | N. A. | N. A. | N. A. |  | N. A. | N. A. | N. A. | N. A. | N. A. | N. A. | N. A. | N. A. | N. A. | N. A. | 1 | SUB COMPONENTS | 0 | Initial issue | N | SUB COMPONENTS |  | No | No | N. A. | N. A. | N. A. | N. A.
B0723 | B0712.1364s | C.H.S. BARREL PLATE, S`RUT, 25MM BARREL, 19MM WIDTH, 135DEG., 14 AUTO COMP. HOLES, STERILE |  | B0723.1350 | 00 | 2011-03-26 | N. A. | N. A. | N. A. | QPF/B0723 | 02 | 2019-06-07 | 2021-06-07 | N. A. | N. A. | PS/B0723 | 04 | 2017-12-10 | 2020-12-10 | N. A. | N. A. | B0723 | TMF-1 | IU/1 | Class C | FINISHED GOODS | SUSHRUT™ | C.H.S. BARREL PLATE, 25MM BARREL, 19MM WIDTH | 135DEG., 14 AUTO COMP. HOLES, STERILE | 04 | Yes | No | R | Yes | N. A. | No | N. A. | No | Yes | No | Yes | M. L.: MFG/MD/2021/000369 |  | 1 | SUSHRUT PRODUCTS\INTERNATIONAL IMPLANTS\COMPRESSION HIP SCREW IMPLANTS\CHS BARREL PLATES AUTO C. HOLES, 19MM, 25MM BARREL | 0 | Initial issue | Y | BONE PLATES |  | 1/lot | No | Yes | Yes | No | N. A. | 135° | 14H SHORT
B0712.1365F | B0712.1365F | CHS FORGING, 19MM WIDTH, 25MM BARREL, 316L, 135DEG. UPTO 15HOLES |  | B0710.1350F | 00 | 2011-03-26 | N. A. | N. A. | N. A. | QPF/B0710 | N. A. | N. A. | N. A. | N. A. | N. A. | PS/B0710 | 04 | 2019-08-08 | 2022-08-08 | N. A. | N. A. | B0712 | N. A. | N. A. | N. A. | SEMIFINISHED GOODS | N. A. | N. A. | N. A. | N. A. | N. A. | N. A. |  | N. A. | N. A. | N. A. | N. A. | N. A. | N. A. | N. A. | N. A. | N. A. | N. A. | 1 | SUB COMPONENTS | 0 | Initial issue | N | BONE PLATES |  | No | No | N. A. | N. A. | N. A. | N. A.
B0723 | B0712.1366 | CHS BARREL PLATE, S`RUT AUTO COMP. HOLES 25MM BARREL, 19MM WIDTH, 135DEG., 16 HOLES |  | B0723.1350 | 00 | 2011-03-26 | N. A. | N. A. | N. A. | QPF/B0723 | 02 | 2019-06-07 | 2021-06-07 | N. A. | N. A. | PS/B0723 | 04 | 2017-12-10 | 2020-12-10 | N. A. | N. A. | B0723 | TMF-1 | IU/1 | Class C | FINISHED GOODS | SUSHRUT™ | CHS BARREL PLATE, S`RUT AUTO COMP. HOLES 25MM BARREL, 19MM WIDTH | 135DEG., 16 HOLES | 16 | No | Yes |  | No | N. A. | No | N. A. | No | Yes | No | Yes | M. L.: MFG/MD/2021/000369 |  | 1 | SUSHRUT PRODUCTS\INTERNATIONAL IMPLANTS\COMPRESSION HIP SCREW IMPLANTS\CHS BARREL PLATES AUTO C. HOLES, 19MM, 25MM BARREL | 0 | Initial issue | Y | BONE PLATES |  | 1 | No | Yes | Yes | Yes | N. A.
B0712.1366F | B0712.1366F | CHS FORGING, 19MM WIDTH, 25MM BARREL, 316L, 135DEG. 16HOLES |  | B0710.1350F | 00 | 2011-03-26 | N. A. | N. A. | N. A. | QPR/B0710 | N. A. | N. A. | N. A. | N. A. | N. A. | PS/B0710 | 04 | 2019-08-08 | 2022-08-08 | N. A. | N. A. | B0712 | N. A. | N. A. | N. A. | SEMIFINISHED GOODS | N. A. | N. A. | N. A. | N. A. | N. A. | N. A. |  | N. A. | N. A. | N. A. | N. A. | N. A. | N. A. | N. A. | N. A. | N. A. | N. A. | 1 | SUB COMPONENTS | 0 | Initial issue | N | SUB COMPONENTS |  | No | No | N. A. | N. A. | N. A. | N. A.
B0723 | B0712.1366s | C.H.S. BARREL PLATE, S`RUT, 25MM BARREL, 19MM WIDTH, 135DEG., 16 AUTO COMP. HOLES, STERILE |  | B0723.1350 | 00 | 2011-03-26 | N. A. | N. A. | N. A. | QPF/B0723 | 02 | 2019-06-07 | 2021-06-07 | N. A. | N. A. | PS/B0723 | 04 | 2017-12-10 | 2020-12-10 | N. A. | N. A. | B0723 | TMF-1 | IU/1 | Class C | FINISHED GOODS | SUSHRUT™ | C.H.S. BARREL PLATE, 25MM BARREL, 19MM WIDTH | 135DEG., 16 AUTO COMP. HOLES, STERILE | 04 | Yes | No | R | Yes | N. A. | No | N. A. | No | Yes | No | Yes | M. L.: MFG/MD/2021/000369 |  | 1 | SUSHRUT PRODUCTS\INTERNATIONAL IMPLANTS\COMPRESSION HIP SCREW IMPLANTS\CHS BARREL PLATES AUTO C. HOLES, 19MM, 25MM BARREL | 0 | Initial issue | Y | BONE PLATES |  | 1/lot | No | Yes | Yes | No | N. A. | 135° | 16H SHORT
B0712.1367F | B0712.1367F | CHS FORGING, 19MM WIDTH, 25MM BARREL, 316L, 135DEG. 17HOLES |  | B0710.1350F | 00 | 2011-03-26 | N. A. | N. A. | N. A. | QPR/B0710 | N. A. | N. A. | N. A. | N. A. | N. A. | PS/B0710 | 04 | 2019-08-08 | 2022-08-08 | N. A. | N. A. | B0712 | N. A. | N. A. | N. A. | SEMIFINISHED GOODS | N. A. | N. A. | N. A. | N. A. | N. A. | N. A. |  | N. A. | N. A. | N. A. | N. A. | N. A. | N. A. | N. A. | N. A. | N. A. | N. A. | 1 | SUB COMPONENTS | 0 | Initial issue | N | SUB COMPONENTS |  | No | No | N. A. | N. A. | N. A. | N. A.
B0712.1368F | B0712.1368F | CHS FORGING, 19MM WIDTH, 25MM BARREL, 316L, 135DEG. UPTO 18HOLES |  | B0710.1350F | 00 | 2011-03-26 | N. A. | N. A. | N. A. | QPF/B0710 | N. A. | N. A. | N. A. | N. A. | N. A. | PS/B0710 | 04 | 2019-08-08 | 2022-08-08 | N. A. | N. A. | B0712 | N. A. | N. A. | N. A. | SEMIFINISHED GOODS | N. A. | N. A. | N. A. | N. A. | N. A. | N. A. |  | N. A. | N. A. | N. A. | N. A. | N. A. | N. A. | N. A. | N. A. | N. A. | N. A. | 1 | SUB COMPONENTS | 0 | Initial issue | N | BONE PLATES |  | No | No | N. A. | N. A. | N. A. | N. A.
B0712.1400F | B0712.1400F | CHS FORGING, 19MM WIDTH, 25MM BARREL, 316L, 140DEG. DOUBLE ENDED |  | B0712.1400F | 00 | 2011-03-26 | N. A. | N. A. | N. A. | QPF/B0710F | N. A. | N. A. | N. A. | N. A. | N. A. | PS/B0710FDE | 04 | 2019-08-08 | 2022-08-08 | N. A. | N. A. | B0712 | N. A. | N. A. | N. A. | SEMIFINISHED GOODS | N. A. | N. A. | N. A. | N. A. | N. A. | N. A. |  | N. A. | N. A. | N. A. | N. A. | N. A. | N. A. | N. A. | N. A. | N. A. | N. A. | 1 | SUB COMPONENTS | 0 | Initial issue | N | BONE PLATES |  | No | No | N. A. | N. A. | N. A. | N. A.
B0712.1403F | B0712.1403F | CHS FORGING, 19MM WIDTH, 25MM BARREL, 316L, 140DEG. 3HOLES |  | B0712.1400F | 00 | 2011-03-26 | N. A. | N. A. | N. A. | QPR/B0710 | N. A. | N. A. | N. A. | N. A. | N. A. | PS/B0710 | 04 | 2019-08-08 | 2022-08-08 | N. A. | N. A. | B0712 | N. A. | N. A. | N. A. | SEMIFINISHED GOODS | N. A. | N. A. | N. A. | N. A. | N. A. | N. A. |  | N. A. | N. A. | N. A. | N. A. | N. A. | N. A. | N. A. | N. A. | N. A. | N. A. | 1 | SUB COMPONENTS | 0 | Initial issue | N | SUB COMPONENTS |  | No | No | N. A. | N. A. | N. A. | N. A.
B0723 | B0712.1404 | CHS BARREL PLATE, S`RUT AUTO COMP. HOLES 25MM BARREL, 19MM WIDTH, 140DEG., 4 HOLES |  | B0723.1400 | 00 | 2011-03-26 | N. A. | N. A. | N. A. | QPF/B0723 | 02 | 2019-06-07 | 2021-06-07 | N. A. | N. A. | PS/B0723 | 04 | 2017-12-10 | 2020-12-10 | N. A. | N. A. | B0723 | TMF-1 | IU/1 | Class C | FINISHED GOODS | SUSHRUT™ | CHS BARREL PLATE, S`RUT AUTO COMP. HOLES 25MM BARREL, 19MM WIDTH | 140DEG., 4 HOLES | 16 | No | Yes |  | No | N. A. | No | N. A. | No | Yes | No | Yes | M. L.: MFG/MD/2021/000369 |  | 1 | SUSHRUT PRODUCTS\INTERNATIONAL IMPLANTS\COMPRESSION HIP SCREW IMPLANTS\CHS BARREL PLATES AUTO C. HOLES, 19MM, 25MM BARREL | 0 | Initial issue | Y | BONE PLATES |  | 1 | No | Yes | Yes | Yes | N. A. | 140° | 4H SHORT
B0712.1404F | B0712.1404F | CHS FORGING, 19MM WIDTH, 25MM BARREL, 316L, 140DEG. 4HOLES |  | B0712.1400F | 00 | 2011-03-26 | N. A. | N. A. | N. A. | QPR/B0710 | N. A. | N. A. | N. A. | N. A. | N. A. | PS/B0710 | 04 | 2019-08-08 | 2022-08-08 | N. A. | N. A. | B0712 | N. A. | N. A. | N. A. | SEMIFINISHED GOODS | N. A. | N. A. | N. A. | N. A. | N. A. | N. A. |  | N. A. | N. A. | N. A. | N. A. | N. A. | N. A. | N. A. | N. A. | N. A. | N. A. | 1 | SUB COMPONENTS | 0 | Initial issue | N | SUB COMPONENTS |  | No | No | N. A. | N. A. | N. A. | N. A.
B0712.1405F | B0712.1405F | CHS FORGING, 19MM WIDTH, 25MM BARREL, 316L, 140DEG. 5HOLES |  | B0712.1400F | 00 | 2011-03-26 | N. A. | N. A. | N. A. | QPR/B0710 | N. A. | N. A. | N. A. | N. A. | N. A. | PS/B0710 | 04 | 2019-08-08 | 2022-08-08 | N. A. | N. A. | B0712 | N. A. | N. A. | N. A. | SEMIFINISHED GOODS | N. A. | N. A. | N. A. | N. A. | N. A. | N. A. |  | N. A. | N. A. | N. A. | N. A. | N. A. | N. A. | N. A. | N. A. | N. A. | N. A. | 1 | SUB COMPONENTS | 0 | Initial issue | N | SUB COMPONENTS |  | No | No | N. A. | N. A. | N. A. | N. A.
B0712.1406F | B0712.1406F | CHS FORGING, 19MM WIDTH, 25MM BARREL, 316L, 140DEG. UPTO 6HOLES |  | B0712.1400F | 00 | 2011-03-26 | N. A. | N. A. | N. A. | QPF/B0710 | N. A. | N. A. | N. A. | N. A. | N. A. | PS/B0710 | 04 | 2019-08-08 | 2022-08-08 | N. A. | N. A. | B0712 | N. A. | N. A. | N. A. | SEMIFINISHED GOODS | N. A. | N. A. | N. A. | N. A. | N. A. | N. A. |  | N. A. | N. A. | N. A. | N. A. | N. A. | N. A. | N. A. | N. A. | N. A. | N. A. | 1 | SUB COMPONENTS | 0 | Initial issue | N | BONE PLATES |  | No | No | N. A. | N. A. | N. A. | N. A.
B0712.1407F | B0712.1407F | CHS FORGING, 19MM WIDTH, 25MM BARREL, 316L, 140DEG. 7HOLES |  | B0712.1400F | 00 | 2011-03-26 | N. A. | N. A. | N. A. | QPR/B0710 | N. A. | N. A. | N. A. | N. A. | N. A. | PS/B0710 | 04 | 2019-08-08 | 2022-08-08 | N. A. | N. A. | B0712 | N. A. | N. A. | N. A. | SEMIFINISHED GOODS | N. A. | N. A. | N. A. | N. A. | N. A. | N. A. |  | N. A. | N. A. | N. A. | N. A. | N. A. | N. A. | N. A. | N. A. | N. A. | N. A. | 1 | SUB COMPONENTS | 0 | Initial issue | N | SUB COMPONENTS |  | No | No | N. A. | N. A. | N. A. | N. A.
B0712.1408F | B0712.1408F | CHS FORGING, 19MM WIDTH, 25MM BARREL, 316L, 140DEG. 8HOLES |  | B0712.1400F | 00 | 2011-03-26 | N. A. | N. A. | N. A. | QPR/B0710 | N. A. | N. A. | N. A. | N. A. | N. A. | PS/B0710 | 04 | 2019-08-08 | 2022-08-08 | N. A. | N. A. | B0712 | N. A. | N. A. | N. A. | SEMIFINISHED GOODS | N. A. | N. A. | N. A. | N. A. | N. A. | N. A. |  | N. A. | N. A. | N. A. | N. A. | N. A. | N. A. | N. A. | N. A. | N. A. | N. A. | 1 | SUB COMPONENTS | 0 | Initial issue | N | SUB COMPONENTS |  | No | No | N. A. | N. A. | N. A. | N. A.
B0712.1409F | B0712.1409F | CHS FORGING, 19MM WIDTH, 25MM BARREL, 316L, 140DEG. UPTO 9HOLES |  | B0712.1400F | 00 | 2011-03-26 | N. A. | N. A. | N. A. | QPF/B0710 | N. A. | N. A. | N. A. | N. A. | N. A. | PS/B0710 | 04 | 2019-08-08 | 2022-08-08 | N. A. | N. A. | B0712 | N. A. | N. A. | N. A. | SEMIFINISHED GOODS | N. A. | N. A. | N. A. | N. A. | N. A. | N. A. |  | N. A. | N. A. | N. A. | N. A. | N. A. | N. A. | N. A. | N. A. | N. A. | N. A. | 1 | SUB COMPONENTS | 0 | Initial issue | N | BONE PLATES |  | No | No | N. A. | N. A. | N. A. | N. A.
B0712.1410F | B0712.1410F | CHS FORGING, 19MM WIDTH, 25MM BARREL, 316L, 140DEG. 10HOLES |  | B0712.1400F | 00 | 2011-03-26 | N. A. | N. A. | N. A. | QPR/B0710 | N. A. | N. A. | N. A. | N. A. | N. A. | PS/B0710 | 04 | 2019-08-08 | 2022-08-08 | N. A. | N. A. | B0712 | N. A. | N. A. | N. A. | SEMIFINISHED GOODS | N. A. | N. A. | N. A. | N. A. | N. A. | N. A. |  | N. A. | N. A. | N. A. | N. A. | N. A. | N. A. | N. A. | N. A. | N. A. | N. A. | 1 | SUB COMPONENTS | 0 | Initial issue | N | SUB COMPONENTS |  | No | No | N. A. | N. A. | N. A. | N. A.
B0712.1411F | B0712.1411F | CHS FORGING, 19MM WIDTH, 25MM BARREL, 316L, 140DEG. 11HOLES |  | B0712.1400F | 00 | 2011-03-26 | N. A. | N. A. | N. A. | QPR/B0710 | N. A. | N. A. | N. A. | N. A. | N. A. | PS/B0710 | 04 | 2019-08-08 | 2022-08-08 | N. A. | N. A. | B0712 | N. A. | N. A. | N. A. | SEMIFINISHED GOODS | N. A. | N. A. | N. A. | N. A. | N. A. | N. A. |  | N. A. | N. A. | N. A. | N. A. | N. A. | N. A. | N. A. | N. A. | N. A. | N. A. | 1 | SUB COMPONENTS | 0 | Initial issue | N | SUB COMPONENTS |  | No | No | N. A. | N. A. | N. A. | N. A.
B0712.1412F | B0712.1412F | CHS FORGING, 19MM WIDTH, 25MM BARREL, 316L, 140DEG. UPTO 12HOLES |  | B0712.1400F | 00 | 2011-03-26 | N. A. | N. A. | N. A. | QPF/B0710 | N. A. | N. A. | N. A. | N. A. | N. A. | PS/B0710 | 04 | 2019-08-08 | 2022-08-08 | N. A. | N. A. | B0712 | N. A. | N. A. | N. A. | SEMIFINISHED GOODS | N. A. | N. A. | N. A. | N. A. | N. A. | N. A. |  | N. A. | N. A. | N. A. | N. A. | N. A. | N. A. | N. A. | N. A. | N. A. | N. A. | 1 | SUB COMPONENTS | 0 | Initial issue | N | BONE PLATES |  | No | No | N. A. | N. A. | N. A. | N. A.
B0712.1413F | B0712.1413F | CHS FORGING, 19MM WIDTH, 25MM BARREL, 316L, 140DEG. 13HOLES |  | B0712.1400F | 00 | 2011-03-26 | N. A. | N. A. | N. A. | QPR/B0710 | N. A. | N. A. | N. A. | N. A. | N. A. | PS/B0710 | 04 | 2019-08-08 | 2022-08-08 | N. A. | N. A. | B0712 | N. A. | N. A. | N. A. | SEMIFINISHED GOODS | N. A. | N. A. | N. A. | N. A. | N. A. | N. A. |  | N. A. | N. A. | N. A. | N. A. | N. A. | N. A. | N. A. | N. A. | N. A. | N. A. | 1 | SUB COMPONENTS | 0 | Initial issue | N | SUB COMPONENTS |  | No | No | N. A. | N. A. | N. A. | N. A.
B0712.1414F | B0712.1414F | CHS FORGING, 19MM WIDTH, 25MM BARREL, 316L, 140DEG. 14HOLES |  | B0712.1400F | 00 | 2011-03-26 | N. A. | N. A. | N. A. | QPR/B0710 | N. A. | N. A. | N. A. | N. A. | N. A. | PS/B0710 | 04 | 2019-08-08 | 2022-08-08 | N. A. | N. A. | B0712 | N. A. | N. A. | N. A. | SEMIFINISHED GOODS | N. A. | N. A. | N. A. | N. A. | N. A. | N. A. |  | N. A. | N. A. | N. A. | N. A. | N. A. | N. A. | N. A. | N. A. | N. A. | N. A. | 1 | SUB COMPONENTS | 0 | Initial issue | N | SUB COMPONENTS |  | No | No | N. A. | N. A. | N. A. | N. A.
B0712.1415F | B0712.1415F | CHS FORGING, 19MM WIDTH, 25MM BARREL, 316L, 140DEG. UPTO 15HOLES |  | B0712.1400F | 00 | 2011-03-26 | N. A. | N. A. | N. A. | QPF/B0710 | N. A. | N. A. | N. A. | N. A. | N. A. | PS/B0710 | 04 | 2019-08-08 | 2022-08-08 | N. A. | N. A. | B0712 | N. A. | N. A. | N. A. | SEMIFINISHED GOODS | N. A. | N. A. | N. A. | N. A. | N. A. | N. A. |  | N. A. | N. A. | N. A. | N. A. | N. A. | N. A. | N. A. | N. A. | N. A. | N. A. | 1 | SUB COMPONENTS | 0 | Initial issue | N | BONE PLATES |  | No | No | N. A. | N. A. | N. A. | N. A.
B0712.1416F | B0712.1416F | CHS FORGING, 19MM WIDTH, 25MM BARREL, 316L, 140DEG. 16HOLES |  | B0712.1400F | 00 | 2011-03-26 | N. A. | N. A. | N. A. | QPR/B0710 | N. A. | N. A. | N. A. | N. A. | N. A. | PS/B0710 | 04 | 2019-08-08 | 2022-08-08 | N. A. | N. A. | B0712 | N. A. | N. A. | N. A. | SEMIFINISHED GOODS | N. A. | N. A. | N. A. | N. A. | N. A. | N. A. |  | N. A. | N. A. | N. A. | N. A. | N. A. | N. A. | N. A. | N. A. | N. A. | N. A. | 1 | SUB COMPONENTS | 0 | Initial issue | N | SUB COMPONENTS |  | No | No | N. A. | N. A. | N. A. | N. A.
B0712.1417F | B0712.1417F | CHS FORGING, 19MM WIDTH, 25MM BARREL, 316L, 140DEG. 17HOLES |  | B0712.1400F | 00 | 2011-03-26 | N. A. | N. A. | N. A. | QPR/B0710 | N. A. | N. A. | N. A. | N. A. | N. A. | PS/B0710 | 04 | 2019-08-08 | 2022-08-08 | N. A. | N. A. | B0712 | N. A. | N. A. | N. A. | SEMIFINISHED GOODS | N. A. | N. A. | N. A. | N. A. | N. A. | N. A. |  | N. A. | N. A. | N. A. | N. A. | N. A. | N. A. | N. A. | N. A. | N. A. | N. A. | 1 | SUB COMPONENTS | 0 | Initial issue | N | SUB COMPONENTS |  | No | No | N. A. | N. A. | N. A. | N. A.
B0712.1418F | B0712.1418F | CHS FORGING, 19MM WIDTH, 25MM BARREL, 316L, 140DEG. UPTO 18HOLES |  | B0712.1400F | 00 | 2011-03-26 | N. A. | N. A. | N. A. | QPF/B0710 | N. A. | N. A. | N. A. | N. A. | N. A. | PS/B0710 | 04 | 2019-08-08 | 2022-08-08 | N. A. | N. A. | B0712 | N. A. | N. A. | N. A. | SEMIFINISHED GOODS | N. A. | N. A. | N. A. | N. A. | N. A. | N. A. |  | N. A. | N. A. | N. A. | N. A. | N. A. | N. A. | N. A. | N. A. | N. A. | N. A. | 1 | SUB COMPONENTS | 0 | Initial issue | N | BONE PLATES |  | No | No | N. A. | N. A. | N. A. | N. A.
B0712.1450F | B0712.1450F | CHS FORGING, 19MM WIDTH, 25MM BARREL, 316L, 145DEG. DOUBLE ENDED |  | B0712.1450F | 00 | 2011-03-26 | N. A. | N. A. | N. A. | QPF/B0710F | N. A. | N. A. | N. A. | N. A. | N. A. | PS/B0710FDE | 04 | 2019-08-08 | 2022-08-08 | N. A. | N. A. | B0712 | N. A. | N. A. | N. A. | SEMIFINISHED GOODS | N. A. | N. A. | N. A. | N. A. | N. A. | N. A. |  | N. A. | N. A. | N. A. | N. A. | N. A. | N. A. | N. A. | N. A. | N. A. | N. A. | 1 | SUB COMPONENTS | 0 | Initial issue | N | BONE PLATES |  | No | No | N. A. | N. A. | N. A. | N. A.
B0712.1453F | B0712.1453F | CHS FORGING, 19MM WIDTH, 25MM BARREL, 316L, 145DEG. 3HOLES |  | B0712.1450F | 00 | 2011-03-26 | N. A. | N. A. | N. A. | QPR/B0710 | N. A. | N. A. | N. A. | N. A. | N. A. | PS/B0710 | 04 | 2019-08-08 | 2022-08-08 | N. A. | N. A. | B0712 | N. A. | N. A. | N. A. | SEMIFINISHED GOODS | N. A. | N. A. | N. A. | N. A. | N. A. | N. A. |  | N. A. | N. A. | N. A. | N. A. | N. A. | N. A. | N. A. | N. A. | N. A. | N. A. | 1 | SUB COMPONENTS | 0 | Initial issue | N | SUB COMPONENTS |  | No | No | N. A. | N. A. | N. A. | N. A.
B0712.1454F | B0712.1454F | CHS FORGING, 19MM WIDTH, 25MM BARREL, 316L, 145DEG. 4HOLES |  | B0712.1450F | 00 | 2011-03-26 | N. A. | N. A. | N. A. | QPR/B0710 | N. A. | N. A. | N. A. | N. A. | N. A. | PS/B0710 | 04 | 2019-08-08 | 2022-08-08 | N. A. | N. A. | B0712 | N. A. | N. A. | N. A. | SEMIFINISHED GOODS | N. A. | N. A. | N. A. | N. A. | N. A. | N. A. |  | N. A. | N. A. | N. A. | N. A. | N. A. | N. A. | N. A. | N. A. | N. A. | N. A. | 1 | SUB COMPONENTS | 0 | Initial issue | N | SUB COMPONENTS |  | No | No | N. A. | N. A. | N. A. | N. A.
B0712.1455F | B0712.1455F | CHS FORGING, 19MM WIDTH, 25MM BARREL, 316L, 145DEG. 5HOLES |  | B0712.1450F | 00 | 2011-03-26 | N. A. | N. A. | N. A. | QPR/B0710 | N. A. | N. A. | N. A. | N. A. | N. A. | PS/B0710 | 04 | 2019-08-08 | 2022-08-08 | N. A. | N. A. | B0712 | N. A. | N. A. | N. A. | SEMIFINISHED GOODS | N. A. | N. A. | N. A. | N. A. | N. A. | N. A. |  | N. A. | N. A. | N. A. | N. A. | N. A. | N. A. | N. A. | N. A. | N. A. | N. A. | 1 | SUB COMPONENTS | 0 | Initial issue | N | SUB COMPONENTS |  | No | No | N. A. | N. A. | N. A. | N. A.
B0712.1456F | B0712.1456F | CHS FORGING, 19MM WIDTH, 25MM BARREL, 316L, 145DEG. UPTO 6HOLES |  | B0712.1450F | 00 | 2011-03-26 | N. A. | N. A. | N. A. | QPF/B0710 | N. A. | N. A. | N. A. | N. A. | N. A. | PS/B0710 | 04 | 2019-08-08 | 2022-08-08 | N. A. | N. A. | B0712 | N. A. | N. A. | N. A. | SEMIFINISHED GOODS | N. A. | N. A. | N. A. | N. A. | N. A. | N. A. |  | N. A. | N. A. | N. A. | N. A. | N. A. | N. A. | N. A. | N. A. | N. A. | N. A. | 1 | SUB COMPONENTS | 0 | Initial issue | N | BONE PLATES |  | No | No | N. A. | N. A. | N. A. | N. A.
B0712.1457F | B0712.1457F | CHS FORGING, 19MM WIDTH, 25MM BARREL, 316L, 145DEG. 7HOLES |  | B0712.1450F | 00 | 2011-03-26 | N. A. | N. A. | N. A. | QPR/B0710 | N. A. | N. A. | N. A. | N. A. | N. A. | PS/B0710 | 04 | 2019-08-08 | 2022-08-08 | N. A. | N. A. | B0712 | N. A. | N. A. | N. A. | SEMIFINISHED GOODS | N. A. | N. A. | N. A. | N. A. | N. A. | N. A. |  | N. A. | N. A. | N. A. | N. A. | N. A. | N. A. | N. A. | N. A. | N. A. | N. A. | 1 | SUB COMPONENTS | 0 | Initial issue | N | SUB COMPONENTS |  | No | No | N. A. | N. A. | N. A. | N. A.
B0712.1458F | B0712.1458F | CHS FORGING, 19MM WIDTH, 25MM BARREL, 316L, 145DEG. 8HOLES |  | B0712.1450F | 00 | 2011-03-26 | N. A. | N. A. | N. A. | QPR/B0710 | N. A. | N. A. | N. A. | N. A. | N. A. | PS/B0710 | 04 | 2019-08-08 | 2022-08-08 | N. A. | N. A. | B0712 | N. A. | N. A. | N. A. | SEMIFINISHED GOODS | N. A. | N. A. | N. A. | N. A. | N. A. | N. A. |  | N. A. | N. A. | N. A. | N. A. | N. A. | N. A. | N. A. | N. A. | N. A. | N. A. | 1 | SUB COMPONENTS | 0 | Initial issue | N | SUB COMPONENTS |  | No | No | N. A. | N. A. | N. A. | N. A.
B0712.1459F | B0712.1459F | CHS FORGING, 19MM WIDTH, 25MM BARREL, 316L, 145DEG. UPTO 9HOLES |  | B0712.1450F | 00 | 2011-03-26 | N. A. | N. A. | N. A. | QPF/B0710 | N. A. | N. A. | N. A. | N. A. | N. A. | PS/B0710 | 04 | 2019-08-08 | 2022-08-08 | N. A. | N. A. | B0712 | N. A. | N. A. | N. A. | SEMIFINISHED GOODS | N. A. | N. A. | N. A. | N. A. | N. A. | N. A. |  | N. A. | N. A. | N. A. | N. A. | N. A. | N. A. | N. A. | N. A. | N. A. | N. A. | 1 | SUB COMPONENTS | 0 | Initial issue | N | BONE PLATES |  | No | No | N. A. | N. A. | N. A. | N. A.
B0712.1460F | B0712.1460F | CHS FORGING, 19MM WIDTH, 25MM BARREL, 316L, 145DEG. 10HOLES |  | B0712.1450F | 00 | 2011-03-26 | N. A. | N. A. | N. A. | QPR/B0710 | N. A. | N. A. | N. A. | N. A. | N. A. | PS/B0710 | 04 | 2019-08-08 | 2022-08-08 | N. A. | N. A. | B0712 | N. A. | N. A. | N. A. | SEMIFINISHED GOODS | N. A. | N. A. | N. A. | N. A. | N. A. | N. A. |  | N. A. | N. A. | N. A. | N. A. | N. A. | N. A. | N. A. | N. A. | N. A. | N. A. | 1 | SUB COMPONENTS | 0 | Initial issue | N | SUB COMPONENTS |  | No | No | N. A. | N. A. | N. A. | N. A.
B0712.1461F | B0712.1461F | CHS FORGING, 19MM WIDTH, 25MM BARREL, 316L, 145DEG. 11HOLES |  | B0712.1450F | 00 | 2011-03-26 | N. A. | N. A. | N. A. | QPR/B0710 | N. A. | N. A. | N. A. | N. A. | N. A. | PS/B0710 | 04 | 2019-08-08 | 2022-08-08 | N. A. | N. A. | B0712 | N. A. | N. A. | N. A. | SEMIFINISHED GOODS | N. A. | N. A. | N. A. | N. A. | N. A. | N. A. |  | N. A. | N. A. | N. A. | N. A. | N. A. | N. A. | N. A. | N. A. | N. A. | N. A. | 1 | SUB COMPONENTS | 0 | Initial issue | N | SUB COMPONENTS |  | No | No | N. A. | N. A. | N. A. | N. A.
B0712.1462F | B0712.1462F | CHS FORGING, 19MM WIDTH, 25MM BARREL, 316L, 145DEG. UPTO 12HOLES |  | B0712.1450F | 00 | 2011-03-26 | N. A. | N. A. | N. A. | QPF/B0710 | N. A. | N. A. | N. A. | N. A. | N. A. | PS/B0710 | 04 | 2019-08-08 | 2022-08-08 | N. A. | N. A. | B0712 | N. A. | N. A. | N. A. | SEMIFINISHED GOODS | N. A. | N. A. | N. A. | N. A. | N. A. | N. A. |  | N. A. | N. A. | N. A. | N. A. | N. A. | N. A. | N. A. | N. A. | N. A. | N. A. | 1 | SUB COMPONENTS | 0 | Initial issue | N | BONE PLATES |  | No | No | N. A. | N. A. | N. A. | N. A.
B0712.1463F | B0712.1463F | CHS FORGING, 19MM WIDTH, 25MM BARREL, 316L, 145DEG. 13HOLES |  | B0712.1450F | 00 | 2011-03-26 | N. A. | N. A. | N. A. | QPR/B0710 | N. A. | N. A. | N. A. | N. A. | N. A. | PS/B0710 | 04 | 2019-08-08 | 2022-08-08 | N. A. | N. A. | B0712 | N. A. | N. A. | N. A. | SEMIFINISHED GOODS | N. A. | N. A. | N. A. | N. A. | N. A. | N. A. |  | N. A. | N. A. | N. A. | N. A. | N. A. | N. A. | N. A. | N. A. | N. A. | N. A. | 1 | SUB COMPONENTS | 0 | Initial issue | N | SUB COMPONENTS |  | No | No | N. A. | N. A. | N. A. | N. A.
B0712.1464F | B0712.1464F | CHS FORGING, 19MM WIDTH, 25MM BARREL, 316L, 145DEG. 14HOLES |  | B0712.1450F | 00 | 2011-03-26 | N. A. | N. A. | N. A. | QPR/B0710 | N. A. | N. A. | N. A. | N. A. | N. A. | PS/B0710 | 04 | 2019-08-08 | 2022-08-08 | N. A. | N. A. | B0712 | N. A. | N. A. | N. A. | SEMIFINISHED GOODS | N. A. | N. A. | N. A. | N. A. | N. A. | N. A. |  | N. A. | N. A. | N. A. | N. A. | N. A. | N. A. | N. A. | N. A. | N. A. | N. A. | 1 | SUB COMPONENTS | 0 | Initial issue | N | SUB COMPONENTS |  | No | No | N. A. | N. A. | N. A. | N. A.
B0712.1465F | B0712.1465F | CHS FORGING, 19MM WIDTH, 25MM BARREL, 316L, 145DEG. UPTO 15HOLES |  | B0712.1450F | 00 | 2011-03-26 | N. A. | N. A. | N. A. | QPF/B0710 | N. A. | N. A. | N. A. | N. A. | N. A. | PS/B0710 | 04 | 2019-08-08 | 2022-08-08 | N. A. | N. A. | B0712 | N. A. | N. A. | N. A. | SEMIFINISHED GOODS | N. A. | N. A. | N. A. | N. A. | N. A. | N. A. |  | N. A. | N. A. | N. A. | N. A. | N. A. | N. A. | N. A. | N. A. | N. A. | N. A. | 1 | SUB COMPONENTS | 0 | Initial issue | N | BONE PLATES |  | No | No | N. A. | N. A. | N. A. | N. A.
B0712.1466F | B0712.1466F | CHS FORGING, 19MM WIDTH, 25MM BARREL, 316L, 145DEG. 16HOLES |  | B0712.1450F | 00 | 2011-03-26 | N. A. | N. A. | N. A. | QPR/B0710 | N. A. | N. A. | N. A. | N. A. | N. A. | PS/B0710 | 04 | 2019-08-08 | 2022-08-08 | N. A. | N. A. | B0712 | N. A. | N. A. | N. A. | SEMIFINISHED GOODS | N. A. | N. A. | N. A. | N. A. | N. A. | N. A. |  | N. A. | N. A. | N. A. | N. A. | N. A. | N. A. | N. A. | N. A. | N. A. | N. A. | 1 | SUB COMPONENTS | 0 | Initial issue | N | SUB COMPONENTS |  | No | No | N. A. | N. A. | N. A. | N. A.
B0712.1467F | B0712.1467F | CHS FORGING, 19MM WIDTH, 25MM BARREL, 316L, 145DEG. 17HOLES |  | B0712.1450F | 00 | 2011-03-26 | N. A. | N. A. | N. A. | QPR/B0710 | N. A. | N. A. | N. A. | N. A. | N. A. | PS/B0710 | 04 | 2019-08-08 | 2022-08-08 | N. A. | N. A. | B0712 | N. A. | N. A. | N. A. | SEMIFINISHED GOODS | N. A. | N. A. | N. A. | N. A. | N. A. | N. A. |  | N. A. | N. A. | N. A. | N. A. | N. A. | N. A. | N. A. | N. A. | N. A. | N. A. | 1 | SUB COMPONENTS | 0 | Initial issue | N | SUB COMPONENTS |  | No | No | N. A. | N. A. | N. A. | N. A.
B0712.1468F | B0712.1468F | CHS FORGING, 19MM WIDTH, 25MM BARREL, 316L, 145DEG. UPTO 18HOLES |  | B0712.1450F | 00 | 2011-03-26 | N. A. | N. A. | N. A. | QPF/B0710 | N. A. | N. A. | N. A. | N. A. | N. A. | PS/B0710 | 04 | 2019-08-08 | 2022-08-08 | N. A. | N. A. | B0712 | N. A. | N. A. | N. A. | SEMIFINISHED GOODS | N. A. | N. A. | N. A. | N. A. | N. A. | N. A. |  | N. A. | N. A. | N. A. | N. A. | N. A. | N. A. | N. A. | N. A. | N. A. | N. A. | 1 | SUB COMPONENTS | 0 | Initial issue | N | BONE PLATES |  | No | No | N. A. | N. A. | N. A. | N. A.
B0712.1500F | B0712.1500F | CHS FORGING, 19MM WIDTH, 25MM BARREL, 316L, 150DEG. DOUBLE ENDED |  | B0712.1500F | 00 | 2011-03-26 | N. A. | N. A. | N. A. | QPF/B0710F | N. A. | N. A. | N. A. | N. A. | N. A. | PS/B0710FDE | 04 | 2019-08-08 | 2022-08-08 | N. A. | N. A. | B0712 | N. A. | N. A. | N. A. | SEMIFINISHED GOODS | N. A. | N. A. | N. A. | N. A. | N. A. | N. A. |  | N. A. | N. A. | N. A. | N. A. | N. A. | N. A. | N. A. | N. A. | N. A. | N. A. | 1 | SUB COMPONENTS | 0 | Initial issue | N | BONE PLATES |  | No | No | N. A. | N. A. | N. A. | N. A.
B0712.1503F | B0712.1503F | CHS FORGING, 19MM WIDTH, 25MM BARREL, 316L, 150DEG. 3HOLES |  | B0712.1500F | 00 | 2011-03-26 | N. A. | N. A. | N. A. | QPR/B0710 | N. A. | N. A. | N. A. | N. A. | N. A. | PS/B0710 | 04 | 2019-08-08 | 2022-08-08 | N. A. | N. A. | B0712 | N. A. | N. A. | N. A. | SEMIFINISHED GOODS | N. A. | N. A. | N. A. | N. A. | N. A. | N. A. |  | N. A. | N. A. | N. A. | N. A. | N. A. | N. A. | N. A. | N. A. | N. A. | N. A. | 1 | SUB COMPONENTS | 0 | Initial issue | N | SUB COMPONENTS |  | No | No | N. A. | N. A. | N. A. | N. A.
B0712.1504F | B0712.1504F | CHS FORGING, 19MM WIDTH, 25MM BARREL, 316L, 150DEG. 4HOLES |  | B0712.1500F | 00 | 2011-03-26 | N. A. | N. A. | N. A. | QPR/B0710 | N. A. | N. A. | N. A. | N. A. | N. A. | PS/B0710 | 04 | 2019-08-08 | 2022-08-08 | N. A. | N. A. | B0712 | N. A. | N. A. | N. A. | SEMIFINISHED GOODS | N. A. | N. A. | N. A. | N. A. | N. A. | N. A. |  | N. A. | N. A. | N. A. | N. A. | N. A. | N. A. | N. A. | N. A. | N. A. | N. A. | 1 | SUB COMPONENTS | 0 | Initial issue | N | SUB COMPONENTS |  | No | No | N. A. | N. A. | N. A. | N. A.
B0712.1505F | B0712.1505F | CHS FORGING, 19MM WIDTH, 25MM BARREL, 316L, 150DEG. 5HOLES |  | B0712.1500F | 00 | 2011-03-26 | N. A. | N. A. | N. A. | QPR/B0710 | N. A. | N. A. | N. A. | N. A. | N. A. | PS/B0710 | 04 | 2019-08-08 | 2022-08-08 | N. A. | N. A. | B0712 | N. A. | N. A. | N. A. | SEMIFINISHED GOODS | N. A. | N. A. | N. A. | N. A. | N. A. | N. A. |  | N. A. | N. A. | N. A. | N. A. | N. A. | N. A. | N. A. | N. A. | N. A. | N. A. | 1 | SUB COMPONENTS | 0 | Initial issue | N | SUB COMPONENTS |  | No | No | N. A. | N. A. | N. A. | N. A.
B0712.1506F | B0712.1506F | CHS FORGING, 19MM WIDTH, 25MM BARREL, 316L, 150DEG. UPTO 6HOLES |  | B0712.1500F | 00 | 2011-03-26 | N. A. | N. A. | N. A. | QPF/B0710 | N. A. | N. A. | N. A. | N. A. | N. A. | PS/B0710 | 04 | 2019-08-08 | 2022-08-08 | N. A. | N. A. | B0712 | N. A. | N. A. | N. A. | SEMIFINISHED GOODS | N. A. | N. A. | N. A. | N. A. | N. A. | N. A. |  | N. A. | N. A. | N. A. | N. A. | N. A. | N. A. | N. A. | N. A. | N. A. | N. A. | 1 | SUB COMPONENTS | 0 | Initial issue | N | BONE PLATES |  | No | No | N. A. | N. A. | N. A. | N. A.
B0712.1507F | B0712.1507F | CHS FORGING, 19MM WIDTH, 25MM BARREL, 316L, 150DEG. 7HOLES |  | B0712.1500F | 00 | 2011-03-26 | N. A. | N. A. | N. A. | QPR/B0710 | N. A. | N. A. | N. A. | N. A. | N. A. | PS/B0710 | 04 | 2019-08-08 | 2022-08-08 | N. A. | N. A. | B0712 | N. A. | N. A. | N. A. | SEMIFINISHED GOODS | N. A. | N. A. | N. A. | N. A. | N. A. | N. A. |  | N. A. | N. A. | N. A. | N. A. | N. A. | N. A. | N. A. | N. A. | N. A. | N. A. | 1 | SUB COMPONENTS | 0 | Initial issue | N | SUB COMPONENTS |  | No | No | N. A. | N. A. | N. A. | N. A.
B0712.1508F | B0712.1508F | CHS FORGING, 19MM WIDTH, 25MM BARREL, 316L, 150DEG. 8HOLES |  | B0712.1500F | 00 | 2011-03-26 | N. A. | N. A. | N. A. | QPR/B0710 | N. A. | N. A. | N. A. | N. A. | N. A. | PS/B0710 | 04 | 2019-08-08 | 2022-08-08 | N. A. | N. A. | B0712 | N. A. | N. A. | N. A. | SEMIFINISHED GOODS | N. A. | N. A. | N. A. | N. A. | N. A. | N. A. |  | N. A. | N. A. | N. A. | N. A. | N. A. | N. A. | N. A. | N. A. | N. A. | N. A. | 1 | SUB COMPONENTS | 0 | Initial issue | N | SUB COMPONENTS |  | No | No | N. A. | N. A. | N. A. | N. A.
B0712.1509F | B0712.1509F | CHS FORGING, 19MM WIDTH, 25MM BARREL, 316L, 150DEG. UPTO 9HOLES |  | B0712.1500F | 00 | 2011-03-26 | N. A. | N. A. | N. A. | QPF/B0710 | N. A. | N. A. | N. A. | N. A. | N. A. | PS/B0710 | 04 | 2019-08-08 | 2022-08-08 | N. A. | N. A. | B0712 | N. A. | N. A. | N. A. | SEMIFINISHED GOODS | N. A. | N. A. | N. A. | N. A. | N. A. | N. A. |  | N. A. | N. A. | N. A. | N. A. | N. A. | N. A. | N. A. | N. A. | N. A. | N. A. | 1 | SUB COMPONENTS | 0 | Initial issue | N | BONE PLATES |  | No | No | N. A. | N. A. | N. A. | N. A.
B0712.1510F | B0712.1510F | CHS FORGING, 19MM WIDTH, 25MM BARREL, 316L, 150DEG. 10HOLES |  | B0712.1500F | 00 | 2011-03-26 | N. A. | N. A. | N. A. | QPR/B0710 | N. A. | N. A. | N. A. | N. A. | N. A. | PS/B0710 | 04 | 2019-08-08 | 2022-08-08 | N. A. | N. A. | B0712 | N. A. | N. A. | N. A. | SEMIFINISHED GOODS | N. A. | N. A. | N. A. | N. A. | N. A. | N. A. |  | N. A. | N. A. | N. A. | N. A. | N. A. | N. A. | N. A. | N. A. | N. A. | N. A. | 1 | SUB COMPONENTS | 0 | Initial issue | N | SUB COMPONENTS |  | No | No | N. A. | N. A. | N. A. | N. A.
B0712.1511F | B0712.1511F | CHS FORGING, 19MM WIDTH, 25MM BARREL, 316L, 150DEG. 11HOLES |  | B0712.1500F | 00 | 2011-03-26 | N. A. | N. A. | N. A. | QPR/B0710 | N. A. | N. A. | N. A. | N. A. | N. A. | PS/B0710 | 04 | 2019-08-08 | 2022-08-08 | N. A. | N. A. | B0712 | N. A. | N. A. | N. A. | SEMIFINISHED GOODS | N. A. | N. A. | N. A. | N. A. | N. A. | N. A. |  | N. A. | N. A. | N. A. | N. A. | N. A. | N. A. | N. A. | N. A. | N. A. | N. A. | 1 | SUB COMPONENTS | 0 | Initial issue | N | SUB COMPONENTS |  | No | No | N. A. | N. A. | N. A. | N. A.
B0712.1512F | B0712.1512F | CHS FORGING, 19MM WIDTH, 25MM BARREL, 316L, 150DEG. UPTO 12HOLES |  | B0712.1500F | 00 | 2011-03-26 | N. A. | N. A. | N. A. | QPF/B0710 | N. A. | N. A. | N. A. | N. A. | N. A. | PS/B0710 | 04 | 2019-08-08 | 2022-08-08 | N. A. | N. A. | B0712 | N. A. | N. A. | N. A. | SEMIFINISHED GOODS | N. A. | N. A. | N. A. | N. A. | N. A. | N. A. |  | N. A. | N. A. | N. A. | N. A. | N. A. | N. A. | N. A. | N. A. | N. A. | N. A. | 1 | SUB COMPONENTS | 0 | Initial issue | N | BONE PLATES |  | No | No | N. A. | N. A. | N. A. | N. A.
B0712.1513 | B0712.1513F | CHS FORGING, 19MM WIDTH, 25MM BARREL, 316L, 150DEG. 13HOLES |  | B0712.1500F | 00 | 2011-03-26 | N. A. | N. A. | N. A. | QPR/B0710 | N. A. | N. A. | N. A. | N. A. | N. A. | PS/B0710 | 04 | 2019-08-08 | 2022-08-08 | N. A. | N. A. | B0712 | N. A. | N. A. | N. A. | SEMIFINISHED GOODS | N. A. | N. A. | N. A. | N. A. | N. A. | N. A. |  | N. A. | N. A. | N. A. | N. A. | N. A. | N. A. | N. A. | N. A. | N. A. | N. A. | 1 | SUB COMPONENTS | 0 | Initial issue | N | SUB COMPONENTS |  | No | No | N. A. | N. A. | N. A. | N. A.
B0712.1514F | B0712.1514F | CHS FORGING, 19MM WIDTH, 25MM BARREL, 316L, 150DEG. 14HOLES |  | B0712.1500F | 00 | 2011-03-26 | N. A. | N. A. | N. A. | QPR/B0710 | N. A. | N. A. | N. A. | N. A. | N. A. | PS/B0710 | 04 | 2019-08-08 | 2022-08-08 | N. A. | N. A. | B0712 | N. A. | N. A. | N. A. | SEMIFINISHED GOODS | N. A. | N. A. | N. A. | N. A. | N. A. | N. A. |  | N. A. | N. A. | N. A. | N. A. | N. A. | N. A. | N. A. | N. A. | N. A. | N. A. | 1 | SUB COMPONENTS | 0 | Initial issue | N | SUB COMPONENTS |  | No | No | N. A. | N. A. | N. A. | N. A.
B0712.1515F | B0712.1515F | CHS FORGING, 19MM WIDTH, 25MM BARREL, 316L, 150DEG. UPTO 15HOLES |  | B0712.1500F | 00 | 2011-03-26 | N. A. | N. A. | N. A. | QPF/B0710 | N. A. | N. A. | N. A. | N. A. | N. A. | PS/B0710 | 04 | 2019-08-08 | 2022-08-08 | N. A. | N. A. | B0712 | N. A. | N. A. | N. A. | SEMIFINISHED GOODS | N. A. | N. A. | N. A. | N. A. | N. A. | N. A. |  | N. A. | N. A. | N. A. | N. A. | N. A. | N. A. | N. A. | N. A. | N. A. | N. A. | 1 | SUB COMPONENTS | 0 | Initial issue | N | BONE PLATES |  | No | No | N. A. | N. A. | N. A. | N. A.
B0712.1516F | B0712.1516F | CHS FORGING, 19MM WIDTH, 25MM BARREL, 316L, 150DEG. 16HOLES |  | B0712.1500F | 00 | 2011-03-26 | N. A. | N. A. | N. A. | QPR/B0710 | N. A. | N. A. | N. A. | N. A. | N. A. | PS/B0710 | 04 | 2019-08-08 | 2022-08-08 | N. A. | N. A. | B0712 | N. A. | N. A. | N. A. | SEMIFINISHED GOODS | N. A. | N. A. | N. A. | N. A. | N. A. | N. A. |  | N. A. | N. A. | N. A. | N. A. | N. A. | N. A. | N. A. | N. A. | N. A. | N. A. | 1 | SUB COMPONENTS | 0 | Initial issue | N | SUB COMPONENTS |  | No | No | N. A. | N. A. | N. A. | N. A.
B0712.1517F | B0712.1517F | CHS FORGING, 19MM WIDTH, 25MM BARREL, 316L, 150DEG. 17HOLES |  | B0712.1500F | 00 | 2011-03-26 | N. A. | N. A. | N. A. | QPR/B0710 | N. A. | N. A. | N. A. | N. A. | N. A. | PS/B0710 | 04 | 2019-08-08 | 2022-08-08 | N. A. | N. A. | B0712 | N. A. | N. A. | N. A. | SEMIFINISHED GOODS | N. A. | N. A. | N. A. | N. A. | N. A. | N. A. |  | N. A. | N. A. | N. A. | N. A. | N. A. | N. A. | N. A. | N. A. | N. A. | N. A. | 1 | SUB COMPONENTS | 0 | Initial issue | N | SUB COMPONENTS |  | No | No | N. A. | N. A. | N. A. | N. A.
B0712.1518F | B0712.1518F | CHS FORGING, 19MM WIDTH, 25MM BARREL, 316L, 150DEG. UPTO 18HOLES |  | B0712.1500F | 00 | 2011-03-26 | N. A. | N. A. | N. A. | QPF/B0710 | N. A. | N. A. | N. A. | N. A. | N. A. | PS/B0710 | 04 | 2019-08-08 | 2022-08-08 | N. A. | N. A. | B0712 | N. A. | N. A. | N. A. | SEMIFINISHED GOODS | N. A. | N. A. | N. A. | N. A. | N. A. | N. A. |  | N. A. | N. A. | N. A. | N. A. | N. A. | N. A. | N. A. | N. A. | N. A. | N. A. | 1 | SUB COMPONENTS | 0 | Initial issue | N | BONE PLATES |  | No | No | N. A. | N. A. | N. A. | N. A.
B0713.0000F | B0713.0000F | DCS BARREL PLATE FORGING 16MM WIDTH AISI 316L |  | B0713.0000F | 00 | 2021-07-07 | N. A. | N. A. | N. A. | QPI/B0713.0000F | 00 | 2021-07-07 | N. A. | N. A. | N. A. | PS/B0713.0000F | 00 | 2021-07-07 | 2024-07-06 | N. A. | N. A. | B0713.0000F | N. A. | N. A. | N. A. | SEMIFINISHED GOODS | N. A. | N. A. | N. A. | N. A. | N. A. | N. A. |  | N. A. | N. A. | N. A. | N. A. | N. A. | N. A. | N. A. | N. A. | N. A. | N. A. | 1 | SUB COMPONENTS | 0 | ADDED NEW CODE NO AS PER ECR E010621 ON 22JUN2021 | N | BONE PLATES |  | No | No | N. A. | N. A. | N. A. | N. A.
B0713.0055F | B0713.0055F | DCS FORGING, TOP FLAT, 16MM WIDTH, 25MM BARREL, 316L, 95DEG., 55MM |  | B0713.0000F | 10 | 2014-06-18 | N. A. | N. A. | N. A. | QPR/B0713 | 03 | 2019-06-07 | 2022-06-07 | N. A. | N. A. | PS/B0713 | 03 | 2018-02-23 | 2021-02-23 | N. A. | N. A. | B0713 | N. A. | N. A. | N. A. | SEMIFINISHED GOODS | N. A. | N. A. | N. A. | N. A. | N. A. | N. A. |  | N. A. | N. A. | N. A. | N. A. | N. A. | N. A. | N. A. | N. A. | N. A. | N. A. | 1 | SUB COMPONENTS | 0 | Initial issue | N | BONE PLATES |  | No | No | N. A. | N. A. | N. A. | N. A.
B0713.0064F | B0713.0064F | DCS FORGING, TOP FLAT, 16MM WIDTH, 25MM BARREL, 316L, 95DEG., 64MM |  | B0713.0000F | 10 | 2014-06-18 | N. A. | N. A. | N. A. | QPR/B0713 | 03 | 2019-06-07 | 2022-06-07 | N. A. | N. A. | PS/B0713 | 03 | 2018-02-23 | 2021-02-23 | N. A. | N. A. | B0713 | N. A. | N. A. | N. A. | SEMIFINISHED GOODS | N. A. | N. A. | N. A. | N. A. | N. A. | N. A. |  | N. A. | N. A. | N. A. | N. A. | N. A. | N. A. | N. A. | N. A. | N. A. | N. A. | 1 | SUB COMPONENTS | 0 | Initial issue | N | BONE PLATES |  | No | No | N. A. | N. A. | N. A. | N. A.
B0713.00F | B0713.00F | DCS FORGING, 16MM WIDTH, 25MM BARREL, 316L, 95DEG., SINGLE ENDED |  | B0713.00F | 10 | 2014-06-18 | N. A. | N. A. | N. A. | QPF/B0713IHF | 03 | 2019-06-07 | 2022-06-07 | N. A. | N. A. | PS/B0713IHF | 03 | 2018-02-23 | 2021-02-23 | N. A. | N. A. | B0713 | N. A. | N. A. | N. A. | SEMIFINISHED GOODS | N. A. | N. A. | N. A. | N. A. | N. A. | N. A. |  | N. A. | N. A. | N. A. | N. A. | N. A. | N. A. | N. A. | N. A. | N. A. | N. A. | 1 | SUB COMPONENTS | 0 | Initial issue | N | BONE PLATES |  | No | No | N. A. | N. A. | N. A. | N. A.
B0713.0112F | B0713.0112F | DCS FORGING, TOP FLAT, 16MM WIDTH, 25MM BARREL, 316L, 95DEG., 112MM |  | B0713.0000F | 10 | 2014-06-18 | N. A. | N. A. | N. A. | QPR/B0713 | 03 | 2019-06-07 | 2022-06-07 | N. A. | N. A. | PS/B0713 | 03 | 2018-02-23 | 2021-02-23 | N. A. | N. A. | B0713 | N. A. | N. A. | N. A. | SEMIFINISHED GOODS | N. A. | N. A. | N. A. | N. A. | N. A. | N. A. |  | N. A. | N. A. | N. A. | N. A. | N. A. | N. A. | N. A. | N. A. | N. A. | N. A. | 1 | SUB COMPONENTS | 0 | Initial issue | N | BONE PLATES |  | No | No | N. A. | N. A. | N. A. | N. A.
B0713.0160F | B0713.0160F | DCS FORGING, TOP FLAT, 16MM WIDTH, 25MM BARREL, 316L, 95DEG., 160MM |  | B0713.0000F | 10 | 2014-06-18 | N. A. | N. A. | N. A. | QPR/B0713 | 03 | 2019-06-07 | 2022-06-07 | N. A. | N. A. | PS/B0713 | 03 | 2018-02-23 | 2021-02-23 | N. A. | N. A. | B0713 | N. A. | N. A. | N. A. | SEMIFINISHED GOODS | N. A. | N. A. | N. A. | N. A. | N. A. | N. A. |  | N. A. | N. A. | N. A. | N. A. | N. A. | N. A. | N. A. | N. A. | N. A. | N. A. | 1 | SUB COMPONENTS | 0 | Initial issue | N | BONE PLATES |  | No | No | N. A. | N. A. | N. A. | N. A.
B0713.0208F | B0713.0208F | DCS FORGING, TOP FLAT, 16MM WIDTH, 25MM BARREL, 316L, 95DEG., 208MM |  | B0713.0000F | 10 | 2014-06-18 | N. A. | N. A. | N. A. | QPR/B0713 | 03 | 2019-06-07 | 2022-06-07 | N. A. | N. A. | PS/B0713 | 03 | 2018-02-23 | 2021-02-23 | N. A. | N. A. | B0713 | N. A. | N. A. | N. A. | SEMIFINISHED GOODS | N. A. | N. A. | N. A. | N. A. | N. A. | N. A. |  | N. A. | N. A. | N. A. | N. A. | N. A. | N. A. | N. A. | N. A. | N. A. | N. A. | 1 | SUB COMPONENTS | 0 | Initial issue | N | BONE PLATES |  | No | No | N. A. | N. A. | N. A. | N. A.
B0713.0266F | B0713.0266F | DCS FORGING, TOP FLAT, 16MM WIDTH, 25MM BARREL, 316L, 95DEG., 266MM |  | B0713.0000F | 10 | 2014-06-18 | N. A. | N. A. | N. A. | QPR/B0713 | 03 | 2019-06-07 | 2022-06-07 | N. A. | N. A. | PS/B0713 | 03 | 2018-02-23 | 2021-02-23 | N. A. | N. A. | B0713 | N. A. | N. A. | N. A. | SEMIFINISHED GOODS | N. A. | N. A. | N. A. | N. A. | N. A. | N. A. |  | N. A. | N. A. | N. A. | N. A. | N. A. | N. A. | N. A. | N. A. | N. A. | N. A. | 1 | SUB COMPONENTS | 0 | Initial issue | N | BONE PLATES |  | No | No | N. A. | N. A. | N. A. | N. A.
B0713.0286F | B0713.0286F | DCS FORGING, TOP FLAT, 16MM WIDTH, 25MM BARREL, 316L, 95DEG., 286MM |  | B0713.0000F | 10 | 2014-06-18 | N. A. | N. A. | N. A. | QPR/B0713 | 03 | 2019-06-07 | 2022-06-07 | N. A. | N. A. | PS/B0713 | 03 | 2018-02-23 | 2021-02-23 | N. A. | N. A. | B0713 | N. A. | N. A. | N. A. | SEMIFINISHED GOODS | N. A. | N. A. | N. A. | N. A. | N. A. | N. A. |  | N. A. | N. A. | N. A. | N. A. | N. A. | N. A. | N. A. | N. A. | N. A. | N. A. | 1 | SUB COMPONENTS | 0 | Initial issue | N | BONE PLATES |  | No | No | N. A. | N. A. | N. A. | N. A.
B0713.0304F | B0713.0304F | DCS FORGING, TOP FLAT, 16MM WIDTH, 25MM BARREL, 316L, 95DEG., 304MM |  | B0713.0000F | 10 | 2014-06-18 | N. A. | N. A. | N. A. | QPR/B0713 | 03 | 2019-06-07 | 2022-06-07 | N. A. | N. A. | PS/B0713 | 03 | 2018-02-23 | 2021-02-23 | N. A. | N. A. | B0713 | N. A. | N. A. | N. A. | SEMIFINISHED GOODS | N. A. | N. A. | N. A. | N. A. | N. A. | N. A. |  | N. A. | N. A. | N. A. | N. A. | N. A. | N. A. | N. A. | N. A. | N. A. | N. A. | 1 | SUB COMPONENTS | 0 | Initial issue | N | BONE PLATES |  | No | No | N. A. | N. A. | N. A. | N. A.
B0726 | B0713.04 | 95DEG. CONDYLAR SCREW PLATE, S`RUT, 4 HOLES, LENGTH 82MM |  | B0726.00 | 10 | 2014-06-18 | N. A. | N. A. | N. A. | QPF/B0726 | 03 | 2019-06-07 | 2022-06-07 | N. A. | N. A. | PS/B0726 | 03 | 2018-02-23 | 2021-02-23 | 2019-12-01 | 44896 | B0726 | TMF-1 | IU/1 | Class C | FINISHED GOODS | SUSHRUT™ | 95DEG. CONDYLAR SCREW PLATE | 4 HOLES, LENGTH 82MM | 16 | No | Yes |  | No | N. A. | No | N. A. | No | Yes | No | Yes | M. L.: MFG/MD/2021/000369 |  | 1 | SUSHRUT PRODUCTS\INTERNATIONAL IMPLANTS\COMPRESSION HIP SCREW IMPLANTS\95 DEG. C.S. PLATES, A.C.H. WITH TOP RADIUS | 0 | Initial issue | Y | BONE PLATES |  | 1 | No | Yes | Yes | Yes | N. A.
B0713F | B0713.04F | NEAR NET SHAPE FORGING FOR 95DEG. CONDYLAR SCREW PLATE, S`RUT, 4 HOLES, LENGTH 82MM, TOP RADIUS |  | B0713.00F | 10 | 2014-06-18 | N. A. | N. A. | N. A. | QPF/B0713F | 03 | 2019-06-07 | 2022-06-07 | N. A. | N. A. | PS/B0713F | 03 | 2018-02-23 | 2021-02-23 | N. A. | N. A. | B0713 | N. A. | N. A. | N. A. | SEMIFINISHED GOODS | N. A. | N. A. | N. A. | N. A. | N. A. | N. A. |  | N. A. | N. A. | N. A. | N. A. | N. A. | N. A. | N. A. | N. A. | N. A. | N. A. | 1 | SUB COMPONENTS | 0 | Initial issue | N | BONE PLATES |  | No | No | N. A. | N. A. | N. A. | N. A.
B0726 | B0713.05 | 95DEG. CONDYLAR SCREW PLATE, S`RUT, 5 HOLES, LENGTH 98MM |  | B0726.00 | 10 | 2014-06-18 | N. A. | N. A. | N. A. | QPF/B0726 | 03 | 2019-06-07 | 2022-06-07 | N. A. | N. A. | PS/B0726 | 03 | 2018-02-23 | 2021-02-23 | 2019-12-01 | 44896 | B0726 | TMF-1 | IU/1 | Class C | FINISHED GOODS | SUSHRUT™ | 95DEG. CONDYLAR SCREW PLATE | 5 HOLES, LENGTH 98MM | 16 | No | Yes |  | No | N. A. | No | N. A. | No | Yes | No | Yes | M. L.: MFG/MD/2021/000369 |  | 1 | SUSHRUT PRODUCTS\INTERNATIONAL IMPLANTS\COMPRESSION HIP SCREW IMPLANTS\95 DEG. C.S. PLATES, A.C.H. WITH TOP RADIUS | 0.0732 | Initial issue | N | BONE PLATES |  | 1 | No | Yes | Yes | Yes | N. A.
B0713F | B0713.05F | NEAR NET SHAPE FORGING FOR 95DEG. CONDYLAR SCREW PLATE, S`RUT, 5 HOLES, LENGTH 98MM, TOP RADIUS |  | B0713.00F | 10 | 2014-06-18 | N. A. | N. A. | N. A. | QPF/B0713F | 03 | 2019-06-07 | 2022-06-07 | N. A. | N. A. | PS/B0713F | 03 | 2018-02-23 | 2021-02-23 | N. A. | N. A. | B0713 | N. A. | N. A. | N. A. | SEMIFINISHED GOODS | N. A. | N. A. | N. A. | N. A. | N. A. | N. A. |  | N. A. | N. A. | N. A. | N. A. | N. A. | N. A. | N. A. | N. A. | N. A. | N. A. | 1 | SUB COMPONENTS | 0 | Initial issue | N | BONE PLATES |  | No | No | N. A. | N. A. | N. A. | N. A.
B0726 | B0713.06 | 95DEG. CONDYLAR SCREW PLATE, S`RUT, 6 HOLES, LENGTH 114MM |  | B0726.00 | 10 | 2014-06-18 | N. A. | N. A. | N. A. | QPF/B0726 | 03 | 2019-06-07 | 2022-06-07 | N. A. | N. A. | PS/B0726 | 03 | 2018-02-23 | 2021-02-23 | 2019-12-01 | 44896 | B0726 | TMF-1 | IU/1 | Class C | FINISHED GOODS | SUSHRUT™ | 95DEG. CONDYLAR SCREW PLATE | 6 HOLES, LENGTH 114MM | 16 | No | Yes |  | No | N. A. | No | N. A. | No | Yes | No | Yes | M. L.: MFG/MD/2021/000369 |  | 1 | SUSHRUT PRODUCTS\INTERNATIONAL IMPLANTS\COMPRESSION HIP SCREW IMPLANTS\95 DEG. C.S. PLATES, A.C.H. WITH TOP RADIUS | 0 | Initial issue | N | BONE PLATES |  | 1 | No | Yes | Yes | Yes | N. A.
B0713F | B0713.06F | NEAR NET SHAPE FORGING FOR 95DEG. CONDYLAR SCREW PLATE, S`RUT, 6 HOLES, LENGTH 114MM, TOP RADIUS |  | B0713.00F | 10 | 2014-06-18 | N. A. | N. A. | N. A. | QPF/B0713F | 03 | 2019-06-07 | 2022-06-07 | N. A. | N. A. | PS/B0713F | 03 | 2018-02-23 | 2021-02-23 | N. A. | N. A. | B0713 | N. A. | N. A. | N. A. | SEMIFINISHED GOODS | N. A. | N. A. | N. A. | N. A. | N. A. | N. A. |  | N. A. | N. A. | N. A. | N. A. | N. A. | N. A. | N. A. | N. A. | N. A. | N. A. | 1 | SUB COMPONENTS | 0 | Initial issue | N | BONE PLATES |  | No | No | N. A. | N. A. | N. A. | N. A.
B0726 | B0713.07 | 95DEG. CONDYLAR SCREW PLATE, S`RUT, 7 HOLES, LENGTH 130MM |  | B0726.00 | 10 | 2014-06-18 | N. A. | N. A. | N. A. | QPF/B0726 | 03 | 2019-06-07 | 2022-06-07 | N. A. | N. A. | PS/B0726 | 03 | 2018-02-23 | 2021-02-23 | 2019-12-01 | 44896 | B0726 | TMF-1 | IU/1 | Class C | FINISHED GOODS | SUSHRUT™ | 95DEG. CONDYLAR SCREW PLATE | 7 HOLES, LENGTH 130MM | 16 | No | Yes |  | No | N. A. | No | N. A. | No | Yes | No | Yes | M. L.: MFG/MD/2021/000369 |  | 1 | SUSHRUT PRODUCTS\INTERNATIONAL IMPLANTS\COMPRESSION HIP SCREW IMPLANTS\95 DEG. C.S. PLATES, A.C.H. WITH TOP RADIUS | 0 | Initial issue | N | BONE PLATES |  | 1 | No | Yes | Yes | Yes | N. A.
B0713F | B0713.07F | NEAR NET SHAPE FORGING FOR 95DEG. CONDYLAR SCREW PLATE, S`RUT, 7 HOLES, LENGTH 130MM, TOP RADIUS |  | B0713.00F | 10 | 2014-06-18 | N. A. | N. A. | N. A. | QPF/B0713F | 03 | 2019-06-07 | 2022-06-07 | N. A. | N. A. | PS/B0713F | 03 | 2018-02-23 | 2021-02-23 | N. A. | N. A. | B0713 | N. A. | N. A. | N. A. | SEMIFINISHED GOODS | N. A. | N. A. | N. A. | N. A. | N. A. | N. A. |  | N. A. | N. A. | N. A. | N. A. | N. A. | N. A. | N. A. | N. A. | N. A. | N. A. | 1 | SUB COMPONENTS | 0 | Initial issue | N | BONE PLATES |  | No | No | N. A. | N. A. | N. A. | N. A.
B0726 | B0713.08 | 95DEG. CONDYLAR SCREW PLATE, S`RUT, 8 HOLES, LENGTH 146MM |  | B0726.00 | 10 | 2014-06-18 | N. A. | N. A. | N. A. | QPF/B0726 | 03 | 2019-06-07 | 2022-06-07 | N. A. | N. A. | PS/B0726 | 03 | 2018-02-23 | 2021-02-23 | 2019-12-01 | 44896 | B0726 | TMF-1 | IU/1 | Class C | FINISHED GOODS | SUSHRUT™ | 95DEG. CONDYLAR SCREW PLATE | 8 HOLES, LENGTH 146MM | 16 | No | Yes |  | No | N. A. | No | N. A. | No | Yes | No | Yes | M. L.: MFG/MD/2021/000369 |  | 1 | SUSHRUT PRODUCTS\INTERNATIONAL IMPLANTS\COMPRESSION HIP SCREW IMPLANTS\95 DEG. C.S. PLATES, A.C.H. WITH TOP RADIUS | 0 | Initial issue | N | BONE PLATES |  | 1 | No | Yes | Yes | Yes | N. A.
B0713F | B0713.08F | NEAR NET SHAPE FORGING FOR 95DEG. CONDYLAR SCREW PLATE, S`RUT, 8 HOLES, LENGTH 146MM, TOP RADIUS |  | B0713.00F | 10 | 2014-06-18 | N. A. | N. A. | N. A. | QPF/B0713F | 03 | 2019-06-07 | 2022-06-07 | N. A. | N. A. | PS/B0713F | 03 | 2018-02-23 | 2021-02-23 | N. A. | N. A. | B0713 | N. A. | N. A. | N. A. | SEMIFINISHED GOODS | N. A. | N. A. | N. A. | N. A. | N. A. | N. A. |  | N. A. | N. A. | N. A. | N. A. | N. A. | N. A. | N. A. | N. A. | N. A. | N. A. | 1 | SUB COMPONENTS | 0 | Initial issue | N | BONE PLATES |  | No | No | N. A. | N. A. | N. A. | N. A.
B0726 | B0713.09 | 95DEG. CONDYLAR SCREW PLATE, S`RUT, 9 HOLES, LENGTH 162MM |  | B0726.00 | 10 | 2014-06-18 | N. A. | N. A. | N. A. | QPF/B0726 | 03 | 2019-06-07 | 2022-06-07 | N. A. | N. A. | PS/B0726 | 03 | 2018-02-23 | 2021-02-23 | 2019-12-01 | 44896 | B0726 | TMF-1 | IU/1 | Class C | FINISHED GOODS | SUSHRUT™ | 95DEG. CONDYLAR SCREW PLATE | 9 HOLES, LENGTH 162MM | 16 | No | Yes |  | No | N. A. | No | N. A. | No | Yes | No | Yes | M. L.: MFG/MD/2021/000369 |  | 1 | SUSHRUT PRODUCTS\INTERNATIONAL IMPLANTS\COMPRESSION HIP SCREW IMPLANTS\95 DEG. C.S. PLATES, A.C.H. WITH TOP RADIUS | 0.11363 | Initial issue | N | BONE PLATES |  | 1 | No | Yes | Yes | Yes | N. A.
B0713F | B0713.09F | NEAR NET SHAPE FORGING FOR 95DEG. CONDYLAR SCREW PLATE, S`RUT, 9 HOLES, LENGTH 162MM, TOP RADIUS |  | B0713.00F | 10 | 2014-06-18 | N. A. | N. A. | N. A. | QPF/B0713F | 03 | 2019-06-07 | 2022-06-07 | N. A. | N. A. | PS/B0713F | 03 | 2018-02-23 | 2021-02-23 | N. A. | N. A. | B0713 | N. A. | N. A. | N. A. | SEMIFINISHED GOODS | N. A. | N. A. | N. A. | N. A. | N. A. | N. A. |  | N. A. | N. A. | N. A. | N. A. | N. A. | N. A. | N. A. | N. A. | N. A. | N. A. | 1 | SUB COMPONENTS | 0 | Initial issue | N | BONE PLATES |  | No | No | N. A. | N. A. | N. A. | N. A.
B0726 | B0713.10 | 95DEG. CONDYLAR SCREW PLATE, S`RUT, 10 HOLES, LENGTH 178MM |  | B0726.00 | 10 | 2014-06-18 | N. A. | N. A. | N. A. | QPF/B0726 | 03 | 2019-06-07 | 2022-06-07 | N. A. | N. A. | PS/B0726 | 03 | 2018-02-23 | 2021-02-23 | 2019-12-01 | 44896 | B0726 | TMF-1 | IU/1 | Class C | FINISHED GOODS | SUSHRUT™ | 95DEG. CONDYLAR SCREW PLATE | 10 HOLES, LENGTH 178MM | 16 | No | Yes |  | No | N. A. | No | N. A. | No | Yes | No | Yes | M. L.: MFG/MD/2021/000369 |  | 1 | SUSHRUT PRODUCTS\INTERNATIONAL IMPLANTS\COMPRESSION HIP SCREW IMPLANTS\95 DEG. C.S. PLATES, A.C.H. WITH TOP RADIUS | 0 | Initial issue | N | BONE PLATES |  | 1 | No | Yes | Yes | Yes | N. A.
B0713F | B0713.10F | NEAR NET SHAPE FORGING FOR 95DEG. CONDYLAR SCREW PLATE, S`RUT, 10 HOLES, LENGTH 178MM, TOP RADIUS |  | B0713.00F | 10 | 2014-06-18 | N. A. | N. A. | N. A. | QPF/B0713F | 03 | 2019-06-07 | 2022-06-07 | N. A. | N. A. | PS/B0713F | 03 | 2018-02-23 | 2021-02-23 | N. A. | N. A. | B0713 | N. A. | N. A. | N. A. | SEMIFINISHED GOODS | N. A. | N. A. | N. A. | N. A. | N. A. | N. A. |  | N. A. | N. A. | N. A. | N. A. | N. A. | N. A. | N. A. | N. A. | N. A. | N. A. | 1 | SUB COMPONENTS | 0 | Initial issue | N | BONE PLATES |  | No | No | N. A. | N. A. | N. A. | N. A.
B0726 | B0713.11 | 95DEG. CONDYLAR SCREW PLATE, S`RUT, 11 HOLES, LENGTH 194MM |  | B0726.00 | 10 | 2014-06-18 | N. A. | N. A. | N. A. | QPF/B0726 | 03 | 2019-06-07 | 2022-06-07 | N. A. | N. A. | PS/B0726 | 03 | 2018-02-23 | 2021-02-23 | 2019-12-01 | 44896 | B0726 | TMF-1 | IU/1 | Class C | FINISHED GOODS | SUSHRUT™ | 95DEG. CONDYLAR SCREW PLATE | 11 HOLES, LENGTH 194MM | 16 | No | Yes |  | No | N. A. | No | N. A. | No | Yes | No | Yes | M. L.: MFG/MD/2021/000369 |  | 1 | SUSHRUT PRODUCTS\INTERNATIONAL IMPLANTS\COMPRESSION HIP SCREW IMPLANTS\95 DEG. C.S. PLATES, A.C.H. WITH TOP RADIUS | 0.13333 | Initial issue | N | BONE PLATES |  | 1 | No | Yes | Yes | Yes | N. A.
B0713.1122F | B0713.1122F | DCS FORGING, TOP RADIUSED, 16MM WIDTH, 25MM BARREL, 316L, 95DEG., 122MM |  | B0713.1000F | 10 | 2014-06-18 | N. A. | N. A. | N. A. | QPR/B0713 | 03 | 2019-06-07 | 2022-06-07 | N. A. | N. A. | PS/B0713 | 03 | 2018-02-23 | 2021-02-23 | N. A. | N. A. | B0713 | N. A. | N. A. | N. A. | SEMIFINISHED GOODS | N. A. | N. A. | N. A. | N. A. | N. A. | N. A. |  | N. A. | N. A. | N. A. | N. A. | N. A. | N. A. | N. A. | N. A. | N. A. | N. A. | 1 | SUB COMPONENTS | 0 | Initial issue | N | BONE PLATES |  | No | No | N. A. | N. A. | N. A. | N. A.
B0713.1165F | B0713.1165F | DCS FORGING, TOP RADIUSED, 16MM WIDTH, 25MM BARREL, 316L, 95DEG., 165MM |  | B0713.1000F | 10 | 2014-06-18 | N. A. | N. A. | N. A. | QPR/B0713 | 03 | 2019-06-07 | 2022-06-07 | N. A. | N. A. | PS/B0713 | 03 | 2018-02-23 | 2021-02-23 | N. A. | N. A. | B0713 | N. A. | N. A. | N. A. | SEMIFINISHED GOODS | N. A. | N. A. | N. A. | N. A. | N. A. | N. A. |  | N. A. | N. A. | N. A. | N. A. | N. A. | N. A. | N. A. | N. A. | N. A. | N. A. | 1 | SUB COMPONENTS | 0 | Initial issue | N | BONE PLATES |  | No | No | N. A. | N. A. | N. A. | N. A.
B0713F | B0713.11F | NEAR NET SHAPE FORGING FOR 95DEG. CONDYLAR SCREW PLATE, S`RUT, 11 HOLES, LENGTH 194MM, TOP RADIUS |  | B0713.00F | 10 | 2014-06-18 | N. A. | N. A. | N. A. | QPF/B0713F | 03 | 2019-06-07 | 2022-06-07 | N. A. | N. A. | PS/B0713F | 03 | 2018-02-23 | 2021-02-23 | N. A. | N. A. | B0713 | N. A. | N. A. | N. A. | SEMIFINISHED GOODS | N. A. | N. A. | N. A. | N. A. | N. A. | N. A. |  | N. A. | N. A. | N. A. | N. A. | N. A. | N. A. | N. A. | N. A. | N. A. | N. A. | 1 | SUB COMPONENTS | 0 | Initial issue | N | BONE PLATES |  | No | No | N. A. | N. A. | N. A. | N. A.
B0726 | B0713.12 | 95DEG. CONDYLAR SCREW PLATE, S`RUT, 12 HOLES, LENGTH 210MM |  | B0726.00 | 10 | 2014-06-18 | N. A. | N. A. | N. A. | QPF/B0726 | 03 | 2019-06-07 | 2022-06-07 | N. A. | N. A. | PS/B0726 | 03 | 2018-02-23 | 2021-02-23 | 2019-12-01 | 44896 | B0726 | TMF-1 | IU/1 | Class C | FINISHED GOODS | SUSHRUT™ | 95DEG. CONDYLAR SCREW PLATE | 12 HOLES, LENGTH 210MM | 16 | No | Yes |  | No | N. A. | No | N. A. | No | Yes | No | Yes | M. L.: MFG/MD/2021/000369 |  | 1 | SUSHRUT PRODUCTS\INTERNATIONAL IMPLANTS\COMPRESSION HIP SCREW IMPLANTS\95 DEG. C.S. PLATES, A.C.H. WITH TOP RADIUS | 0.14059 | Initial issue | N | BONE PLATES |  | 1 | No | Yes | Yes | Yes | N. A.
B0713.1215F | B0713.1215F | DCS FORGING, TOP RADIUSED, 16MM WIDTH, 25MM BARREL, 316L, 95DEG., 215MM |  | B0713.1000F | 10 | 2014-06-18 | N. A. | N. A. | N. A. | QPR/B0713 | 03 | 2019-06-07 | 2022-06-07 | N. A. | N. A. | PS/B0713 | 03 | 2018-02-23 | 2021-02-23 | N. A. | N. A. | B0713 | N. A. | N. A. | N. A. | SEMIFINISHED GOODS | N. A. | N. A. | N. A. | N. A. | N. A. | N. A. |  | N. A. | N. A. | N. A. | N. A. | N. A. | N. A. | N. A. | N. A. | N. A. | N. A. | 1 | SUB COMPONENTS | 0 | Initial issue | N | BONE PLATES |  | No | No | N. A. | N. A. | N. A. | N. A.
B0713.1260F | B0713.1260F | DCS FORGING, TOP RADIUSED, 16MM WIDTH, 25MM BARREL, 316L, 95DEG., 260MM |  | B0713.1000F | 10 | 2014-06-18 | N. A. | N. A. | N. A. | QPR/B0713 | 03 | 2019-06-07 | 2022-06-07 | N. A. | N. A. | PS/B0713 | 03 | 2018-02-23 | 2021-02-23 | N. A. | N. A. | B0713 | N. A. | N. A. | N. A. | SEMIFINISHED GOODS | N. A. | N. A. | N. A. | N. A. | N. A. | N. A. |  | N. A. | N. A. | N. A. | N. A. | N. A. | N. A. | N. A. | N. A. | N. A. | N. A. | 1 | SUB COMPONENTS | 0 | Initial issue | N | BONE PLATES |  | No | No | N. A. | N. A. | N. A. | N. A.
B0713F | B0713.12F | NEAR NET SHAPE FORGING FOR 95DEG. CONDYLAR SCREW PLATE, S`RUT, 12 HOLES, LENGTH 210MM, TOP RADIUS |  | B0713.00F | 10 | 2014-06-18 | N. A. | N. A. | N. A. | QPF/B0713F | 03 | 2019-06-07 | 2022-06-07 | N. A. | N. A. | PS/B0713F | 03 | 2018-02-23 | 2021-02-23 | N. A. | N. A. | B0713 | N. A. | N. A. | N. A. | SEMIFINISHED GOODS | N. A. | N. A. | N. A. | N. A. | N. A. | N. A. |  | N. A. | N. A. | N. A. | N. A. | N. A. | N. A. | N. A. | N. A. | N. A. | N. A. | 1 | SUB COMPONENTS | 0 | Initial issue | N | BONE PLATES |  | No | No | N. A. | N. A. | N. A. | N. A.
B0726 | B0713.13 | 95DEG. CONDYLAR SCREW PLATE, S`RUT, 13 HOLES, LENGTH 226MM |  | B0726.00 | 10 | 2014-06-18 | N. A. | N. A. | N. A. | QPF/B0726 | 03 | 2019-06-07 | 2022-06-07 | N. A. | N. A. | PS/B0726 | 03 | 2018-02-23 | 2021-02-23 | 2019-12-01 | 44896 | B0726 | TMF-1 | IU/1 | Class C | FINISHED GOODS | SUSHRUT™ | 95DEG. CONDYLAR SCREW PLATE | 13 HOLES, LENGTH 226MM | 16 | No | Yes |  | No | N. A. | No | N. A. | No | Yes | No | Yes | M. L.: MFG/MD/2021/000369 |  | 1 | SUSHRUT PRODUCTS\INTERNATIONAL IMPLANTS\COMPRESSION HIP SCREW IMPLANTS\95 DEG. C.S. PLATES, A.C.H. WITH TOP RADIUS | 0.1517 | Initial issue | N | BONE PLATES |  | 1 | No | Yes | Yes | Yes | N. A.
B0713.1310F | B0713.1310F | DCS FORGING, TOP RADIUSED, 16MM WIDTH, 25MM BARREL, 316L, 95DEG., 310MM |  | B0713.1000F | 10 | 2014-06-18 | N. A. | N. A. | N. A. | QPR/B0713 | 03 | 2019-06-07 | 2022-06-07 | N. A. | N. A. | PS/B0713 | 03 | 2018-02-23 | 2021-02-23 | N. A. | N. A. | B0713 | N. A. | N. A. | N. A. | SEMIFINISHED GOODS | N. A. | N. A. | N. A. | N. A. | N. A. | N. A. |  | N. A. | N. A. | N. A. | N. A. | N. A. | N. A. | N. A. | N. A. | N. A. | N. A. | 1 | SUB COMPONENTS | 0 | Initial issue | N | BONE PLATES |  | No | No | N. A. | N. A. | N. A. | N. A.
B0713.1375F | B0713.1375F | DCS FORGING, TOP RADIUSED, 16MM WIDTH, 25MM BARREL, 316L, 95DEG., 375MM |  | B0713.1000F | 10 | 2014-06-18 | N. A. | N. A. | N. A. | QPR/B0713 | 03 | 2019-06-07 | 2022-06-07 | N. A. | N. A. | PS/B0713 | 03 | 2018-02-23 | 2021-02-23 | N. A. | N. A. | B0713 | N. A. | N. A. | N. A. | SEMIFINISHED GOODS | N. A. | N. A. | N. A. | N. A. | N. A. | N. A. |  | N. A. | N. A. | N. A. | N. A. | N. A. | N. A. | N. A. | N. A. | N. A. | N. A. | 1 | SUB COMPONENTS | 0 | Initial issue | N | BONE PLATES |  | No | No | N. A. | N. A. | N. A. | N. A.
B0713F | B0713.13F | NEAR NET SHAPE FORGING FOR 95DEG. CONDYLAR SCREW PLATE, S`RUT, 13 HOLES, LENGTH 226MM, TOP RADIUS |  | B0713.00F | 10 | 2014-06-18 | N. A. | N. A. | N. A. | QPF/B0713F | 03 | 2019-06-07 | 2022-06-07 | N. A. | N. A. | PS/B0713F | 03 | 2018-02-23 | 2021-02-23 | N. A. | N. A. | B0713 | N. A. | N. A. | N. A. | SEMIFINISHED GOODS | N. A. | N. A. | N. A. | N. A. | N. A. | N. A. |  | N. A. | N. A. | N. A. | N. A. | N. A. | N. A. | N. A. | N. A. | N. A. | N. A. | 1 | SUB COMPONENTS | 0 | Initial issue | N | BONE PLATES |  | No | No | N. A. | N. A. | N. A. | N. A.
B0726 | B0713.14 | 95DEG. CONDYLAR SCREW PLATE, S`RUT, 14 HOLES, LENGTH 242MM |  | B0726.00 | 10 | 2014-06-18 | N. A. | N. A. | N. A. | QPF/B0726 | 03 | 2019-06-07 | 2022-06-07 | N. A. | N. A. | PS/B0726 | 03 | 2018-02-23 | 2021-02-23 | 2019-12-01 | 44896 | B0726 | TMF-1 | IU/1 | Class C | FINISHED GOODS | SUSHRUT™ | 95DEG. CONDYLAR SCREW PLATE | 14 HOLES, LENGTH 242MM | 16 | No | Yes |  | No | N. A. | No | N. A. | No | Yes | No | Yes | M. L.: MFG/MD/2021/000369 |  | 1 | SUSHRUT PRODUCTS\INTERNATIONAL IMPLANTS\COMPRESSION HIP SCREW IMPLANTS\95 DEG. C.S. PLATES, A.C.H. WITH TOP RADIUS | 0 | Initial issue | N | BONE PLATES |  | 1 | No | Yes | Yes | Yes | N. A.
B0713F | B0713.14F | NEAR NET SHAPE FORGING FOR 95DEG. CONDYLAR SCREW PLATE, S`RUT, 14 HOLES, LENGTH 242MM, TOP RADIUS |  | B0713.00F | 10 | 2014-06-18 | N. A. | N. A. | N. A. | QPF/B0713F | 03 | 2019-06-07 | 2022-06-07 | N. A. | N. A. | PS/B0713F | 03 | 2018-02-23 | 2021-02-23 | N. A. | N. A. | B0713 | N. A. | N. A. | N. A. | SEMIFINISHED GOODS | N. A. | N. A. | N. A. | N. A. | N. A. | N. A. |  | N. A. | N. A. | N. A. | N. A. | N. A. | N. A. | N. A. | N. A. | N. A. | N. A. | 1 | SUB COMPONENTS | 0 | Initial issue | N | BONE PLATES |  | No | No | N. A. | N. A. | N. A. | N. A.
B0713 | B0713.15 | 95DEG. CONDYLAR SCREW PLATE, S`RUT, 15 HOLES, LENGTH 258MM |  | B0713.00 | 10 | 2014-06-18 | N. A. | N. A. | N. A. | QPF/B0713 | 03 | 2019-06-07 | 2022-06-07 | N. A. | N. A. | PS/B0713 | 03 | 2018-02-23 | 2021-02-23 | N. A. | N. A. | B0713 | TMF-1 | IU/1 | Class C | FINISHED GOODS | SUSHRUT™ | 95DEG. CONDYLAR SCREW PLATE | 15 HOLES, LENGTH 258MM | 16 | No | Yes |  | No | N. A. | No | N. A. | No | Yes | No | Yes | M. L.: MFG/MD/2021/000369 |  | 1 | SUSHRUT PRODUCTS\INTERNATIONAL IMPLANTS\COMPRESSION HIP SCREW IMPLANTS\95 DEG. C.S. PLATES, A.C.H. WITH TOP RADIUS | 0 | Initial issue | Y | BONE PLATES |  | 1 | No | Yes | Yes | Yes | N. A.
B0713F | B0713.15F | NEAR NET SHAPE FORGING FOR 95DEG. CONDYLAR SCREW PLATE, S`RUT, 15 HOLES, LENGTH 258MM, TOP RADIUS |  | B0713.00F | 10 | 2014-06-18 | N. A. | N. A. | N. A. | QPF/B0713F | 03 | 2019-06-07 | 2022-06-07 | N. A. | N. A. | PS/B0713F | 03 | 2018-02-23 | 2021-02-23 | N. A. | N. A. | B0713 | N. A. | N. A. | N. A. | SEMIFINISHED GOODS | N. A. | N. A. | N. A. | N. A. | N. A. | N. A. |  | N. A. | N. A. | N. A. | N. A. | N. A. | N. A. | N. A. | N. A. | N. A. | N. A. | 1 | SUB COMPONENTS | 0 | Initial issue | N | BONE PLATES |  | No | No | N. A. | N. A. | N. A. | N. A.
B0713 | B0713.15s | 95DEG. CONDYLAR SCREW PLATE, S`RUT, 15 HOLES, LENGTH 258MM, STERILE |  | B0713.00 | 10 | 2014-06-18 | N. A. | N. A. | N. A. | QPF/B0713 | 03 | 2019-06-07 | 2022-06-07 | N. A. | N. A. | PS/B0713 | 03 | 2018-02-23 | 2021-02-23 | N. A. | N. A. | B0713 | TMF-1 | IU/1 | Class C | FINISHED GOODS | SUSHRUT™ | 95DEG. CONDYLAR SCREW PLATE | 15 HOLES, LENGTH 258MM, STERILE | 04 | Yes | No | R | Yes | N. A. | No | N. A. | No | Yes | No | Yes | M. L.: MFG/MD/2021/000369 |  | 1 | SUSHRUT PRODUCTS\INTERNATIONAL IMPLANTS\COMPRESSION HIP SCREW IMPLANTS\95 DEG. C.S. PLATES, A.C.H. WITH TOP RADIUS | 0 | Initial issue | Y | BONE PLATES |  | 1/lot | No | Yes | Yes | No | N. A. | 95° | 15 HOLES
B0726 | B0713.16 | 95DEG. CONDYLAR SCREW PLATE, S`RUT, 16 HOLES, LENGTH 274MM |  | B0726.00 | 10 | 2014-06-18 | N. A. | N. A. | N. A. | QPF/B0726 | 03 | 2019-06-07 | 2022-06-07 | N. A. | N. A. | PS/B0726 | 03 | 2018-02-23 | 2021-02-23 | 2019-12-01 | 44896 | B0726 | TMF-1 | IU/1 | Class C | FINISHED GOODS | SUSHRUT™ | 95DEG. CONDYLAR SCREW PLATE | 16 HOLES, LENGTH 274MM | 16 | No | Yes |  | No | N. A. | No | N. A. | No | Yes | No | Yes | M. L.: MFG/MD/2021/000369 |  | 1 | SUSHRUT PRODUCTS\INTERNATIONAL IMPLANTS\COMPRESSION HIP SCREW IMPLANTS\95 DEG. C.S. PLATES, A.C.H. WITH TOP RADIUS | 0 | Initial issue | N | BONE PLATES |  | 1 | No | Yes | Yes | Yes | N. A.
B0713F | B0713.16F | NEAR NET SHAPE FORGING FOR 95DEG. CONDYLAR SCREW PLATE, S`RUT, 16 HOLES, LENGTH 274MM, TOP RADIUS |  | B0713.00F | 10 | 2014-06-18 | N. A. | N. A. | N. A. | QPF/B0713F | 03 | 2019-06-07 | 2022-06-07 | N. A. | N. A. | PS/B0713F | 03 | 2018-02-23 | 2021-02-23 | N. A. | N. A. | B0713 | N. A. | N. A. | N. A. | SEMIFINISHED GOODS | N. A. | N. A. | N. A. | N. A. | N. A. | N. A. |  | N. A. | N. A. | N. A. | N. A. | N. A. | N. A. | N. A. | N. A. | N. A. | N. A. | 1 | SUB COMPONENTS | 0 | Initial issue | N | BONE PLATES |  | No | No | N. A. | N. A. | N. A. | N. A.
B0713 | B0713.17 | 95DEG. CONDYLAR SCREW PLATE, S`RUT, 17 HOLES, LENGTH 290MM |  | B0713.00 | 10 | 2014-06-18 | N. A. | N. A. | N. A. | QPF/B0713 | 03 | 2019-06-07 | 2022-06-07 | N. A. | N. A. | PS/B0713 | 03 | 2018-02-23 | 2021-02-23 | N. A. | N. A. | B0713 | TMF-1 | IU/1 | Class C | FINISHED GOODS | SUSHRUT™ | 95DEG. CONDYLAR SCREW PLATE | 17 HOLES, LENGTH 290MM | 16 | No | Yes |  | No | N. A. | No | N. A. | No | Yes | No | Yes | M. L.: MFG/MD/2021/000369 |  | 1 | SUSHRUT PRODUCTS\INTERNATIONAL IMPLANTS\COMPRESSION HIP SCREW IMPLANTS\95 DEG. C.S. PLATES, A.C.H. WITH TOP RADIUS | 0 | Initial issue | Y | BONE PLATES |  | 1 | No | Yes | Yes | Yes | N. A.
B0713F | B0713.17F | NEAR NET SHAPE FORGING FOR 95DEG. CONDYLAR SCREW PLATE, S`RUT, 17 HOLES, LENGTH 290MM, TOP RADIUS |  | B0713.00F | 10 | 2014-06-18 | N. A. | N. A. | N. A. | QPF/B0713F | 03 | 2019-06-07 | 2022-06-07 | N. A. | N. A. | PS/B0713F | 03 | 2018-02-23 | 2021-02-23 | N. A. | N. A. | B0713 | N. A. | N. A. | N. A. | SEMIFINISHED GOODS | N. A. | N. A. | N. A. | N. A. | N. A. | N. A. |  | N. A. | N. A. | N. A. | N. A. | N. A. | N. A. | N. A. | N. A. | N. A. | N. A. | 1 | SUB COMPONENTS | 0 | Initial issue | N | BONE PLATES |  | No | No | N. A. | N. A. | N. A. | N. A.
B0713 | B0713.17s | 95DEG. CONDYLAR SCREW PLATE, S`RUT, 17 HOLES, LENGTH 290MM, STERILE |  | B0713.00 | 10 | 2014-06-18 | N. A. | N. A. | N. A. | QPF/B0713 | 03 | 2019-06-07 | 2022-06-07 | N. A. | N. A. | PS/B0713 | 03 | 2018-02-23 | 2021-02-23 | N. A. | N. A. | B0713 | TMF-1 | IU/1 | Class C | FINISHED GOODS | SUSHRUT™ | 95DEG. CONDYLAR SCREW PLATE | 17 HOLES, LENGTH 290MM, STERILE | 04 | Yes | No | R | Yes | N. A. | No | N. A. | No | Yes | No | Yes | M. L.: MFG/MD/2021/000369 |  | 1 | SUSHRUT PRODUCTS\INTERNATIONAL IMPLANTS\COMPRESSION HIP SCREW IMPLANTS\95 DEG. C.S. PLATES, A.C.H. WITH TOP RADIUS | 0 | Initial issue | Y | BONE PLATES |  | 1/lot | No | Yes | Yes | No | N. A. | 95° | 17 HOLES
B0726 | B0713.18 | 95DEG. CONDYLAR SCREW PLATE, S`RUT, 18 HOLES, LENGTH 306MM |  | B0726.00 | 10 | 2014-06-18 | N. A. | N. A. | N. A. | QPF/B0726 | 03 | 2019-06-07 | 2022-06-07 | N. A. | N. A. | PS/B0726 | 03 | 2018-02-23 | 2021-02-23 | 2019-12-01 | 44896 | B0726 | TMF-1 | IU/1 | Class C | FINISHED GOODS | SUSHRUT™ | 95DEG. CONDYLAR SCREW PLATE | 18 HOLES, LENGTH 306MM | 16 | No | Yes |  | No | N. A. | No | N. A. | No | Yes | No | Yes | M. L.: MFG/MD/2021/000369 |  | 1 | SUSHRUT PRODUCTS\INTERNATIONAL IMPLANTS\COMPRESSION HIP SCREW IMPLANTS\95 DEG. C.S. PLATES, A.C.H. WITH TOP RADIUS | 0 | Initial issue | N | BONE PLATES |  | 1 | No | Yes | Yes | Yes | N. A.
B0713F | B0713.18F | NEAR NET SHAPE FORGING FOR 95DEG. CONDYLAR SCREW PLATE, S`RUT, 18 HOLES, LENGTH 306MM, TOP RADIUS |  | B0713.00F | 10 | 2014-06-18 | N. A. | N. A. | N. A. | QPF/B0713F | 03 | 2019-06-07 | 2022-06-07 | N. A. | N. A. | PS/B0713F | 03 | 2018-02-23 | 2021-02-23 | N. A. | N. A. | B0713 | N. A. | N. A. | N. A. | SEMIFINISHED GOODS | N. A. | N. A. | N. A. | N. A. | N. A. | N. A. |  | N. A. | N. A. | N. A. | N. A. | N. A. | N. A. | N. A. | N. A. | N. A. | N. A. | 1 | SUB COMPONENTS | 0 | Initial issue | N | BONE PLATES |  | No | No | N. A. | N. A. | N. A. | N. A.
B0713 | B0713.19 | 95DEG. CONDYLAR SCREW PLATE, S`RUT, 19 HOLES, LENGTH 322MM |  | B0713.00 | 10 | 2014-06-18 | N. A. | N. A. | N. A. | QPF/B0713 | 03 | 2019-06-07 | 2022-06-07 | N. A. | N. A. | PS/B0713 | 03 | 2018-02-23 | 2021-02-23 | N. A. | N. A. | B0713 | TMF-1 | IU/1 | Class C | FINISHED GOODS | SUSHRUT™ | 95DEG. CONDYLAR SCREW PLATE | 19 HOLES, LENGTH 322MM | 16 | No | Yes |  | No | N. A. | No | N. A. | No | Yes | No | Yes | M. L.: MFG/MD/2021/000369 |  | 1 | SUSHRUT PRODUCTS\INTERNATIONAL IMPLANTS\COMPRESSION HIP SCREW IMPLANTS\95 DEG. C.S. PLATES, A.C.H. WITH TOP RADIUS | 0 | Initial issue | Y | BONE PLATES |  | 1 | No | Yes | Yes | Yes | N. A.
B0713F | B0713.19F | NEAR NET SHAPE FORGING FOR 95DEG. CONDYLAR SCREW PLATE, S`RUT, 19 HOLES, LENGTH 322MM, TOP RADIUS |  | B0713.00F | 10 | 2014-06-18 | N. A. | N. A. | N. A. | QPF/B0713F | 03 | 2019-06-07 | 2022-06-07 | N. A. | N. A. | PS/B0713F | 03 | 2018-02-23 | 2021-02-23 | N. A. | N. A. | B0713 | N. A. | N. A. | N. A. | SEMIFINISHED GOODS | N. A. | N. A. | N. A. | N. A. | N. A. | N. A. |  | N. A. | N. A. | N. A. | N. A. | N. A. | N. A. | N. A. | N. A. | N. A. | N. A. | 1 | SUB COMPONENTS | 0 | Initial issue | N | BONE PLATES |  | No | No | N. A. | N. A. | N. A. | N. A.
B0713 | B0713.19s | 95DEG. CONDYLAR SCREW PLATE, S`RUT, 19 HOLES, LENGTH 322MM, STERILE |  | B0713.00 | 10 | 2014-06-18 | N. A. | N. A. | N. A. | QPF/B0713 | 03 | 2019-06-07 | 2022-06-07 | N. A. | N. A. | PS/B0713 | 03 | 2018-02-23 | 2021-02-23 | N. A. | N. A. | B0713 | TMF-1 | IU/1 | Class C | FINISHED GOODS | SUSHRUT™ | 95DEG. CONDYLAR SCREW PLATE | 19 HOLES, LENGTH 322MM, STERILE | 04 | Yes | No | R | Yes | N. A. | No | N. A. | No | Yes | No | Yes | M. L.: MFG/MD/2021/000369 |  | 1 | SUSHRUT PRODUCTS\INTERNATIONAL IMPLANTS\COMPRESSION HIP SCREW IMPLANTS\95 DEG. C.S. PLATES, A.C.H. WITH TOP RADIUS | 0 | Initial issue | Y | BONE PLATES |  | 1/lot | No | Yes | Yes | No | N. A. | 95° | 19 HOLES
B0726 | B0713.20 | 95DEG. CONDYLAR SCREW PLATE, S`RUT, 20 HOLES, LENGTH 338MM |  | B0726.00 | 10 | 2014-06-18 | N. A. | N. A. | N. A. | QPF/B0726 | 03 | 2019-06-07 | 2022-06-07 | N. A. | N. A. | PS/B0726 | 03 | 2018-02-23 | 2021-02-23 | 2019-12-01 | 44896 | B0726 | TMF-1 | IU/1 | Class C | FINISHED GOODS | SUSHRUT™ | 95DEG. CONDYLAR SCREW PLATE | 20 HOLES, LENGTH 338MM | 16 | No | Yes |  | No | N. A. | No | N. A. | No | Yes | No | Yes | M. L.: MFG/MD/2021/000369 |  | 1 | SUSHRUT PRODUCTS\INTERNATIONAL IMPLANTS\COMPRESSION HIP SCREW IMPLANTS\95 DEG. C.S. PLATES, A.C.H. WITH TOP RADIUS | 0.2217 | Initial issue | Y | BONE PLATES |  | 1 | No | Yes | Yes | Yes | N. A.
B0713F | B0713.20F | NEAR NET SHAPE FORGING FOR 95DEG. CONDYLAR SCREW PLATE, S`RUT, 20 HOLES, LENGTH 338MM, TOP RADIUS |  | B0713.00F | 10 | 2014-06-18 | N. A. | N. A. | N. A. | QPF/B0713F | 03 | 2019-06-07 | 2022-06-07 | N. A. | N. A. | PS/B0713F | 03 | 2018-02-23 | 2021-02-23 | N. A. | N. A. | B0713 | N. A. | N. A. | N. A. | SEMIFINISHED GOODS | N. A. | N. A. | N. A. | N. A. | N. A. | N. A. |  | N. A. | N. A. | N. A. | N. A. | N. A. | N. A. | N. A. | N. A. | N. A. | N. A. | 1 | SUB COMPONENTS | 0 | Initial issue | N | BONE PLATES |  | No | No | N. A. | N. A. | N. A. | N. A.
B0713 | B0713.21 | 95DEG. CONDYLAR SCREW PLATE, S`RUT, 21 HOLES, LENGTH 354MM |  | B0713.00 | 10 | 2014-06-18 | N. A. | N. A. | N. A. | QPF/B0713 | 03 | 2019-06-07 | 2022-06-07 | N. A. | N. A. | PS/B0713 | 03 | 2018-02-23 | 2021-02-23 | N. A. | N. A. | B0713 | TMF-1 | IU/1 | Class C | FINISHED GOODS | SUSHRUT™ | 95DEG. CONDYLAR SCREW PLATE | 21 HOLES, LENGTH 354MM | 16 | No | Yes |  | No | N. A. | No | N. A. | No | Yes | No | Yes | M. L.: MFG/MD/2021/000369 |  | 1 | SUSHRUT PRODUCTS\INTERNATIONAL IMPLANTS\COMPRESSION HIP SCREW IMPLANTS\95 DEG. C.S. PLATES, A.C.H. WITH TOP RADIUS | 0 | Initial issue | Y | BONE PLATES |  | 1 | No | Yes | Yes | Yes | N. A.
B0713F | B0713.21F | NEAR NET SHAPE FORGING FOR 95DEG. CONDYLAR SCREW PLATE, S`RUT, 21 HOLES, LENGTH 354MM, TOP RADIUS |  | B0713.00F | 10 | 2014-06-18 | N. A. | N. A. | N. A. | QPF/B0713F | 03 | 2019-06-07 | 2022-06-07 | N. A. | N. A. | PS/B0713F | 03 | 2018-02-23 | 2021-02-23 | N. A. | N. A. | B0713 | N. A. | N. A. | N. A. | SEMIFINISHED GOODS | N. A. | N. A. | N. A. | N. A. | N. A. | N. A. |  | N. A. | N. A. | N. A. | N. A. | N. A. | N. A. | N. A. | N. A. | N. A. | N. A. | 1 | SUB COMPONENTS | 0 | Initial issue | N | BONE PLATES |  | No | No | N. A. | N. A. | N. A. | N. A.
B0713 | B0713.21s | 95DEG. CONDYLAR SCREW PLATE, S`RUT, 21 HOLES, LENGTH 354MM, STERILE |  | B0713.00 | 10 | 2014-06-18 | N. A. | N. A. | N. A. | QPF/B0713 | 03 | 2019-06-07 | 2022-06-07 | N. A. | N. A. | PS/B0713 | 03 | 2018-02-23 | 2021-02-23 | N. A. | N. A. | B0713 | TMF-1 | IU/1 | Class C | FINISHED GOODS | SUSHRUT™ | 95DEG. CONDYLAR SCREW PLATE | 21 HOLES, LENGTH 354MM, STERILE | 04 | Yes | No | R | Yes | N. A. | No | N. A. | No | Yes | No | Yes | M. L.: MFG/MD/2021/000369 |  | 1 | SUSHRUT PRODUCTS\INTERNATIONAL IMPLANTS\COMPRESSION HIP SCREW IMPLANTS\95 DEG. C.S. PLATES, A.C.H. WITH TOP RADIUS | 0 | Initial issue | Y | BONE PLATES |  | 1/lot | No | Yes | Yes | No | N. A. | 95° | 21 HOLES
B0726 | B0713.22 | 95DEG. CONDYLAR SCREW PLATE, S`RUT, 22 HOLES, LENGTH 370MM |  | B0726.00 | 10 | 2014-06-18 | N. A. | N. A. | N. A. | QPF/B0726 | 03 | 2019-06-07 | 2022-06-07 | N. A. | N. A. | PS/B0726 | 03 | 2018-02-23 | 2021-02-23 | 2019-12-01 | 44896 | B0726 | TMF-1 | IU/1 | Class C | FINISHED GOODS | SUSHRUT™ | 95DEG. CONDYLAR SCREW PLATE | 22 HOLES, LENGTH 370MM | 16 | No | Yes |  | No | N. A. | No | N. A. | No | Yes | No | Yes | M. L.: MFG/MD/2021/000369 |  | 1 | SUSHRUT PRODUCTS\INTERNATIONAL IMPLANTS\COMPRESSION HIP SCREW IMPLANTS\95 DEG. C.S. PLATES, A.C.H. WITH TOP RADIUS | 0 | Initial issue | Y | BONE PLATES |  | 1 | No | Yes | Yes | Yes | N. A.
B0713F | B0713.22F | NEAR NET SHAPE FORGING FOR 95DEG. CONDYLAR SCREW PLATE, S`RUT, 22 HOLES, LENGTH 370MM, TOP RADIUS |  | B0713.00F | 10 | 2014-06-18 | N. A. | N. A. | N. A. | QPF/B0713F | 03 | 2019-06-07 | 2022-06-07 | N. A. | N. A. | PS/B0713F | 03 | 2018-02-23 | 2021-02-23 | N. A. | N. A. | B0713 | N. A. | N. A. | N. A. | SEMIFINISHED GOODS | N. A. | N. A. | N. A. | N. A. | N. A. | N. A. |  | N. A. | N. A. | N. A. | N. A. | N. A. | N. A. | N. A. | N. A. | N. A. | N. A. | 1 | SUB COMPONENTS | 0 | Initial issue | N | BONE PLATES |  | No | No | N. A. | N. A. | N. A. | N. A.
B0714 | B0714.050 | C.H.S. LAG SCREW, ADLER, 50MM |  | B0714.000 | 04 | 2018-06-06 | N. A. | N. A. | N. A. | QPF/B0714 | 04 | 2015-08-30 | 2018-08-30 | N. A. | N. A. | PS/B0714 | 06 | 2018-02-27 | 2021-02-27 | 2019-12-01 | 44896 | B0714 | TMF-1 | IU/1 | Class C | FINISHED GOODS | ADLER™ | C.H.S. LAG SCREW | 50MM | 16 | No | Yes |  | No | N. A. | No | N. A. | No | Yes | No | Yes | M. L.: MFG/MD/2021/000369 |  | 1 | ADLER PRODUCTS\CHS IMPLANTS\CHS LAG SCREW / COMP. SCREW | 0 | Initial issue | Y | BONE SCREWS |  | 1 | No | Yes | Yes | Yes | N. A.
B0714 | B0714.055 | C.H.S. LAG SCREW, ADLER, 55MM |  | B0714.000 | 04 | 2018-06-06 | N. A. | N. A. | N. A. | QPF/B0714 | 04 | 2015-08-30 | 2018-08-30 | N. A. | N. A. | PS/B0714 | 06 | 2018-02-27 | 2021-02-27 | 2019-12-01 | 44896 | B0714 | TMF-1 | IU/1 | Class C | FINISHED GOODS | ADLER™ | C.H.S. LAG SCREW | 55MM | 16 | No | Yes |  | No | N. A. | No | N. A. | No | Yes | No | Yes | M. L.: MFG/MD/2021/000369 |  | 1 | ADLER PRODUCTS\CHS IMPLANTS\CHS LAG SCREW / COMP. SCREW | 0 | Initial issue | Y | BONE SCREWS |  | 1 | No | Yes | Yes | Yes | N. A.
B0714 | B0714.060 | C.H.S. LAG SCREW, ADLER, 60MM |  | B0714.000 | 04 | 2018-06-06 | N. A. | N. A. | N. A. | QPF/B0714 | 04 | 2015-08-30 | 2018-08-30 | N. A. | N. A. | PS/B0714 | 06 | 2018-02-27 | 2021-02-27 | 2019-12-01 | 44896 | B0714 | TMF-1 | IU/1 | Class C | FINISHED GOODS | ADLER™ | C.H.S. LAG SCREW | 60MM | 16 | No | Yes |  | No | N. A. | No | N. A. | No | Yes | No | Yes | M. L.: MFG/MD/2021/000369 |  | 1 | ADLER PRODUCTS\CHS IMPLANTS\CHS LAG SCREW / COMP. SCREW | 0 | Initial issue | Y | BONE SCREWS |  | 1 | No | Yes | Yes | Yes | N. A.
B0714 | B0714.065 | C.H.S. LAG SCREW, ADLER, 65MM |  | B0714.000 | 04 | 2018-06-06 | N. A. | N. A. | N. A. | QPF/B0714 | 04 | 2015-08-30 | 2018-08-30 | N. A. | N. A. | PS/B0714 | 06 | 2018-02-27 | 2021-02-27 | 2019-12-01 | 44896 | B0714 | TMF-1 | IU/1 | Class C | FINISHED GOODS | ADLER™ | C.H.S. LAG SCREW | 65MM | 16 | No | Yes |  | No | N. A. | No | N. A. | No | Yes | No | Yes | M. L.: MFG/MD/2021/000369 |  | 1 | ADLER PRODUCTS\CHS IMPLANTS\CHS LAG SCREW / COMP. SCREW | 0 | Initial issue | Y | BONE SCREWS |  | 1 | No | Yes | Yes | Yes | N. A.
B0714 | B0714.070 | C.H.S. LAG SCREW, ADLER, 70MM |  | B0714.000 | 04 | 2018-06-06 | N. A. | N. A. | N. A. | QPF/B0714 | 04 | 2015-08-30 | 2018-08-30 | N. A. | N. A. | PS/B0714 | 06 | 2018-02-27 | 2021-02-27 | 2019-12-01 | 44896 | B0714 | TMF-1 | IU/1 | Class C | FINISHED GOODS | ADLER™ | C.H.S. LAG SCREW | 70MM | 16 | No | Yes |  | No | N. A. | No | N. A. | No | Yes | No | Yes | M. L.: MFG/MD/2021/000369 |  | 1 | ADLER PRODUCTS\CHS IMPLANTS\CHS LAG SCREW / COMP. SCREW | 0 | Initial issue | N | BONE SCREWS |  | 1 | No | Yes | Yes | Yes | N. A.
B0714 | B0714.075 | C.H.S. LAG SCREW, ADLER, 75MM |  | B0714.000 | 04 | 2018-06-06 | N. A. | N. A. | N. A. | QPF/B0714 | 04 | 2015-08-30 | 2018-08-30 | N. A. | N. A. | PS/B0714 | 06 | 2018-02-27 | 2021-02-27 | 2019-12-01 | 44896 | B0714 | TMF-1 | IU/1 | Class C | FINISHED GOODS | ADLER™ | C.H.S. LAG SCREW | 75MM | 16 | No | Yes |  | No | N. A. | No | N. A. | No | Yes | No | Yes | M. L.: MFG/MD/2021/000369 |  | 1 | ADLER PRODUCTS\CHS IMPLANTS\CHS LAG SCREW / COMP. SCREW | 0 | Initial issue | N | BONE SCREWS |  | 1 | No | Yes | Yes | Yes | N. A.
B0714 | B0714.080 | C.H.S. LAG SCREW, ADLER, 80MM |  | B0714.000 | 04 | 2018-06-06 | N. A. | N. A. | N. A. | QPF/B0714 | 04 | 2015-08-30 | 2018-08-30 | N. A. | N. A. | PS/B0714 | 06 | 2018-02-27 | 2021-02-27 | 2019-12-01 | 44896 | B0714 | TMF-1 | IU/1 | Class C | FINISHED GOODS | ADLER™ | C.H.S. LAG SCREW | 80MM | 16 | No | Yes |  | No | N. A. | No | N. A. | No | Yes | No | Yes | M. L.: MFG/MD/2021/000369 |  | 1 | ADLER PRODUCTS\CHS IMPLANTS\CHS LAG SCREW / COMP. SCREW | 0 | Initial issue | N | BONE SCREWS |  | 1 | No | Yes | Yes | Yes | N. A.
B0714 | B0714.085 | C.H.S. LAG SCREW, ADLER, 85MM |  | B0714.000 | 04 | 2018-06-06 | N. A. | N. A. | N. A. | QPF/B0714 | 04 | 2015-08-30 | 2018-08-30 | N. A. | N. A. | PS/B0714 | 06 | 2018-02-27 | 2021-02-27 | 2019-12-01 | 44896 | B0714 | TMF-1 | IU/1 | Class C | FINISHED GOODS | ADLER™ | C.H.S. LAG SCREW | 85MM | 16 | No | Yes |  | No | N. A. | No | N. A. | No | Yes | No | Yes | M. L.: MFG/MD/2021/000369 |  | 1 | ADLER PRODUCTS\CHS IMPLANTS\CHS LAG SCREW / COMP. SCREW | 0 | Initial issue | N | BONE SCREWS |  | 1 | No | Yes | Yes | Yes | N. A.
B0714 | B0714.090 | C.H.S. LAG SCREW, ADLER, 90MM |  | B0714.000 | 04 | 2018-06-06 | N. A. | N. A. | N. A. | QPF/B0714 | 04 | 2015-08-30 | 2018-08-30 | N. A. | N. A. | PS/B0714 | 06 | 2018-02-27 | 2021-02-27 | 2019-12-01 | 44896 | B0714 | TMF-1 | IU/1 | Class C | FINISHED GOODS | ADLER™ | C.H.S. LAG SCREW | 90MM | 16 | No | Yes |  | No | N. A. | No | N. A. | No | Yes | No | Yes | M. L.: MFG/MD/2021/000369 |  | 1 | ADLER PRODUCTS\CHS IMPLANTS\CHS LAG SCREW / COMP. SCREW | 0 | Initial issue | N | BONE SCREWS |  | 1 | No | Yes | Yes | Yes | N. A.
B0714 | B0714.095 | C.H.S. LAG SCREW, ADLER, 95MM |  | B0714.000 | 04 | 2018-06-06 | N. A. | N. A. | N. A. | QPF/B0714 | 04 | 2015-08-30 | 2018-08-30 | N. A. | N. A. | PS/B0714 | 06 | 2018-02-27 | 2021-02-27 | 2019-12-01 | 44896 | B0714 | TMF-1 | IU/1 | Class C | FINISHED GOODS | ADLER™ | C.H.S. LAG SCREW | 95MM | 16 | No | Yes |  | No | N. A. | No | N. A. | No | Yes | No | Yes | M. L.: MFG/MD/2021/000369 |  | 1 | ADLER PRODUCTS\CHS IMPLANTS\CHS LAG SCREW / COMP. SCREW | 0 | Initial issue | N | BONE SCREWS |  | 1 | No | Yes | Yes | Yes | N. A.
B0714 | B0714.100 | C.H.S. LAG SCREW, ADLER, 100MM |  | B0714.000 | 04 | 2018-06-06 | N. A. | N. A. | N. A. | QPF/B0714 | 04 | 2015-08-30 | 2018-08-30 | N. A. | N. A. | PS/B0714 | 06 | 2018-02-27 | 2021-02-27 | 2019-12-01 | 44896 | B0714 | TMF-1 | IU/1 | Class C | FINISHED GOODS | ADLER™ | C.H.S. LAG SCREW | 100MM | 16 | No | Yes |  | No | N. A. | No | N. A. | No | Yes | No | Yes | M. L.: MFG/MD/2021/000369 |  | 1 | ADLER PRODUCTS\CHS IMPLANTS\CHS LAG SCREW / COMP. SCREW | 0 | Initial issue | N | BONE SCREWS |  | 1 | No | Yes | Yes | Yes | N. A.
B0714 | B0714.105 | C.H.S. LAG SCREW, ADLER, 105MM |  | B0714.000 | 04 | 2018-06-06 | N. A. | N. A. | N. A. | QPF/B0714 | 04 | 2015-08-30 | 2018-08-30 | N. A. | N. A. | PS/B0714 | 06 | 2018-02-27 | 2021-02-27 | 2019-12-01 | 44896 | B0714 | TMF-1 | IU/1 | Class C | FINISHED GOODS | ADLER™ | C.H.S. LAG SCREW | 105MM | 16 | No | Yes |  | No | N. A. | No | N. A. | No | Yes | No | Yes | M. L.: MFG/MD/2021/000369 |  | 1 | ADLER PRODUCTS\CHS IMPLANTS\CHS LAG SCREW / COMP. SCREW | 0 | Initial issue | N | BONE SCREWS |  | 1 | No | Yes | Yes | Yes | N. A.
B0714 | B0714.110 | C.H.S. LAG SCREW, ADLER, 110MM |  | B0714.000 | 04 | 2018-06-06 | N. A. | N. A. | N. A. | QPF/B0714 | 04 | 2015-08-30 | 2018-08-30 | N. A. | N. A. | PS/B0714 | 06 | 2018-02-27 | 2021-02-27 | 2019-12-01 | 44896 | B0714 | TMF-1 | IU/1 | Class C | FINISHED GOODS | ADLER™ | C.H.S. LAG SCREW | 110MM | 16 | No | Yes |  | No | N. A. | No | N. A. | No | Yes | No | Yes | M. L.: MFG/MD/2021/000369 |  | 1 | ADLER PRODUCTS\CHS IMPLANTS\CHS LAG SCREW / COMP. SCREW | 0 | Initial issue | N | BONE SCREWS |  | 1 | No | Yes | Yes | Yes | N. A.
B0714 | B0714.115 | C.H.S. LAG SCREW, ADLER, 115MM |  | B0714.000 | 04 | 2018-06-06 | N. A. | N. A. | N. A. | QPF/B0714 | 04 | 2015-08-30 | 2018-08-30 | N. A. | N. A. | PS/B0714 | 06 | 2018-02-27 | 2021-02-27 | 2019-12-01 | 44896 | B0714 | TMF-1 | IU/1 | Class C | FINISHED GOODS | ADLER™ | C.H.S. LAG SCREW | 115MM | 16 | No | Yes |  | No | N. A. | No | N. A. | No | Yes | No | Yes | M. L.: MFG/MD/2021/000369 |  | 1 | ADLER PRODUCTS\CHS IMPLANTS\CHS LAG SCREW / COMP. SCREW | 0 | Initial issue | Y | BONE SCREWS |  | 1 | No | Yes | Yes | Yes | N. A.
B0714 | B0714.120 | C.H.S. LAG SCREW, ADLER, 120MM |  | B0714.000 | 04 | 2018-06-06 | N. A. | N. A. | N. A. | QPF/B0714 | 04 | 2015-08-30 | 2018-08-30 | N. A. | N. A. | PS/B0714 | 06 | 2018-02-27 | 2021-02-27 | 2019-12-01 | 44896 | B0714 | TMF-1 | IU/1 | Class C | FINISHED GOODS | ADLER™ | C.H.S. LAG SCREW | 120MM | 16 | No | Yes |  | No | N. A. | No | N. A. | No | Yes | No | Yes | M. L.: MFG/MD/2021/000369 |  | 1 | ADLER PRODUCTS\CHS IMPLANTS\CHS LAG SCREW / COMP. SCREW | 0 | Initial issue | Y | BONE SCREWS |  | 1 | No | Yes | Yes | Yes | N. A.
B0714 | B0714.125 | C.H.S. LAG SCREW, ADLER, 125MM |  | B0714.000 | 04 | 2018-06-06 | N. A. | N. A. | N. A. | QPF/B0714 | 04 | 2015-08-30 | 2018-08-30 | N. A. | N. A. | PS/B0714 | 06 | 2018-02-27 | 2021-02-27 | 2019-12-01 | 44896 | B0714 | TMF-1 | IU/1 | Class C | FINISHED GOODS | ADLER™ | C.H.S. LAG SCREW | 125MM | 16 | No | Yes |  | No | N. A. | No | N. A. | No | Yes | No | Yes | M. L.: MFG/MD/2021/000369 |  | 1 | ADLER PRODUCTS\CHS IMPLANTS\CHS LAG SCREW / COMP. SCREW | 0 | Initial issue | Y | BONE SCREWS |  | 1 | No | Yes | Yes | Yes | N. A.
B0714 | B0714.130 | C.H.S. LAG SCREW, ADLER, 130MM |  | B0714.000 | 04 | 2018-06-06 | N. A. | N. A. | N. A. | QPF/B0714 | 04 | 2015-08-30 | 2018-08-30 | N. A. | N. A. | PS/B0714 | 06 | 2018-02-27 | 2021-02-27 | 2019-12-01 | 44896 | B0714 | TMF-1 | IU/1 | Class C | FINISHED GOODS | ADLER™ | C.H.S. LAG SCREW | 130MM | 16 | No | Yes |  | No | N. A. | No | N. A. | No | Yes | No | Yes | M. L.: MFG/MD/2021/000369 |  | 1 | ADLER PRODUCTS\CHS IMPLANTS\CHS LAG SCREW / COMP. SCREW | 0 | Initial issue | Y | BONE SCREWS |  | 1 | No | Yes | Yes | Yes | N. A.
B0714 | B0714.135 | C.H.S. LAG SCREW, ADLER, 135MM |  | B0714.000 | 04 | 2018-06-06 | N. A. | N. A. | N. A. | QPF/B0714 | 04 | 2015-08-30 | 2018-08-30 | N. A. | N. A. | PS/B0714 | 06 | 2018-02-27 | 2021-02-27 | 2019-12-01 | 44896 | B0714 | TMF-1 | IU/1 | Class C | FINISHED GOODS | ADLER™ | C.H.S. LAG SCREW | 135MM | 16 | No | Yes |  | No | N. A. | No | N. A. | No | Yes | No | Yes | M. L.: MFG/MD/2021/000369 |  | 1 | ADLER PRODUCTS\CHS IMPLANTS\CHS LAG SCREW / COMP. SCREW | 0 | Initial issue | Y | BONE SCREWS |  | 1 | No | Yes | Yes | Yes | N. A.
B0714 | B0714.140 | C.H.S. LAG SCREW, ADLER, 140MM |  | B0714.000 | 04 | 2018-06-06 | N. A. | N. A. | N. A. | QPF/B0714 | 04 | 2015-08-30 | 2018-08-30 | N. A. | N. A. | PS/B0714 | 06 | 2018-02-27 | 2021-02-27 | 2019-12-01 | 44896 | B0714 | TMF-1 | IU/1 | Class C | FINISHED GOODS | ADLER™ | C.H.S. LAG SCREW | 140MM | 16 | No | Yes |  | No | N. A. | No | N. A. | No | Yes | No | Yes | M. L.: MFG/MD/2021/000369 |  | 1 | ADLER PRODUCTS\CHS IMPLANTS\CHS LAG SCREW / COMP. SCREW | 0 | Initial issue | Y | BONE SCREWS |  | 1 | No | Yes | Yes | Yes | N. A.
B0714 | B0714.145 | C.H.S. LAG SCREW, ADLER, 145MM |  | B0714.000 | 04 | 2018-06-06 | N. A. | N. A. | N. A. | QPF/B0714 | 04 | 2015-08-30 | 2018-08-30 | N. A. | N. A. | PS/B0714 | 06 | 2018-02-27 | 2021-02-27 | 2019-12-01 | 44896 | B0714 | TMF-1 | IU/1 | Class C | FINISHED GOODS | ADLER™ | C.H.S. LAG SCREW | 145MM | 16 | No | Yes |  | No | N. A. | No | N. A. | No | Yes | No | Yes | M. L.: MFG/MD/2021/000369 |  | 1 | ADLER PRODUCTS\CHS IMPLANTS\CHS LAG SCREW / COMP. SCREW | 0 | Initial issue | Y | BONE SCREWS |  | 1 | No | Yes | Yes | Yes | N. A.
B0715 | B0715.00 | C.H.S. COMPRESSION SCREW, ADLER, HEX. SLOT, LENGTH 27MM |  | B0715.00 | N. A. | N. A. | N. A. | N. A. | N. A. | QPF/B0715 | 06 | 2021-02-21 | N. A. | N. A. | N. A. | PS/B0715 | N. A. | N. A. | N. A. | N. A. | N. A. | B0715 | TMF-1 | IU/1 | Class C | FINISHED GOODS | ADLER™ | C.H.S. COMPRESSION SCREW | LENGTH 27MM | 16 | No | Yes |  | No | N. A. | No | N. A. | No | Yes | No | Yes | M. L.: MFG/MD/2021/000369 |  | 1 | ADLER PRODUCTS\MINI CHS IMPLANTS\CHS LAG SCREW / COMP. SCREW | 0 | Initial issue | N | BONE SCREWS |  | 1 | No | Yes | Yes | Yes | N. A.
B0715 | B0715.01 | C.H.S. COMPRESSION SCREW, ADLER, HEX. SLOT, LENGTH 36MM |  | B0715.00 | N. A. | N. A. | N. A. | N. A. | N. A. | QPF/B0715 | 06 | 2021-02-21 | N. A. | N. A. | N. A. | PS/B0715 | N. A. | N. A. | N. A. | N. A. | N. A. | B0715 | TMF-1 | IU/1 | Class C | FINISHED GOODS | ADLER™ | C.H.S. COMPRESSION SCREW | LENGTH 36MM | 16 | No | Yes |  | No | N. A. | No | N. A. | No | Yes | No | Yes | M. L.: MFG/MD/2021/000369 |  | 1 | ADLER PRODUCTS\CHS IMPLANTS\CHS LAG SCREW / COMP. SCREW | 0 | Initial issue | N | BONE SCREWS |  | 1 | No | Yes | Yes | Yes | N. A.
B0715 | B0715.02 | C.H.S. COMPRESSION SCREW, ADLER, HEX. SLOT, LENGTH 36MM, SHORT THREADED |  | B0715.00 | N. A. | N. A. | N. A. | N. A. | N. A. | QPF/B0715 | 06 | 2021-02-21 | N. A. | N. A. | N. A. | PS/B0715 | N. A. | N. A. | N. A. | N. A. | N. A. | B0715 | TMF-1 | IU/1 | Class C | FINISHED GOODS | ADLER™ | C.H.S. COMPRESSION SCREW | LENGTH 36MM, SHORT THREADED | 16 | No | Yes |  | No | N. A. | No | N. A. | No | Yes | No | Yes | M. L.: MFG/MD/2021/000369 |  | 1 | ADLER PRODUCTS\CHS IMPLANTS\CHS LAG SCREW / COMP. SCREW | 0 | Initial issue | Y | BONE SCREWS |  | 1 | No | Yes | Yes | Yes | N. A.
B0723.0000F | B0723.0000F | CHS BARREL PLATE FORGING 19MM WIDTH ISO 5832-1 (DOUBLE ENDED) |  | B0710.0000F | 00 | 2021-07-07 | N. A. | N. A. | N. A. | QPI/B0703.0000F | 00 | 2021-07-07 | N. A. | N. A. | N. A. | PS/B0710.0000F | 00 | 2021-07-07 | 2024-07-06 | N. A. | N. A. | B0723.0000F | N. A. | N. A. | N. A. | SEMIFINISHED GOODS | N. A. | N. A. | N. A. | N. A. | N. A. | N. A. |  | N. A. | N. A. | N. A. | N. A. | N. A. | N. A. | N. A. | N. A. | N. A. | N. A. | 1 | SUB COMPONENTS | 0 | ADDED NEW CODE NO AS PER ECR E010621 ON 22JUN2021 | N | BONE PLATES |  | No | No | N. A. | N. A. | N. A. | N. A.
B0723.1200F | B0723.1200F | CHS FORGING, 19MM WIDTH, 38MM BARREL, 316LVM, 120DEG. DOUBLE ENDED |  | B0723.1200F | 03 | 2012-07-05 | N. A. | N. A. | N. A. | QPF/B0710F | N. A. | N. A. | N. A. | N. A. | N. A. | PS/B0710FDE | 04 | 2019-08-08 | 2022-08-08 | N. A. | N. A. | B0723 | N. A. | N. A. | N. A. | SEMIFINISHED GOODS | N. A. | N. A. | N. A. | N. A. | N. A. | N. A. |  | N. A. | N. A. | N. A. | N. A. | N. A. | N. A. | N. A. | N. A. | N. A. | N. A. | 1 | SUB COMPONENTS | 0 | Initial issue | N | BONE PLATES |  | No | No | N. A. | N. A. | N. A. | N. A.
B0723.1203F | B0723.1203F | CHS FORGING, 19MM WIDTH, 38MM BARREL, 316LVM, 120DEG. 3HOLES |  | B0723.1200F | 03 | 2012-07-05 | N. A. | N. A. | N. A. | QPR/B0710 | N. A. | N. A. | N. A. | N. A. | N. A. | PS/B0710 | 04 | 2019-08-08 | 2022-08-08 | N. A. | N. A. | B0723 | N. A. | N. A. | N. A. | SEMIFINISHED GOODS | N. A. | N. A. | N. A. | N. A. | N. A. | N. A. |  | N. A. | N. A. | N. A. | N. A. | N. A. | N. A. | N. A. | N. A. | N. A. | N. A. | 1 | SUB COMPONENTS | 0 | Initial issue | N | SUB COMPONENTS |  | No | No | N. A. | N. A. | N. A. | N. A.
B0723.1204F | B0723.1204F | CHS FORGING, 19MM WIDTH, 38MM BARREL, 316LVM, 120DEG. 4HOLES |  | B0723.1200F | 03 | 2012-07-05 | N. A. | N. A. | N. A. | QPR/B0710 | N. A. | N. A. | N. A. | N. A. | N. A. | PS/B0710 | 04 | 2019-08-08 | 2022-08-08 | N. A. | N. A. | B0723 | N. A. | N. A. | N. A. | SEMIFINISHED GOODS | N. A. | N. A. | N. A. | N. A. | N. A. | N. A. |  | N. A. | N. A. | N. A. | N. A. | N. A. | N. A. | N. A. | N. A. | N. A. | N. A. | 1 | SUB COMPONENTS | 0 | Initial issue | N | SUB COMPONENTS |  | No | No | N. A. | N. A. | N. A. | N. A.
B0723.1205F | B0723.1205F | CHS FORGING, 19MM WIDTH, 38MM BARREL, 316LVM, 120DEG. 5HOLES |  | B0723.1200F | 03 | 2012-07-05 | N. A. | N. A. | N. A. | QPR/B0710 | N. A. | N. A. | N. A. | N. A. | N. A. | PS/B0710 | 04 | 2019-08-08 | 2022-08-08 | N. A. | N. A. | B0723 | N. A. | N. A. | N. A. | SEMIFINISHED GOODS | N. A. | N. A. | N. A. | N. A. | N. A. | N. A. |  | N. A. | N. A. | N. A. | N. A. | N. A. | N. A. | N. A. | N. A. | N. A. | N. A. | 1 | SUB COMPONENTS | 0 | Initial issue | N | SUB COMPONENTS |  | No | No | N. A. | N. A. | N. A. | N. A.
B0723.1206F | B0723.1206F | CHS FORGING, 19MM WIDTH, 38MM BARREL, 316LVM, 120DEG. UPTO 6HOLES |  | B0723.1200F | 03 | 2012-07-05 | N. A. | N. A. | N. A. | QPF/B0710 | N. A. | N. A. | N. A. | N. A. | N. A. | PS/B0710 | 04 | 2019-08-08 | 2022-08-08 | N. A. | N. A. | B0723 | N. A. | N. A. | N. A. | SEMIFINISHED GOODS | N. A. | N. A. | N. A. | N. A. | N. A. | N. A. |  | N. A. | N. A. | N. A. | N. A. | N. A. | N. A. | N. A. | N. A. | N. A. | N. A. | 1 | SUB COMPONENTS | 0 | Initial issue | N | BONE PLATES |  | No | No | N. A. | N. A. | N. A. | N. A.
B0723.1207F | B0723.1207F | CHS FORGING, 19MM WIDTH, 38MM BARREL, 316LVM, 120DEG. 7HOLES |  | B0723.1200F | 03 | 2012-07-05 | N. A. | N. A. | N. A. | QPR/B0710 | N. A. | N. A. | N. A. | N. A. | N. A. | PS/B0710 | 04 | 2019-08-08 | 2022-08-08 | N. A. | N. A. | B0723 | N. A. | N. A. | N. A. | SEMIFINISHED GOODS | N. A. | N. A. | N. A. | N. A. | N. A. | N. A. |  | N. A. | N. A. | N. A. | N. A. | N. A. | N. A. | N. A. | N. A. | N. A. | N. A. | 1 | SUB COMPONENTS | 0 | Initial issue | N | SUB COMPONENTS |  | No | No | N. A. | N. A. | N. A. | N. A.
B0723.1208F | B0723.1208F | CHS FORGING, 19MM WIDTH, 38MM BARREL, 316LVM, 120DEG. 8HOLES |  | B0723.1200F | 03 | 2012-07-05 | N. A. | N. A. | N. A. | QPR/B0710 | N. A. | N. A. | N. A. | N. A. | N. A. | PS/B0710 | 04 | 2019-08-08 | 2022-08-08 | N. A. | N. A. | B0723 | N. A. | N. A. | N. A. | SEMIFINISHED GOODS | N. A. | N. A. | N. A. | N. A. | N. A. | N. A. |  | N. A. | N. A. | N. A. | N. A. | N. A. | N. A. | N. A. | N. A. | N. A. | N. A. | 1 | SUB COMPONENTS | 0 | Initial issue | N | SUB COMPONENTS |  | No | No | N. A. | N. A. | N. A. | N. A.
B0723.1209F | B0723.1209F | CHS FORGING, 19MM WIDTH, 38MM BARREL, 316LVM, 120DEG. UPTO 9HOLES |  | B0723.1200F | 03 | 2012-07-05 | N. A. | N. A. | N. A. | QPF/B0710 | N. A. | N. A. | N. A. | N. A. | N. A. | PS/B0710 | 04 | 2019-08-08 | 2022-08-08 | N. A. | N. A. | B0723 | N. A. | N. A. | N. A. | SEMIFINISHED GOODS | N. A. | N. A. | N. A. | N. A. | N. A. | N. A. |  | N. A. | N. A. | N. A. | N. A. | N. A. | N. A. | N. A. | N. A. | N. A. | N. A. | 1 | SUB COMPONENTS | 0 | Initial issue | N | BONE PLATES |  | No | No | N. A. | N. A. | N. A. | N. A.
B0723.1210F | B0723.1210F | CHS FORGING, 19MM WIDTH, 38MM BARREL, 316LVM, 120DEG. 10HOLES |  | B0723.1200F | 03 | 2012-07-05 | N. A. | N. A. | N. A. | QPR/B0710 | N. A. | N. A. | N. A. | N. A. | N. A. | PS/B0710 | 04 | 2019-08-08 | 2022-08-08 | N. A. | N. A. | B0723 | N. A. | N. A. | N. A. | SEMIFINISHED GOODS | N. A. | N. A. | N. A. | N. A. | N. A. | N. A. |  | N. A. | N. A. | N. A. | N. A. | N. A. | N. A. | N. A. | N. A. | N. A. | N. A. | 1 | SUB COMPONENTS | 0 | Initial issue | N | SUB COMPONENTS |  | No | No | N. A. | N. A. | N. A. | N. A.
B0723.1211F | B0723.1211F | CHS FORGING, 19MM WIDTH, 38MM BARREL, 316LVM, 120DEG. 11HOLES |  | B0723.1200F | 03 | 2012-07-05 | N. A. | N. A. | N. A. | QPR/B0710 | N. A. | N. A. | N. A. | N. A. | N. A. | PS/B0710 | 04 | 2019-08-08 | 2022-08-08 | N. A. | N. A. | B0723 | N. A. | N. A. | N. A. | SEMIFINISHED GOODS | N. A. | N. A. | N. A. | N. A. | N. A. | N. A. |  | N. A. | N. A. | N. A. | N. A. | N. A. | N. A. | N. A. | N. A. | N. A. | N. A. | 1 | SUB COMPONENTS | 0 | Initial issue | N | SUB COMPONENTS |  | No | No | N. A. | N. A. | N. A. | N. A.
B0723.1212F | B0723.1212F | CHS FORGING, 19MM WIDTH, 38MM BARREL, 316LVM, 120DEG. UPTO 12HOLES |  | B0723.1200F | 03 | 2012-07-05 | N. A. | N. A. | N. A. | QPF/B0710 | N. A. | N. A. | N. A. | N. A. | N. A. | PS/B0710 | 04 | 2019-08-08 | 2022-08-08 | N. A. | N. A. | B0723 | N. A. | N. A. | N. A. | SEMIFINISHED GOODS | N. A. | N. A. | N. A. | N. A. | N. A. | N. A. |  | N. A. | N. A. | N. A. | N. A. | N. A. | N. A. | N. A. | N. A. | N. A. | N. A. | 1 | SUB COMPONENTS | 0 | Initial issue | N | BONE PLATES |  | No | No | N. A. | N. A. | N. A. | N. A.
B0723.1213F | B0723.1213F | CHS FORGING, 19MM WIDTH, 38MM BARREL, 316LVM, 120DEG. 13HOLES |  | B0723.1200F | 03 | 2012-07-05 | N. A. | N. A. | N. A. | QPR/B0710 | N. A. | N. A. | N. A. | N. A. | N. A. | PS/B0710 | 04 | 2019-08-08 | 2022-08-08 | N. A. | N. A. | B0723 | N. A. | N. A. | N. A. | SEMIFINISHED GOODS | N. A. | N. A. | N. A. | N. A. | N. A. | N. A. |  | N. A. | N. A. | N. A. | N. A. | N. A. | N. A. | N. A. | N. A. | N. A. | N. A. | 1 | SUB COMPONENTS | 0 | Initial issue | N | SUB COMPONENTS |  | No | No | N. A. | N. A. | N. A. | N. A.
B0723.1214F | B0723.1214F | CHS FORGING, 19MM WIDTH, 38MM BARREL, 316LVM, 120DEG. 14HOLES |  | B0723.1200F | 03 | 2012-07-05 | N. A. | N. A. | N. A. | QPR/B0710 | N. A. | N. A. | N. A. | N. A. | N. A. | PS/B0710 | 04 | 2019-08-08 | 2022-08-08 | N. A. | N. A. | B0723 | N. A. | N. A. | N. A. | SEMIFINISHED GOODS | N. A. | N. A. | N. A. | N. A. | N. A. | N. A. |  | N. A. | N. A. | N. A. | N. A. | N. A. | N. A. | N. A. | N. A. | N. A. | N. A. | 1 | SUB COMPONENTS | 0 | Initial issue | N | SUB COMPONENTS |  | No | No | N. A. | N. A. | N. A. | N. A.
B0723.1215F | B0723.1215F | CHS FORGING, 19MM WIDTH, 38MM BARREL, 316LVM, 120DEG. UPTO 15HOLES |  | B0723.1200F | 03 | 2012-07-05 | N. A. | N. A. | N. A. | QPF/B0710 | N. A. | N. A. | N. A. | N. A. | N. A. | PS/B0710 | 04 | 2019-08-08 | 2022-08-08 | N. A. | N. A. | B0723 | N. A. | N. A. | N. A. | SEMIFINISHED GOODS | N. A. | N. A. | N. A. | N. A. | N. A. | N. A. |  | N. A. | N. A. | N. A. | N. A. | N. A. | N. A. | N. A. | N. A. | N. A. | N. A. | 1 | SUB COMPONENTS | 0 | Initial issue | N | BONE PLATES |  | No | No | N. A. | N. A. | N. A. | N. A.
B0723.1216F | B0723.1216F | CHS FORGING, 19MM WIDTH, 38MM BARREL, 316LVM, 120DEG. 16HOLES |  | B0723.1200F | 03 | 2012-07-05 | N. A. | N. A. | N. A. | QPR/B0710 | N. A. | N. A. | N. A. | N. A. | N. A. | PS/B0710 | 04 | 2019-08-08 | 2022-08-08 | N. A. | N. A. | B0723 | N. A. | N. A. | N. A. | SEMIFINISHED GOODS | N. A. | N. A. | N. A. | N. A. | N. A. | N. A. |  | N. A. | N. A. | N. A. | N. A. | N. A. | N. A. | N. A. | N. A. | N. A. | N. A. | 1 | SUB COMPONENTS | 0 | Initial issue | N | SUB COMPONENTS |  | No | No | N. A. | N. A. | N. A. | N. A.
B0723.1217F | B0723.1217F | CHS FORGING, 19MM WIDTH, 38MM BARREL, 316LVM, 120DEG. 17HOLES |  | B0723.1200F | 03 | 2012-07-05 | N. A. | N. A. | N. A. | QPR/B0710 | N. A. | N. A. | N. A. | N. A. | N. A. | PS/B0710 | 04 | 2019-08-08 | 2022-08-08 | N. A. | N. A. | B0723 | N. A. | N. A. | N. A. | SEMIFINISHED GOODS | N. A. | N. A. | N. A. | N. A. | N. A. | N. A. |  | N. A. | N. A. | N. A. | N. A. | N. A. | N. A. | N. A. | N. A. | N. A. | N. A. | 1 | SUB COMPONENTS | 0 | Initial issue | N | SUB COMPONENTS |  | No | No | N. A. | N. A. | N. A. | N. A.
B0723.1218F | B0723.1218F | CHS FORGING, 19MM WIDTH, 38MM BARREL, 316LVM, 120DEG. UPTO 18HOLES |  | B0723.1200F | 03 | 2012-07-05 | N. A. | N. A. | N. A. | QPF/B0710 | N. A. | N. A. | N. A. | N. A. | N. A. | PS/B0710 | 04 | 2019-08-08 | 2022-08-08 | N. A. | N. A. | B0723 | N. A. | N. A. | N. A. | SEMIFINISHED GOODS | N. A. | N. A. | N. A. | N. A. | N. A. | N. A. |  | N. A. | N. A. | N. A. | N. A. | N. A. | N. A. | N. A. | N. A. | N. A. | N. A. | 1 | SUB COMPONENTS | 0 | Initial issue | N | BONE PLATES |  | No | No | N. A. | N. A. | N. A. | N. A.
B0723.1250F | B0723.1250F | CHS FORGING, 19MM WIDTH, 38MM BARREL, 316LVM, 125DEG. DOUBLE ENDED |  | B0723.1250F | 03 | 2012-07-05 | N. A. | N. A. | N. A. | QPF/B0710F | N. A. | N. A. | N. A. | N. A. | N. A. | PS/B0710FDE | 04 | 2019-08-08 | 2022-08-08 | N. A. | N. A. | B0723 | N. A. | N. A. | N. A. | SEMIFINISHED GOODS | N. A. | N. A. | N. A. | N. A. | N. A. | N. A. |  | N. A. | N. A. | N. A. | N. A. | N. A. | N. A. | N. A. | N. A. | N. A. | N. A. | 1 | SUB COMPONENTS | 0 | Initial issue | N | BONE PLATES |  | No | No | N. A. | N. A. | N. A. | N. A.
B0723.1253F | B0723.1253F | CHS FORGING, 19MM WIDTH, 38MM BARREL, 316LVM, 125DEG. 3HOLES |  | B0723.1250F | 03 | 2012-07-05 | N. A. | N. A. | N. A. | QPR/B0710 | N. A. | N. A. | N. A. | N. A. | N. A. | PS/B0710 | 04 | 2019-08-08 | 2022-08-08 | N. A. | N. A. | B0723 | N. A. | N. A. | N. A. | SEMIFINISHED GOODS | N. A. | N. A. | N. A. | N. A. | N. A. | N. A. |  | N. A. | N. A. | N. A. | N. A. | N. A. | N. A. | N. A. | N. A. | N. A. | N. A. | 1 | SUB COMPONENTS | 0 | Initial issue | N | SUB COMPONENTS |  | No | No | N. A. | N. A. | N. A. | N. A.
B0723.1254F | B0723.1254F | CHS FORGING, 19MM WIDTH, 38MM BARREL, 316LVM, 125DEG. 4HOLES |  | B0723.1250F | 03 | 2012-07-05 | N. A. | N. A. | N. A. | QPR/B0710 | N. A. | N. A. | N. A. | N. A. | N. A. | PS/B0710 | 04 | 2019-08-08 | 2022-08-08 | N. A. | N. A. | B0723 | N. A. | N. A. | N. A. | SEMIFINISHED GOODS | N. A. | N. A. | N. A. | N. A. | N. A. | N. A. |  | N. A. | N. A. | N. A. | N. A. | N. A. | N. A. | N. A. | N. A. | N. A. | N. A. | 1 | SUB COMPONENTS | 0 | Initial issue | N | SUB COMPONENTS |  | No | No | N. A. | N. A. | N. A. | N. A.
B0723.1255F | B0723.1255F | CHS FORGING, 19MM WIDTH, 38MM BARREL, 316LVM, 125DEG. 5HOLES |  | B0723.1250F | 03 | 2012-07-05 | N. A. | N. A. | N. A. | QPR/B0710 | N. A. | N. A. | N. A. | N. A. | N. A. | PS/B0710 | 04 | 2019-08-08 | 2022-08-08 | N. A. | N. A. | B0723 | N. A. | N. A. | N. A. | SEMIFINISHED GOODS | N. A. | N. A. | N. A. | N. A. | N. A. | N. A. |  | N. A. | N. A. | N. A. | N. A. | N. A. | N. A. | N. A. | N. A. | N. A. | N. A. | 1 | SUB COMPONENTS | 0 | Initial issue | N | SUB COMPONENTS |  | No | No | N. A. | N. A. | N. A. | N. A.
B0723.1256F | B0723.1256F | CHS FORGING, 19MM WIDTH, 38MM BARREL, 316LVM, 125DEG. UPTO 6HOLES |  | B0723.1250F | 03 | 2012-07-05 | N. A. | N. A. | N. A. | QPF/B0710 | N. A. | N. A. | N. A. | N. A. | N. A. | PS/B0710 | 04 | 2019-08-08 | 2022-08-08 | N. A. | N. A. | B0723 | N. A. | N. A. | N. A. | SEMIFINISHED GOODS | N. A. | N. A. | N. A. | N. A. | N. A. | N. A. |  | N. A. | N. A. | N. A. | N. A. | N. A. | N. A. | N. A. | N. A. | N. A. | N. A. | 1 | SUB COMPONENTS | 0 | Initial issue | N | BONE PLATES |  | No | No | N. A. | N. A. | N. A. | N. A.
B0723.1257F | B0723.1257F | CHS FORGING, 19MM WIDTH, 38MM BARREL, 316LVM, 125DEG. 7HOLES |  | B0723.1250F | 03 | 2012-07-05 | N. A. | N. A. | N. A. | QPR/B0710 | N. A. | N. A. | N. A. | N. A. | N. A. | PS/B0710 | 04 | 2019-08-08 | 2022-08-08 | N. A. | N. A. | B0723 | N. A. | N. A. | N. A. | SEMIFINISHED GOODS | N. A. | N. A. | N. A. | N. A. | N. A. | N. A. |  | N. A. | N. A. | N. A. | N. A. | N. A. | N. A. | N. A. | N. A. | N. A. | N. A. | 1 | SUB COMPONENTS | 0 | Initial issue | N | SUB COMPONENTS |  | No | No | N. A. | N. A. | N. A. | N. A.
B0723.1258F | B0723.1258F | CHS FORGING, 19MM WIDTH, 38MM BARREL, 316LVM, 125DEG. 8HOLES |  | B0723.1250F | 03 | 2012-07-05 | N. A. | N. A. | N. A. | QPR/B0710 | N. A. | N. A. | N. A. | N. A. | N. A. | PS/B0710 | 04 | 2019-08-08 | 2022-08-08 | N. A. | N. A. | B0723 | N. A. | N. A. | N. A. | SEMIFINISHED GOODS | N. A. | N. A. | N. A. | N. A. | N. A. | N. A. |  | N. A. | N. A. | N. A. | N. A. | N. A. | N. A. | N. A. | N. A. | N. A. | N. A. | 1 | SUB COMPONENTS | 0 | Initial issue | N | SUB COMPONENTS |  | No | No | N. A. | N. A. | N. A. | N. A.
B0723.1259F | B0723.1259F | CHS FORGING, 19MM WIDTH, 38MM BARREL, 316LVM, 125DEG. UPTO 9HOLES |  | B0723.1250F | 03 | 2012-07-05 | N. A. | N. A. | N. A. | QPF/B0710 | N. A. | N. A. | N. A. | N. A. | N. A. | PS/B0710 | 04 | 2019-08-08 | 2022-08-08 | N. A. | N. A. | B0723 | N. A. | N. A. | N. A. | SEMIFINISHED GOODS | N. A. | N. A. | N. A. | N. A. | N. A. | N. A. |  | N. A. | N. A. | N. A. | N. A. | N. A. | N. A. | N. A. | N. A. | N. A. | N. A. | 1 | SUB COMPONENTS | 0 | Initial issue | N | BONE PLATES |  | No | No | N. A. | N. A. | N. A. | N. A.
B0723.1260F | B0723.1260F | CHS FORGING, 19MM WIDTH, 38MM BARREL, 316LVM, 125DEG. 10HOLES |  | B0723.1250F | 03 | 2012-07-05 | N. A. | N. A. | N. A. | QPR/B0710 | N. A. | N. A. | N. A. | N. A. | N. A. | PS/B0710 | 04 | 2019-08-08 | 2022-08-08 | N. A. | N. A. | B0723 | N. A. | N. A. | N. A. | SEMIFINISHED GOODS | N. A. | N. A. | N. A. | N. A. | N. A. | N. A. |  | N. A. | N. A. | N. A. | N. A. | N. A. | N. A. | N. A. | N. A. | N. A. | N. A. | 1 | SUB COMPONENTS | 0 | Initial issue | N | SUB COMPONENTS |  | No | No | N. A. | N. A. | N. A. | N. A.
B0723.1261F | B0723.1261F | CHS FORGING, 19MM WIDTH, 38MM BARREL, 316LVM, 125DEG. 11HOLES |  | B0723.1250F | 03 | 2012-07-05 | N. A. | N. A. | N. A. | QPR/B0710 | N. A. | N. A. | N. A. | N. A. | N. A. | PS/B0710 | 04 | 2019-08-08 | 2022-08-08 | N. A. | N. A. | B0723 | N. A. | N. A. | N. A. | SEMIFINISHED GOODS | N. A. | N. A. | N. A. | N. A. | N. A. | N. A. |  | N. A. | N. A. | N. A. | N. A. | N. A. | N. A. | N. A. | N. A. | N. A. | N. A. | 1 | SUB COMPONENTS | 0 | Initial issue | N | SUB COMPONENTS |  | No | No | N. A. | N. A. | N. A. | N. A.
B0723.1262F | B0723.1262F | CHS FORGING, 19MM WIDTH, 38MM BARREL, 316LVM, 125DEG. UPTO 12HOLES |  | B0723.1250F | 03 | 2012-07-05 | N. A. | N. A. | N. A. | QPF/B0710 | N. A. | N. A. | N. A. | N. A. | N. A. | PS/B0710 | 04 | 2019-08-08 | 2022-08-08 | N. A. | N. A. | B0723 | N. A. | N. A. | N. A. | SEMIFINISHED GOODS | N. A. | N. A. | N. A. | N. A. | N. A. | N. A. |  | N. A. | N. A. | N. A. | N. A. | N. A. | N. A. | N. A. | N. A. | N. A. | N. A. | 1 | SUB COMPONENTS | 0 | Initial issue | N | BONE PLATES |  | No | No | N. A. | N. A. | N. A. | N. A.
B0723.1263F | B0723.1263F | CHS FORGING, 19MM WIDTH, 38MM BARREL, 316LVM, 125DEG. 13HOLES |  | B0723.1250F | 03 | 2012-07-05 | N. A. | N. A. | N. A. | QPR/B0710 | N. A. | N. A. | N. A. | N. A. | N. A. | PS/B0710 | 04 | 2019-08-08 | 2022-08-08 | N. A. | N. A. | B0723 | N. A. | N. A. | N. A. | SEMIFINISHED GOODS | N. A. | N. A. | N. A. | N. A. | N. A. | N. A. |  | N. A. | N. A. | N. A. | N. A. | N. A. | N. A. | N. A. | N. A. | N. A. | N. A. | 1 | SUB COMPONENTS | 0 | Initial issue | N | SUB COMPONENTS |  | No | No | N. A. | N. A. | N. A. | N. A.
B0723.1264F | B0723.1264F | CHS FORGING, 19MM WIDTH, 38MM BARREL, 316LVM, 125DEG. 14HOLES |  | B0723.1250F | 03 | 2012-07-05 | N. A. | N. A. | N. A. | QPR/B0710 | N. A. | N. A. | N. A. | N. A. | N. A. | PS/B0710 | 04 | 2019-08-08 | 2022-08-08 | N. A. | N. A. | B0723 | N. A. | N. A. | N. A. | SEMIFINISHED GOODS | N. A. | N. A. | N. A. | N. A. | N. A. | N. A. |  | N. A. | N. A. | N. A. | N. A. | N. A. | N. A. | N. A. | N. A. | N. A. | N. A. | 1 | SUB COMPONENTS | 0 | Initial issue | N | SUB COMPONENTS |  | No | No | N. A. | N. A. | N. A. | N. A.
B0723.1265F | B0723.1265F | CHS FORGING, 19MM WIDTH, 38MM BARREL, 316LVM, 125DEG. UPTO 15HOLES |  | B0723.1250F | 03 | 2012-07-05 | N. A. | N. A. | N. A. | QPF/B0710 | N. A. | N. A. | N. A. | N. A. | N. A. | PS/B0710 | 04 | 2019-08-08 | 2022-08-08 | N. A. | N. A. | B0723 | N. A. | N. A. | N. A. | SEMIFINISHED GOODS | N. A. | N. A. | N. A. | N. A. | N. A. | N. A. |  | N. A. | N. A. | N. A. | N. A. | N. A. | N. A. | N. A. | N. A. | N. A. | N. A. | 1 | SUB COMPONENTS | 0 | Initial issue | N | BONE PLATES |  | No | No | N. A. | N. A. | N. A. | N. A.
B0723.1266F | B0723.1266F | CHS FORGING, 19MM WIDTH, 38MM BARREL, 316LVM, 125DEG. 16HOLES |  | B0723.1250F | 03 | 2012-07-05 | N. A. | N. A. | N. A. | QPR/B0710 | N. A. | N. A. | N. A. | N. A. | N. A. | PS/B0710 | 04 | 2019-08-08 | 2022-08-08 | N. A. | N. A. | B0723 | N. A. | N. A. | N. A. | SEMIFINISHED GOODS | N. A. | N. A. | N. A. | N. A. | N. A. | N. A. |  | N. A. | N. A. | N. A. | N. A. | N. A. | N. A. | N. A. | N. A. | N. A. | N. A. | 1 | SUB COMPONENTS | 0 | Initial issue | N | SUB COMPONENTS |  | No | No | N. A. | N. A. | N. A. | N. A.
B0723.1267F | B0723.1267F | CHS FORGING, 19MM WIDTH, 38MM BARREL, 316LVM, 125DEG. 17HOLES |  | B0723.1250F | 03 | 2012-07-05 | N. A. | N. A. | N. A. | QPR/B0710 | N. A. | N. A. | N. A. | N. A. | N. A. | PS/B0710 | 04 | 2019-08-08 | 2022-08-08 | N. A. | N. A. | B0723 | N. A. | N. A. | N. A. | SEMIFINISHED GOODS | N. A. | N. A. | N. A. | N. A. | N. A. | N. A. |  | N. A. | N. A. | N. A. | N. A. | N. A. | N. A. | N. A. | N. A. | N. A. | N. A. | 1 | SUB COMPONENTS | 0 | Initial issue | N | SUB COMPONENTS |  | No | No | N. A. | N. A. | N. A. | N. A.
B0723.1268F | B0723.1268F | CHS FORGING, 19MM WIDTH, 38MM BARREL, 316LVM, 125DEG. UPTO 18HOLES |  | B0723.1250F | 03 | 2012-07-05 | N. A. | N. A. | N. A. | QPF/B0710 | N. A. | N. A. | N. A. | N. A. | N. A. | PS/B0710 | 04 | 2019-08-08 | 2022-08-08 | N. A. | N. A. | B0723 | N. A. | N. A. | N. A. | SEMIFINISHED GOODS | N. A. | N. A. | N. A. | N. A. | N. A. | N. A. |  | N. A. | N. A. | N. A. | N. A. | N. A. | N. A. | N. A. | N. A. | N. A. | N. A. | 1 | SUB COMPONENTS | 0 | Initial issue | N | BONE PLATES |  | No | No | N. A. | N. A. | N. A. | N. A.
B0723.1300F | B0723.1300F | CHS FORGING, 19MM WIDTH, 38MM BARREL, 316LVM, 130DEG. DOUBLE ENDED |  | B0723.1300F | 03 | 2012-07-05 | N. A. | N. A. | N. A. | QPF/B0710F | N. A. | N. A. | N. A. | N. A. | N. A. | PS/B0710FDE | 04 | 2019-08-08 | 2022-08-08 | N. A. | N. A. | B0723 | N. A. | N. A. | N. A. | SEMIFINISHED GOODS | N. A. | N. A. | N. A. | N. A. | N. A. | N. A. |  | N. A. | N. A. | N. A. | N. A. | N. A. | N. A. | N. A. | N. A. | N. A. | N. A. | 1 | SUB COMPONENTS | 0 | Initial issue | N | BONE PLATES |  | No | No | N. A. | N. A. | N. A. | N. A.
B0723 | B0723.1302 | C.H.S. BARREL PLATE, ADLER, 38MM BARREL, 19MM WIDTH, 130DEG., 2 AUTO COMP. HOLES |  | B0723.1300 | 03 | 2012-07-05 | N. A. | N. A. | N. A. | QPF/B0723 | 02 | 2019-06-07 | 2022-06-07 | N. A. | N. A. | PS/B0723 | 04 | 2017-12-10 | 2010-12-10 | N. A. | N. A. | B0723 | TMF-1 | IU/1 | Class C | FINISHED GOODS | ADLER™ | C.H.S. BARREL PLATE, 38MM BARREL | 19MM WIDTH, 130DEG., 2 AUTO COMP. HOLES | 16 | No | Yes |  | No | N. A. | No | N. A. | No | Yes | No | Yes | M. L.: MFG/MD/2021/000369 |  | 1 | ADLER PRODUCTS\CHS IMPLANTS\CHS PLATES | 0 | Initial issue | Y | BONE PLATES |  | 1 | No | Yes | Yes | Yes | N. A.
B0723.1303F | B0723.1303F | CHS FORGING, 19MM WIDTH, 38MM BARREL, 316LVM, 130DEG. 3HOLES |  | B0723.1300F | 03 | 2012-07-05 | N. A. | N. A. | N. A. | QPR/B0710 | N. A. | N. A. | N. A. | N. A. | N. A. | PS/B0710 | 04 | 2019-08-08 | 2022-08-08 | N. A. | N. A. | B0723 | N. A. | N. A. | N. A. | SEMIFINISHED GOODS | N. A. | N. A. | N. A. | N. A. | N. A. | N. A. |  | N. A. | N. A. | N. A. | N. A. | N. A. | N. A. | N. A. | N. A. | N. A. | N. A. | 1 | SUB COMPONENTS | 0 | Initial issue | N | SUB COMPONENTS |  | No | No | N. A. | N. A. | N. A. | N. A.
B0723 | B0723.1304 | C.H.S. BARREL PLATE, ADLER, 38MM BARREL, 19MM WIDTH, 130DEG., 4 AUTO COMP. HOLES |  | B0723.1300 | 03 | 2012-07-05 | N. A. | N. A. | N. A. | QPF/B0723 | 02 | 2019-06-07 | 2022-06-07 | N. A. | N. A. | PS/B0723 | 04 | 2017-12-10 | 2010-12-10 | N. A. | N. A. | B0723 | TMF-1 | IU/1 | Class C | FINISHED GOODS | ADLER™ | C.H.S. BARREL PLATE, 38MM BARREL | 19MM WIDTH, 130DEG., 4 AUTO COMP. HOLES | 16 | No | Yes |  | No | N. A. | No | N. A. | No | Yes | No | Yes | M. L.: MFG/MD/2021/000369 |  | 1 | ADLER PRODUCTS\CHS IMPLANTS\CHS PLATES | 0 | Initial issue | Y | BONE PLATES |  | 1 | No | Yes | Yes | Yes | N. A.
B0723.1304F | B0723.1304F | CHS FORGING, 19MM WIDTH, 38MM BARREL, 316LVM, 130DEG. 4HOLES |  | B0723.1300F | 03 | 2012-07-05 | N. A. | N. A. | N. A. | QPR/B0710 | N. A. | N. A. | N. A. | N. A. | N. A. | PS/B0710 | 04 | 2019-08-08 | 2022-08-08 | N. A. | N. A. | B0723 | N. A. | N. A. | N. A. | SEMIFINISHED GOODS | N. A. | N. A. | N. A. | N. A. | N. A. | N. A. |  | N. A. | N. A. | N. A. | N. A. | N. A. | N. A. | N. A. | N. A. | N. A. | N. A. | 1 | SUB COMPONENTS | 0 | Initial issue | N | SUB COMPONENTS |  | No | No | N. A. | N. A. | N. A. | N. A.
B0723 | B0723.1305 | C.H.S. BARREL PLATE, ADLER, 38MM BARREL, 19MM WIDTH, 130DEG., 5 AUTO COMP. HOLES |  | B0723.1300 | 03 | 2012-07-05 | N. A. | N. A. | N. A. | QPF/B0723 | 02 | 2019-06-07 | 2022-06-07 | N. A. | N. A. | PS/B0723 | 04 | 2017-12-10 | 2010-12-10 | N. A. | N. A. | B0723 | TMF-1 | IU/1 | Class C | FINISHED GOODS | ADLER™ | C.H.S. BARREL PLATE, 38MM BARREL | 19MM WIDTH, 130DEG., 5 AUTO COMP. HOLES | 16 | No | Yes |  | No | N. A. | No | N. A. | No | Yes | No | Yes | M. L.: MFG/MD/2021/000369 |  | 1 | ADLER PRODUCTS\CHS IMPLANTS\CHS PLATES | 0 | Initial issue | Y | BONE PLATES |  | 1 | No | Yes | Yes | Yes | N. A.
B0723.1305F | B0723.1305F | CHS FORGING, 19MM WIDTH, 38MM BARREL, 316LVM, 130DEG. 5HOLES |  | B0723.1300F | 03 | 2012-07-05 | N. A. | N. A. | N. A. | QPR/B0710 | N. A. | N. A. | N. A. | N. A. | N. A. | PS/B0710 | 04 | 2019-08-08 | 2022-08-08 | N. A. | N. A. | B0723 | N. A. | N. A. | N. A. | SEMIFINISHED GOODS | N. A. | N. A. | N. A. | N. A. | N. A. | N. A. |  | N. A. | N. A. | N. A. | N. A. | N. A. | N. A. | N. A. | N. A. | N. A. | N. A. | 1 | SUB COMPONENTS | 0 | Initial issue | N | SUB COMPONENTS |  | No | No | N. A. | N. A. | N. A. | N. A.
B0723 | B0723.1306 | C.H.S. BARREL PLATE, ADLER, 38MM BARREL, 19MM WIDTH, 130DEG., 6 AUTO COMP. HOLES |  | B0723.1300 | 03 | 2012-07-05 | N. A. | N. A. | N. A. | QPF/B0723 | 02 | 2019-06-07 | 2022-06-07 | N. A. | N. A. | PS/B0723 | 04 | 2017-12-10 | 2010-12-10 | N. A. | N. A. | B0723 | TMF-1 | IU/1 | Class C | FINISHED GOODS | ADLER™ | C.H.S. BARREL PLATE, 38MM BARREL | 19MM WIDTH, 130DEG., 6 AUTO COMP. HOLES | 16 | No | Yes |  | No | N. A. | No | N. A. | No | Yes | No | Yes | M. L.: MFG/MD/2021/000369 |  | 1 | ADLER PRODUCTS\CHS IMPLANTS\CHS PLATES | 0 | Initial issue | Y | BONE PLATES |  | 1 | No | Yes | Yes | Yes | N. A.
B0723.1306F | B0723.1306F | CHS FORGING, 19MM WIDTH, 38MM BARREL, 316LVM, 130DEG. UPTO 6HOLES |  | B0723.1300F | 03 | 2012-07-05 | N. A. | N. A. | N. A. | QPF/B0710 | N. A. | N. A. | N. A. | N. A. | N. A. | PS/B0710 | 04 | 2019-08-08 | 2022-08-08 | N. A. | N. A. | B0723 | N. A. | N. A. | N. A. | SEMIFINISHED GOODS | N. A. | N. A. | N. A. | N. A. | N. A. | N. A. |  | N. A. | N. A. | N. A. | N. A. | N. A. | N. A. | N. A. | N. A. | N. A. | N. A. | 1 | SUB COMPONENTS | 0 | Initial issue | N | BONE PLATES |  | No | No | N. A. | N. A. | N. A. | N. A.
B0723.1307F | B0723.1307F | CHS FORGING, 19MM WIDTH, 38MM BARREL, 316LVM, 130DEG. 7HOLES |  | B0723.1300F | 03 | 2012-07-05 | N. A. | N. A. | N. A. | QPR/B0710 | N. A. | N. A. | N. A. | N. A. | N. A. | PS/B0710 | 04 | 2019-08-08 | 2022-08-08 | N. A. | N. A. | B0723 | N. A. | N. A. | N. A. | SEMIFINISHED GOODS | N. A. | N. A. | N. A. | N. A. | N. A. | N. A. |  | N. A. | N. A. | N. A. | N. A. | N. A. | N. A. | N. A. | N. A. | N. A. | N. A. | 1 | SUB COMPONENTS | 0 | Initial issue | N | SUB COMPONENTS |  | No | No | N. A. | N. A. | N. A. | N. A.
B0723 | B0723.1308 | C.H.S. BARREL PLATE, ADLER, 38MM BARREL, 19MM WIDTH, 130DEG., 8 AUTO COMP. HOLES |  | B0723.1300 | 03 | 2012-07-05 | N. A. | N. A. | N. A. | QPF/B0723 | 02 | 2019-06-07 | 2022-06-07 | N. A. | N. A. | PS/B0723 | 04 | 2017-12-10 | 2010-12-10 | N. A. | N. A. | B0723 | TMF-1 | IU/1 | Class C | FINISHED GOODS | ADLER™ | C.H.S. BARREL PLATE, 38MM BARREL | 19MM WIDTH, 130DEG., 8 AUTO COMP. HOLES | 16 | No | Yes |  | No | N. A. | No | N. A. | No | Yes | No | Yes | M. L.: MFG/MD/2021/000369 |  | 1 | ADLER PRODUCTS\CHS IMPLANTS\CHS PLATES | 0 | Initial issue | Y | BONE PLATES |  | 1 | No | Yes | Yes | Yes | N. A.
B0723.1308F | B0723.1308F | CHS FORGING, 19MM WIDTH, 38MM BARREL, 316LVM, 130DEG. 8HOLES |  | B0723.1300F | 03 | 2012-07-05 | N. A. | N. A. | N. A. | QPR/B0710 | N. A. | N. A. | N. A. | N. A. | N. A. | PS/B0710 | 04 | 2019-08-08 | 2022-08-08 | N. A. | N. A. | B0723 | N. A. | N. A. | N. A. | SEMIFINISHED GOODS | N. A. | N. A. | N. A. | N. A. | N. A. | N. A. |  | N. A. | N. A. | N. A. | N. A. | N. A. | N. A. | N. A. | N. A. | N. A. | N. A. | 1 | SUB COMPONENTS | 0 | Initial issue | N | SUB COMPONENTS |  | No | No | N. A. | N. A. | N. A. | N. A.
B0723.1309F | B0723.1309F | CHS FORGING, 19MM WIDTH, 38MM BARREL, 316LVM, 130DEG. UPTO 9HOLES |  | B0723.1300F | 03 | 2012-07-05 | N. A. | N. A. | N. A. | QPF/B0710 | N. A. | N. A. | N. A. | N. A. | N. A. | PS/B0710 | 04 | 2019-08-08 | 2022-08-08 | N. A. | N. A. | B0723 | N. A. | N. A. | N. A. | SEMIFINISHED GOODS | N. A. | N. A. | N. A. | N. A. | N. A. | N. A. |  | N. A. | N. A. | N. A. | N. A. | N. A. | N. A. | N. A. | N. A. | N. A. | N. A. | 1 | SUB COMPONENTS | 0 | Initial issue | N | BONE PLATES |  | No | No | N. A. | N. A. | N. A. | N. A.
B0723.1310F | B0723.1310F | CHS FORGING, 19MM WIDTH, 38MM BARREL, 316LVM, 130DEG. 10HOLES |  | B0723.1300F | 03 | 2012-07-05 | N. A. | N. A. | N. A. | QPR/B0710 | N. A. | N. A. | N. A. | N. A. | N. A. | PS/B0710 | 04 | 2019-08-08 | 2022-08-08 | N. A. | N. A. | B0723 | N. A. | N. A. | N. A. | SEMIFINISHED GOODS | N. A. | N. A. | N. A. | N. A. | N. A. | N. A. |  | N. A. | N. A. | N. A. | N. A. | N. A. | N. A. | N. A. | N. A. | N. A. | N. A. | 1 | SUB COMPONENTS | 0 | Initial issue | N | SUB COMPONENTS |  | No | No | N. A. | N. A. | N. A. | N. A.
B0723.1311F | B0723.1311F | CHS FORGING, 19MM WIDTH, 38MM BARREL, 316LVM, 130DEG. 11HOLES |  | B0723.1300F | 03 | 2012-07-05 | N. A. | N. A. | N. A. | QPR/B0710 | N. A. | N. A. | N. A. | N. A. | N. A. | PS/B0710 | 04 | 2019-08-08 | 2022-08-08 | N. A. | N. A. | B0723 | N. A. | N. A. | N. A. | SEMIFINISHED GOODS | N. A. | N. A. | N. A. | N. A. | N. A. | N. A. |  | N. A. | N. A. | N. A. | N. A. | N. A. | N. A. | N. A. | N. A. | N. A. | N. A. | 1 | SUB COMPONENTS | 0 | Initial issue | N | SUB COMPONENTS |  | No | No | N. A. | N. A. | N. A. | N. A.
B0723.1312F | B0723.1312F | CHS FORGING, 19MM WIDTH, 38MM BARREL, 316LVM, 130DEG. UPTO 12HOLES |  | B0723.1300F | 03 | 2012-07-05 | N. A. | N. A. | N. A. | QPF/B0710 | N. A. | N. A. | N. A. | N. A. | N. A. | PS/B0710 | 04 | 2019-08-08 | 2022-08-08 | N. A. | N. A. | B0723 | N. A. | N. A. | N. A. | SEMIFINISHED GOODS | N. A. | N. A. | N. A. | N. A. | N. A. | N. A. |  | N. A. | N. A. | N. A. | N. A. | N. A. | N. A. | N. A. | N. A. | N. A. | N. A. | 1 | SUB COMPONENTS | 0 | Initial issue | N | BONE PLATES |  | No | No | N. A. | N. A. | N. A. | N. A.
B0723.1313F | B0723.1313F | CHS FORGING, 19MM WIDTH, 38MM BARREL, 316LVM, 130DEG. 13HOLES |  | B0723.1300F | 03 | 2012-07-05 | N. A. | N. A. | N. A. | QPR/B0710 | N. A. | N. A. | N. A. | N. A. | N. A. | PS/B0710 | 04 | 2019-08-08 | 2022-08-08 | N. A. | N. A. | B0723 | N. A. | N. A. | N. A. | SEMIFINISHED GOODS | N. A. | N. A. | N. A. | N. A. | N. A. | N. A. |  | N. A. | N. A. | N. A. | N. A. | N. A. | N. A. | N. A. | N. A. | N. A. | N. A. | 1 | SUB COMPONENTS | 0 | Initial issue | N | SUB COMPONENTS |  | No | No | N. A. | N. A. | N. A. | N. A.
B0723.1314F | B0723.1314F | CHS FORGING, 19MM WIDTH, 38MM BARREL, 316LVM, 130DEG. 14HOLES |  | B0723.1300F | 03 | 2012-07-05 | N. A. | N. A. | N. A. | QPR/B0710 | N. A. | N. A. | N. A. | N. A. | N. A. | PS/B0710 | 04 | 2019-08-08 | 2022-08-08 | N. A. | N. A. | B0723 | N. A. | N. A. | N. A. | SEMIFINISHED GOODS | N. A. | N. A. | N. A. | N. A. | N. A. | N. A. |  | N. A. | N. A. | N. A. | N. A. | N. A. | N. A. | N. A. | N. A. | N. A. | N. A. | 1 | SUB COMPONENTS | 0 | Initial issue | N | SUB COMPONENTS |  | No | No | N. A. | N. A. | N. A. | N. A.
B0723.1315F | B0723.1315F | CHS FORGING, 19MM WIDTH, 38MM BARREL, 316LVM, 130DEG. UPTO 15HOLES |  | B0723.1300F | 03 | 2012-07-05 | N. A. | N. A. | N. A. | QPF/B0710 | N. A. | N. A. | N. A. | N. A. | N. A. | PS/B0710 | 04 | 2019-08-08 | 2022-08-08 | N. A. | N. A. | B0723 | N. A. | N. A. | N. A. | SEMIFINISHED GOODS | N. A. | N. A. | N. A. | N. A. | N. A. | N. A. |  | N. A. | N. A. | N. A. | N. A. | N. A. | N. A. | N. A. | N. A. | N. A. | N. A. | 1 | SUB COMPONENTS | 0 | Initial issue | N | BONE PLATES |  | No | No | N. A. | N. A. | N. A. | N. A.
B0723.1316F | B0723.1316F | CHS FORGING, 19MM WIDTH, 38MM BARREL, 316LVM, 130DEG. 16HOLES |  | B0723.1300F | 03 | 2012-07-05 | N. A. | N. A. | N. A. | QPR/B0710 | N. A. | N. A. | N. A. | N. A. | N. A. | PS/B0710 | 04 | 2019-08-08 | 2022-08-08 | N. A. | N. A. | B0723 | N. A. | N. A. | N. A. | SEMIFINISHED GOODS | N. A. | N. A. | N. A. | N. A. | N. A. | N. A. |  | N. A. | N. A. | N. A. | N. A. | N. A. | N. A. | N. A. | N. A. | N. A. | N. A. | 1 | SUB COMPONENTS | 0 | Initial issue | N | SUB COMPONENTS |  | No | No | N. A. | N. A. | N. A. | N. A.
B0723.1317F | B0723.1317F | CHS FORGING, 19MM WIDTH, 38MM BARREL, 316LVM, 130DEG. 17HOLES |  | B0723.1300F | 03 | 2012-07-05 | N. A. | N. A. | N. A. | QPR/B0710 | N. A. | N. A. | N. A. | N. A. | N. A. | PS/B0710 | 04 | 2019-08-08 | 2022-08-08 | N. A. | N. A. | B0723 | N. A. | N. A. | N. A. | SEMIFINISHED GOODS | N. A. | N. A. | N. A. | N. A. | N. A. | N. A. |  | N. A. | N. A. | N. A. | N. A. | N. A. | N. A. | N. A. | N. A. | N. A. | N. A. | 1 | SUB COMPONENTS | 0 | Initial issue | N | SUB COMPONENTS |  | No | No | N. A. | N. A. | N. A. | N. A.
B0723.1318F | B0723.1318F | CHS FORGING, 19MM WIDTH, 38MM BARREL, 316LVM, 130DEG. UPTO 18HOLES |  | B0723.1300F | 03 | 2012-07-05 | N. A. | N. A. | N. A. | QPF/B0710 | N. A. | N. A. | N. A. | N. A. | N. A. | PS/B0710 | 04 | 2019-08-08 | 2022-08-08 | N. A. | N. A. | B0723 | N. A. | N. A. | N. A. | SEMIFINISHED GOODS | N. A. | N. A. | N. A. | N. A. | N. A. | N. A. |  | N. A. | N. A. | N. A. | N. A. | N. A. | N. A. | N. A. | N. A. | N. A. | N. A. | 1 | SUB COMPONENTS | 0 | Initial issue | N | BONE PLATES |  | No | No | N. A. | N. A. | N. A. | N. A.
B0723.1350F | B0723.1350F | CHS FORGING, 19MM WIDTH, 38MM BARREL, 316LVM, 135DEG. DOUBLE ENDED |  | B0710.1350F | 03 | 2012-07-05 | N. A. | N. A. | N. A. | QPF/B0710F | N. A. | N. A. | N. A. | N. A. | N. A. | PS/B0710FDE | 04 | 2019-08-08 | 2022-08-08 | N. A. | N. A. | B0723 | N. A. | N. A. | N. A. | SEMIFINISHED GOODS | N. A. | N. A. | N. A. | N. A. | N. A. | N. A. |  | N. A. | N. A. | N. A. | N. A. | N. A. | N. A. | N. A. | N. A. | N. A. | N. A. | 1 | SUB COMPONENTS | 0 | Initial issue | N | BONE PLATES |  | No | No | N. A. | N. A. | N. A. | N. A.
B0723 | B0723.1352 | C.H.S. BARREL PLATE, ADLER, 38MM BARREL, 19MM WIDTH, 135DEG., 2 AUTO COMP. HOLES |  | B0723.1350 | 03 | 2012-07-05 | N. A. | N. A. | N. A. | QPF/B0723 | 02 | 2019-06-07 | 2022-06-07 | N. A. | N. A. | PS/B0723 | 04 | 2017-12-10 | 2010-12-10 | N. A. | N. A. | B0723 | TMF-1 | IU/1 | Class C | FINISHED GOODS | ADLER™ | C.H.S. BARREL PLATE, 38MM BARREL | 19MM WIDTH, 135DEG., 2 AUTO COMP. HOLES | 16 | No | Yes |  | No | N. A. | No | N. A. | No | Yes | No | Yes | M. L.: MFG/MD/2021/000369 |  | 1 | ADLER PRODUCTS\CHS IMPLANTS\CHS PLATES | 0 | Initial issue | Y | BONE PLATES |  | 1 | No | Yes | Yes | Yes | N. A.
B0723 | B0723.1353 | C.H.S. BARREL PLATE, ADLER, 38MM BARREL, 19MM WIDTH, 135DEG., 3 AUTO COMP. HOLES |  | B0723.1500 | 03 | 2012-07-05 | N. A. | N. A. | N. A. | QPF/B0723 | 02 | 2019-06-07 | 2022-06-07 | N. A. | N. A. | PS/B0723 | 04 | 2017-12-10 | 2010-12-10 | N. A. | N. A. | B0723 | TMF-1 | IU/1 | Class C | FINISHED GOODS | ADLER™ | C.H.S. BARREL PLATE, 38MM BARREL | 19MM WIDTH, 135DEG., 3 AUTO COMP. HOLES | 16 | No | Yes |  | No | N. A. | No | N. A. | No | Yes | No | Yes | M. L.: MFG/MD/2021/000369 |  | 1 | ADLER PRODUCTS\CHS IMPLANTS\CHS PLATES | 0 | Initial issue | N | BONE PLATES |  | 1 | No | Yes | Yes | Yes | N. A.
B0723.1353F | B0723.1353F | CHS FORGING, 19MM WIDTH, 38MM BARREL, 316LVM, 135DEG. 3HOLES |  | B0710.1350F | 03 | 2012-07-05 | N. A. | N. A. | N. A. | QPR/B0710 | N. A. | N. A. | N. A. | N. A. | N. A. | PS/B0710 | 04 | 2019-08-08 | 2022-08-08 | N. A. | N. A. | B0723 | N. A. | N. A. | N. A. | SEMIFINISHED GOODS | N. A. | N. A. | N. A. | N. A. | N. A. | N. A. |  | N. A. | N. A. | N. A. | N. A. | N. A. | N. A. | N. A. | N. A. | N. A. | N. A. | 1 | SUB COMPONENTS | 0 | Initial issue | N | SUB COMPONENTS |  | No | No | N. A. | N. A. | N. A. | N. A.
B0723 | B0723.1354 | C.H.S. BARREL PLATE, ADLER, 38MM BARREL, 19MM WIDTH, 135DEG., 4 AUTO COMP. HOLES |  | B0723.1350 | 03 | 2012-07-05 | N. A. | N. A. | N. A. | QPF/B0723 | 02 | 2019-06-07 | 2022-06-07 | N. A. | N. A. | PS/B0723 | 04 | 2017-12-10 | 2010-12-10 | N. A. | N. A. | B0723 | TMF-1 | IU/1 | Class C | FINISHED GOODS | ADLER™ | C.H.S. BARREL PLATE | 38MM BARREL 19MM WIDTH, 135DEG. 4 AUTO COMP. HOLES | 16 | No | Yes |  | No | N. A. | No | N. A. | No | Yes | No | Yes | M. L.: MFG/MD/2021/000369 |  | 1 | ADLER PRODUCTS\CHS IMPLANTS\CHS PLATES | 0 | Initial issue | N | BONE PLATES |  | 1 | No | Yes | Yes | Yes | N. A.
B0723.1354F | B0723.1354F | CHS FORGING, 19MM WIDTH, 38MM BARREL, 316LVM, 135DEG. 4HOLES |  | B0710.1350F | 03 | 2012-07-05 | N. A. | N. A. | N. A. | QPR/B0710 | N. A. | N. A. | N. A. | N. A. | N. A. | PS/B0710 | 04 | 2019-08-08 | 2022-08-08 | N. A. | N. A. | B0723 | N. A. | N. A. | N. A. | SEMIFINISHED GOODS | N. A. | N. A. | N. A. | N. A. | N. A. | N. A. |  | N. A. | N. A. | N. A. | N. A. | N. A. | N. A. | N. A. | N. A. | N. A. | N. A. | 1 | SUB COMPONENTS | 0 | Initial issue | N | SUB COMPONENTS |  | No | No | N. A. | N. A. | N. A. | N. A.
B0723 | B0723.1355 | C.H.S. BARREL PLATE, ADLER, 38MM BARREL, 19MM WIDTH, 135DEG., 5 AUTO COMP. HOLES |  | B0723.1350 | 03 | 2012-07-05 | N. A. | N. A. | N. A. | QPF/B0723 | 02 | 2019-06-07 | 2022-06-07 | N. A. | N. A. | PS/B0723 | 04 | 2017-12-10 | 2010-12-10 | N. A. | N. A. | B0723 | TMF-1 | IU/1 | Class C | FINISHED GOODS | ADLER™ | C.H.S. BARREL PLATE, 38MM BARREL | 19MM WIDTH, 135DEG., 5 AUTO COMP. HOLES | 16 | No | Yes |  | No | N. A. | No | N. A. | No | Yes | No | Yes | M. L.: MFG/MD/2021/000369 |  | 1 | ADLER PRODUCTS\CHS IMPLANTS\CHS PLATES | 0 | Initial issue | N | BONE PLATES |  | 1 | No | Yes | Yes | Yes | N. A.
B0723.1355F | B0723.1355F | CHS FORGING, 19MM WIDTH, 38MM BARREL, 316LVM, 135DEG. 5HOLES |  | B0710.1350F | 03 | 2012-07-05 | N. A. | N. A. | N. A. | QPR/B0710 | N. A. | N. A. | N. A. | N. A. | N. A. | PS/B0710 | 04 | 2019-08-08 | 2022-08-08 | N. A. | N. A. | B0723 | N. A. | N. A. | N. A. | SEMIFINISHED GOODS | N. A. | N. A. | N. A. | N. A. | N. A. | N. A. |  | N. A. | N. A. | N. A. | N. A. | N. A. | N. A. | N. A. | N. A. | N. A. | N. A. | 1 | SUB COMPONENTS | 0 | Initial issue | N | SUB COMPONENTS |  | No | No | N. A. | N. A. | N. A. | N. A.
B0723 | B0723.1356 | C.H.S. BARREL PLATE, ADLER, 38MM BARREL, 19MM WIDTH, 135DEG., 6 AUTO COMP. HOLES |  | B0723.1350 | 03 | 2012-07-05 | N. A. | N. A. | N. A. | QPF/B0723 | 02 | 2019-06-07 | 2022-06-07 | N. A. | N. A. | PS/B0723 | 04 | 2017-12-10 | 2010-12-10 | N. A. | N. A. | B0723 | TMF-1 | IU/1 | Class C | FINISHED GOODS | ADLER™ | C.H.S. BARREL PLATE, 38MM BARREL | 19MM WIDTH, 135DEG., 6 AUTO COMP. HOLES | 16 | No | Yes |  | No | N. A. | No | N. A. | No | Yes | No | Yes | M. L.: MFG/MD/2021/000369 |  | 1 | ADLER PRODUCTS\CHS IMPLANTS\CHS PLATES | 0 | Initial issue | N | BONE PLATES |  | 1 | No | Yes | Yes | Yes | N. A.
B0723.1356F | B0723.1356F | CHS FORGING, 19MM WIDTH, 38MM BARREL, 316LVM, 135DEG. UPTO 6HOLES |  | B0710.1350F | 03 | 2012-07-05 | N. A. | N. A. | N. A. | QPF/B0710 | N. A. | N. A. | N. A. | N. A. | N. A. | PS/B0710 | 04 | 2019-08-08 | 2022-08-08 | N. A. | N. A. | B0723 | N. A. | N. A. | N. A. | SEMIFINISHED GOODS | N. A. | N. A. | N. A. | N. A. | N. A. | N. A. |  | N. A. | N. A. | N. A. | N. A. | N. A. | N. A. | N. A. | N. A. | N. A. | N. A. | 1 | SUB COMPONENTS | 0 | Initial issue | N | BONE PLATES |  | No | No | N. A. | N. A. | N. A. | N. A.
B0723 | B0723.1357 | C.H.S. BARREL PLATE, ADLER, 38MM BARREL, 19MM WIDTH, 135DEG., 7 AUTO COMP. HOLES |  | B0723.1350 | 03 | 2012-07-05 | N. A. | N. A. | N. A. | QPF/B0723 | 02 | 2019-06-07 | 2022-06-07 | N. A. | N. A. | PS/B0723 | 04 | 2017-12-10 | 2010-12-10 | N. A. | N. A. | B0723 | TMF-1 | IU/1 | Class C | FINISHED GOODS | ADLER™ | C.H.S. BARREL PLATE, 38MM BARREL | 19MM WIDTH, 135DEG., 7 AUTO COMP. HOLES | 16 | No | Yes |  | No | N. A. | No | N. A. | No | Yes | No | Yes | M. L.: MFG/MD/2021/000369 |  | 1 | ADLER PRODUCTS\CHS IMPLANTS\CHS PLATES | 0 | Initial issue | N | BONE PLATES |  | 1 | No | Yes | Yes | Yes | N. A.
B0723.1357F | B0723.1357F | CHS FORGING, 19MM WIDTH, 38MM BARREL, 316LVM, 135DEG. 7HOLES |  | B0710.1350F | 03 | 2012-07-05 | N. A. | N. A. | N. A. | QPR/B0710 | N. A. | N. A. | N. A. | N. A. | N. A. | PS/B0710 | 04 | 2019-08-08 | 2022-08-08 | N. A. | N. A. | B0723 | N. A. | N. A. | N. A. | SEMIFINISHED GOODS | N. A. | N. A. | N. A. | N. A. | N. A. | N. A. |  | N. A. | N. A. | N. A. | N. A. | N. A. | N. A. | N. A. | N. A. | N. A. | N. A. | 1 | SUB COMPONENTS | 0 | Initial issue | N | SUB COMPONENTS |  | No | No | N. A. | N. A. | N. A. | N. A.
B0723 | B0723.1358 | C.H.S. BARREL PLATE, ADLER, 38MM BARREL, 19MM WIDTH, 135DEG., 8 AUTO COMP. HOLES |  | B0723.1350 | 03 | 2012-07-05 | N. A. | N. A. | N. A. | QPF/B0723 | 02 | 2019-06-07 | 2022-06-07 | N. A. | N. A. | PS/B0723 | 04 | 2017-12-10 | 2010-12-10 | N. A. | N. A. | B0723 | TMF-1 | IU/1 | Class C | FINISHED GOODS | ADLER™ | C.H.S. BARREL PLATE, 38MM BARREL | 19MM WIDTH, 135DEG., 8 AUTO COMP. HOLES | 16 | No | Yes |  | No | N. A. | No | N. A. | No | Yes | No | Yes | M. L.: MFG/MD/2021/000369 |  | 1 | ADLER PRODUCTS\CHS IMPLANTS\CHS PLATES | 0 | Initial issue | N | BONE PLATES |  | 1 | No | Yes | Yes | Yes | N. A.
B0723.1358F | B0723.1358F | CHS FORGING, 19MM WIDTH, 38MM BARREL, 316LVM, 135DEG. 8HOLES |  | B0710.1350F | 03 | 2012-07-05 | N. A. | N. A. | N. A. | QPR/B0710 | N. A. | N. A. | N. A. | N. A. | N. A. | PS/B0710 | 04 | 2019-08-08 | 2022-08-08 | N. A. | N. A. | B0723 | N. A. | N. A. | N. A. | SEMIFINISHED GOODS | N. A. | N. A. | N. A. | N. A. | N. A. | N. A. |  | N. A. | N. A. | N. A. | N. A. | N. A. | N. A. | N. A. | N. A. | N. A. | N. A. | 1 | SUB COMPONENTS | 0 | Initial issue | N | SUB COMPONENTS |  | No | No | N. A. | N. A. | N. A. | N. A.
B0723 | B0723.1359 | C.H.S. BARREL PLATE, ADLER, 38MM BARREL, 19MM WIDTH, 135DEG., 9 AUTO COMP. HOLES |  | B0723.1350 | 03 | 2012-07-05 | N. A. | N. A. | N. A. | QPF/B0723 | 02 | 2019-06-07 | 2022-06-07 | N. A. | N. A. | PS/B0723 | 04 | 2017-12-10 | 2010-12-10 | N. A. | N. A. | B0723 | TMF-1 | IU/1 | Class C | FINISHED GOODS | ADLER™ | C.H.S. BARREL PLATE, 38MM BARREL | 19MM WIDTH, 135DEG., 9 AUTO COMP. HOLES | 16 | No | Yes |  | No | N. A. | No | N. A. | No | Yes | No | Yes | M. L.: MFG/MD/2021/000369 |  | 1 | ADLER PRODUCTS\CHS IMPLANTS\CHS PLATES | 0 | Initial issue | N | BONE PLATES |  | 1 | No | Yes | Yes | Yes | N. A.
B0723.1359F | B0723.1359F | CHS FORGING, 19MM WIDTH, 38MM BARREL, 316LVM, 135DEG. UPTO 9HOLES |  | B0710.1350F | 03 | 2012-07-05 | N. A. | N. A. | N. A. | QPF/B0710 | N. A. | N. A. | N. A. | N. A. | N. A. | PS/B0710 | 04 | 2019-08-08 | 2022-08-08 | N. A. | N. A. | B0723 | N. A. | N. A. | N. A. | SEMIFINISHED GOODS | N. A. | N. A. | N. A. | N. A. | N. A. | N. A. |  | N. A. | N. A. | N. A. | N. A. | N. A. | N. A. | N. A. | N. A. | N. A. | N. A. | 1 | SUB COMPONENTS | 0 | Initial issue | N | BONE PLATES |  | No | No | N. A. | N. A. | N. A. | N. A.
B0723 | B0723.1360 | C.H.S. BARREL PLATE, ADLER, 38MM BARREL, 19MM WIDTH, 135DEG., 10 AUTO COMP. HOLES |  | B0723.1350 | 03 | 2012-07-05 | N. A. | N. A. | N. A. | QPF/B0723 | 02 | 2019-06-07 | 2022-06-07 | N. A. | N. A. | PS/B0723 | 04 | 2017-12-10 | 2010-12-10 | N. A. | N. A. | B0723 | TMF-1 | IU/1 | Class C | FINISHED GOODS | ADLER™ | C.H.S. BARREL PLATE, 38MM BARREL | 19MM WIDTH, 135DEG., 10 AUTO COMP. HOLES | 16 | No | Yes |  | No | N. A. | No | N. A. | No | Yes | No | Yes | M. L.: MFG/MD/2021/000369 |  | 1 | ADLER PRODUCTS\CHS IMPLANTS\CHS PLATES | 0 | Initial issue | N | BONE PLATES |  | 1 | No | Yes | Yes | Yes | N. A.
B0723.1360F | B0723.1360F | CHS FORGING, 19MM WIDTH, 38MM BARREL, 316LVM, 135DEG. 10HOLES |  | B0710.1350F | 03 | 2012-07-05 | N. A. | N. A. | N. A. | QPR/B0710 | N. A. | N. A. | N. A. | N. A. | N. A. | PS/B0710 | 04 | 2019-08-08 | 2022-08-08 | N. A. | N. A. | B0723 | N. A. | N. A. | N. A. | SEMIFINISHED GOODS | N. A. | N. A. | N. A. | N. A. | N. A. | N. A. |  | N. A. | N. A. | N. A. | N. A. | N. A. | N. A. | N. A. | N. A. | N. A. | N. A. | 1 | SUB COMPONENTS | 0 | Initial issue | N | SUB COMPONENTS |  | No | No | N. A. | N. A. | N. A. | N. A.
B0723.1361F | B0723.1361F | CHS FORGING, 19MM WIDTH, 38MM BARREL, 316LVM, 135DEG. 11HOLES |  | B0710.1350F | 03 | 2012-07-05 | N. A. | N. A. | N. A. | QPR/B0710 | N. A. | N. A. | N. A. | N. A. | N. A. | PS/B0710 | 04 | 2019-08-08 | 2022-08-08 | N. A. | N. A. | B0723 | N. A. | N. A. | N. A. | SEMIFINISHED GOODS | N. A. | N. A. | N. A. | N. A. | N. A. | N. A. |  | N. A. | N. A. | N. A. | N. A. | N. A. | N. A. | N. A. | N. A. | N. A. | N. A. | 1 | SUB COMPONENTS | 0 | Initial issue | N | SUB COMPONENTS |  | No | No | N. A. | N. A. | N. A. | N. A.
B0723 | B0723.1362 | C.H.S. BARREL PLATE, ADLER, 38MM BARREL, 19MM WIDTH, 135DEG., 12 AUTO COMP. HOLES |  | B0723.1350 | 03 | 2012-07-05 | N. A. | N. A. | N. A. | QPF/B0723 | 02 | 2019-06-07 | 2022-06-07 | N. A. | N. A. | PS/B0723 | 04 | 2017-12-10 | 2010-12-10 | N. A. | N. A. | B0723 | TMF-1 | IU/1 | Class C | FINISHED GOODS | ADLER™ | C.H.S. BARREL PLATE, 38MM BARREL | 19MM WIDTH, 135DEG., 12 AUTO COMP. HOLES | 16 | No | Yes |  | No | N. A. | No | N. A. | No | Yes | No | Yes | M. L.: MFG/MD/2021/000369 |  | 1 | ADLER PRODUCTS\CHS IMPLANTS\CHS PLATES | 0 | Initial issue | Y | BONE PLATES |  | 1 | No | Yes | Yes | Yes | N. A.
B0723.1362F | B0723.1362F | CHS FORGING, 19MM WIDTH, 38MM BARREL, 316LVM, 135DEG. UPTO 12HOLES |  | B0710.1350F | 03 | 2012-07-05 | N. A. | N. A. | N. A. | QPF/B0710 | N. A. | N. A. | N. A. | N. A. | N. A. | PS/B0710 | 04 | 2019-08-08 | 2022-08-08 | N. A. | N. A. | B0723 | N. A. | N. A. | N. A. | SEMIFINISHED GOODS | N. A. | N. A. | N. A. | N. A. | N. A. | N. A. |  | N. A. | N. A. | N. A. | N. A. | N. A. | N. A. | N. A. | N. A. | N. A. | N. A. | 1 | SUB COMPONENTS | 0 | Initial issue | N | BONE PLATES |  | No | No | N. A. | N. A. | N. A. | N. A.
B0723.1363F | B0723.1363F | CHS FORGING, 19MM WIDTH, 38MM BARREL, 316LVM, 135DEG. 13HOLES |  | B0710.1350F | 03 | 2012-07-05 | N. A. | N. A. | N. A. | QPR/B0710 | N. A. | N. A. | N. A. | N. A. | N. A. | PS/B0710 | 04 | 2019-08-08 | 2022-08-08 | N. A. | N. A. | B0723 | N. A. | N. A. | N. A. | SEMIFINISHED GOODS | N. A. | N. A. | N. A. | N. A. | N. A. | N. A. |  | N. A. | N. A. | N. A. | N. A. | N. A. | N. A. | N. A. | N. A. | N. A. | N. A. | 1 | SUB COMPONENTS | 0 | Initial issue | N | SUB COMPONENTS |  | No | No | N. A. | N. A. | N. A. | N. A.
B0723 | B0723.1364 | C.H.S. BARREL PLATE, ADLER, 38MM BARREL, 19MM WIDTH, 135DEG., 14 AUTO COMP. HOLES |  | B0723.1350 | 03 | 2012-07-05 | N. A. | N. A. | N. A. | QPF/B0723 | 02 | 2019-06-07 | 2022-06-07 | N. A. | N. A. | PS/B0723 | 04 | 2017-12-10 | 2010-12-10 | N. A. | N. A. | B0723 | TMF-1 | IU/1 | Class C | FINISHED GOODS | ADLER™ | C.H.S. BARREL PLATE, 38MM BARREL | 19MM WIDTH, 135DEG., 14 AUTO COMP. HOLES | 16 | No | Yes |  | No | N. A. | No | N. A. | No | Yes | No | Yes | M. L.: MFG/MD/2021/000369 |  | 1 | ADLER PRODUCTS\CHS IMPLANTS\CHS PLATES | 0 | Initial issue | Y | BONE PLATES |  | 1 | No | Yes | Yes | Yes | N. A.
B0723.1364F | B0723.1364F | CHS FORGING, 19MM WIDTH, 38MM BARREL, 316LVM, 135DEG. 14HOLES |  | B0710.1350F | 03 | 2012-07-05 | N. A. | N. A. | N. A. | QPR/B0710 | N. A. | N. A. | N. A. | N. A. | N. A. | PS/B0710 | 04 | 2019-08-08 | 2022-08-08 | N. A. | N. A. | B0723 | N. A. | N. A. | N. A. | SEMIFINISHED GOODS | N. A. | N. A. | N. A. | N. A. | N. A. | N. A. |  | N. A. | N. A. | N. A. | N. A. | N. A. | N. A. | N. A. | N. A. | N. A. | N. A. | 1 | SUB COMPONENTS | 0 | Initial issue | N | SUB COMPONENTS |  | No | No | N. A. | N. A. | N. A. | N. A.
B0723.1365F | B0723.1365F | CHS FORGING, 19MM WIDTH, 38MM BARREL, 316LVM, 135DEG. UPTO 15HOLES |  | B0710.1350F | 03 | 2012-07-05 | N. A. | N. A. | N. A. | QPF/B0710 | N. A. | N. A. | N. A. | N. A. | N. A. | PS/B0710 | 04 | 2019-08-08 | 2022-08-08 | N. A. | N. A. | B0723 | N. A. | N. A. | N. A. | SEMIFINISHED GOODS | N. A. | N. A. | N. A. | N. A. | N. A. | N. A. |  | N. A. | N. A. | N. A. | N. A. | N. A. | N. A. | N. A. | N. A. | N. A. | N. A. | 1 | SUB COMPONENTS | 0 | Initial issue | N | BONE PLATES |  | No | No | N. A. | N. A. | N. A. | N. A.
B0723 | B0723.1366 | C.H.S. BARREL PLATE, ADLER, 38MM BARREL, 19MM WIDTH, 135DEG., 16 AUTO COMP. HOLES |  | B0723.1350 | 03 | 2012-07-05 | N. A. | N. A. | N. A. | QPF/B0723 | 02 | 2019-06-07 | 2022-06-07 | N. A. | N. A. | PS/B0723 | 04 | 2017-12-10 | 2010-12-10 | N. A. | N. A. | B0723 | TMF-1 | IU/1 | Class C | FINISHED GOODS | ADLER™ | C.H.S. BARREL PLATE, 38MM BARREL | 19MM WIDTH, 135DEG., 16 AUTO COMP. HOLES | 16 | No | Yes |  | No | N. A. | No | N. A. | No | Yes | No | Yes | M. L.: MFG/MD/2021/000369 |  | 1 | ADLER PRODUCTS\CHS IMPLANTS\CHS PLATES | 0 | Initial issue | Y | BONE PLATES |  | 1 | No | Yes | Yes | Yes | N. A.
B0723.1366F | B0723.1366F | CHS FORGING, 19MM WIDTH, 38MM BARREL, 316LVM, 135DEG. 16HOLES |  | B0710.1350F | 03 | 2012-07-05 | N. A. | N. A. | N. A. | QPR/B0710 | N. A. | N. A. | N. A. | N. A. | N. A. | PS/B0710 | 04 | 2019-08-08 | 2022-08-08 | N. A. | N. A. | B0723 | N. A. | N. A. | N. A. | SEMIFINISHED GOODS | N. A. | N. A. | N. A. | N. A. | N. A. | N. A. |  | N. A. | N. A. | N. A. | N. A. | N. A. | N. A. | N. A. | N. A. | N. A. | N. A. | 1 | SUB COMPONENTS | 0 | Initial issue | N | SUB COMPONENTS |  | No | No | N. A. | N. A. | N. A. | N. A.
B0723.1367F | B0723.1367F | CHS FORGING, 19MM WIDTH, 38MM BARREL, 316LVM, 135DEG. 17HOLES |  | B0710.1350F | 03 | 2012-07-05 | N. A. | N. A. | N. A. | QPR/B0710 | N. A. | N. A. | N. A. | N. A. | N. A. | PS/B0710 | 04 | 2019-08-08 | 2022-08-08 | N. A. | N. A. | B0723 | N. A. | N. A. | N. A. | SEMIFINISHED GOODS | N. A. | N. A. | N. A. | N. A. | N. A. | N. A. |  | N. A. | N. A. | N. A. | N. A. | N. A. | N. A. | N. A. | N. A. | N. A. | N. A. | 1 | SUB COMPONENTS | 0 | Initial issue | N | SUB COMPONENTS |  | No | No | N. A. | N. A. | N. A. | N. A.
B0723.1368F | B0723.1368F | CHS FORGING, 19MM WIDTH, 38MM BARREL, 316LVM, 135DEG. UPTO 18HOLES |  | B0710.1350F | 03 | 2012-07-05 | N. A. | N. A. | N. A. | QPF/B0710 | N. A. | N. A. | N. A. | N. A. | N. A. | PS/B0710 | 04 | 2019-08-08 | 2022-08-08 | N. A. | N. A. | B0723 | N. A. | N. A. | N. A. | SEMIFINISHED GOODS | N. A. | N. A. | N. A. | N. A. | N. A. | N. A. |  | N. A. | N. A. | N. A. | N. A. | N. A. | N. A. | N. A. | N. A. | N. A. | N. A. | 1 | SUB COMPONENTS | 0 | Initial issue | N | BONE PLATES |  | No | No | N. A. | N. A. | N. A. | N. A.
B0723.1400F | B0723.1400F | CHS FORGING, 19MM WIDTH, 38MM BARREL, 316LVM, 140DEG. DOUBLE ENDED |  | B0723.1400F | 03 | 2012-07-05 | N. A. | N. A. | N. A. | QPF/B0710F | N. A. | N. A. | N. A. | N. A. | N. A. | PS/B0710FDE | 04 | 2019-08-08 | 2022-08-08 | N. A. | N. A. | B0723 | N. A. | N. A. | N. A. | SEMIFINISHED GOODS | N. A. | N. A. | N. A. | N. A. | N. A. | N. A. |  | N. A. | N. A. | N. A. | N. A. | N. A. | N. A. | N. A. | N. A. | N. A. | N. A. | 1 | SUB COMPONENTS | 0 | Initial issue | N | BONE PLATES |  | No | No | N. A. | N. A. | N. A. | N. A.
B0723 | B0723.1402 | C.H.S. BARREL PLATE, ADLER, 38MM BARREL, 19MM WIDTH, 140DEG., 2 AUTO COMP. HOLES |  | B0723.1400 | 03 | 2012-07-05 | N. A. | N. A. | N. A. | QPF/B0723 | 02 | 2019-06-07 | 2022-06-07 | N. A. | N. A. | PS/B0723 | 04 | 2017-12-10 | 2010-12-10 | N. A. | N. A. | B0723 | TMF-1 | IU/1 | Class C | FINISHED GOODS | ADLER™ | C.H.S. BARREL PLATE, 38MM BARREL | 19MM WIDTH, 140DEG., 2 AUTO COMP. HOLES | 16 | No | Yes |  | No | N. A. | No | N. A. | No | Yes | No | Yes | M. L.: MFG/MD/2021/000369 |  | 1 | ADLER PRODUCTS\CHS IMPLANTS\CHS PLATES | 0 | Initial issue | Y | BONE PLATES |  | 1 | No | Yes | Yes | Yes | N. A.
B0723.1402F | B0723.1402F | CHS FORGING, 19MM WIDTH, 38MM BARREL, 316LVM, 140DEG. 2HOLES |  | B0723.1400F | 03 | 2012-07-05 | N. A. | N. A. | N. A. | QPR/B0710 | N. A. | N. A. | N. A. | N. A. | N. A. | PS/B0710 | 04 | 2019-08-08 | 2022-08-08 | N. A. | N. A. | B0723 | N. A. | N. A. | N. A. | SEMIFINISHED GOODS | N. A. | N. A. | N. A. | N. A. | N. A. | N. A. |  | N. A. | N. A. | N. A. | N. A. | N. A. | N. A. | N. A. | N. A. | N. A. | N. A. | 1 | SUB COMPONENTS | 0 | Initial issue | N | BONE PLATES |  | No | No | N. A. | N. A. | N. A. | N. A.
B0723 | B0723.1403 | C.H.S. BARREL PLATE, ADLER, 38MM BARREL, 19MM WIDTH, 140DEG., 3 AUTO COMP. HOLES |  | B0723.1400 | 03 | 2012-07-05 | N. A. | N. A. | N. A. | QPF/B0723 | 02 | 2019-06-07 | 2022-06-07 | N. A. | N. A. | PS/B0723 | 04 | 2017-12-10 | 2010-12-10 | N. A. | N. A. | B0723 | TMF-1 | IU/1 | Class C | FINISHED GOODS | ADLER™ | C.H.S. BARREL PLATE, 38MM BARREL | 19MM WIDTH, 140DEG., 3 AUTO COMP. HOLES | 16 | No | Yes |  | No | N. A. | No | N. A. | No | Yes | No | Yes | M. L.: MFG/MD/2021/000369 |  | 1 | ADLER PRODUCTS\CHS IMPLANTS\CHS PLATES | 0 | Initial issue | Y | BONE PLATES |  | 1 | No | Yes | Yes | Yes | N. A.
B0723.1403F | B0723.1403F | CHS FORGING, 19MM WIDTH, 38MM BARREL, 316LVM, 140DEG. 3HOLES |  | B0723.1400F | 03 | 2012-07-05 | N. A. | N. A. | N. A. | QPR/B0710 | N. A. | N. A. | N. A. | N. A. | N. A. | PS/B0710 | 04 | 2019-08-08 | 2022-08-08 | N. A. | N. A. | B0723 | N. A. | N. A. | N. A. | SEMIFINISHED GOODS | N. A. | N. A. | N. A. | N. A. | N. A. | N. A. |  | N. A. | N. A. | N. A. | N. A. | N. A. | N. A. | N. A. | N. A. | N. A. | N. A. | 1 | SUB COMPONENTS | 0 | Initial issue | N | SUB COMPONENTS |  | No | No | N. A. | N. A. | N. A. | N. A.
B0723 | B0723.1404 | C.H.S. BARREL PLATE, ADLER, 38MM BARREL, 19MM WIDTH, 140DEG., 4 AUTO COMP. HOLES |  | B0723.1400 | 03 | 2012-07-05 | N. A. | N. A. | N. A. | QPF/B0723 | 02 | 2019-06-07 | 2022-06-07 | N. A. | N. A. | PS/B0723 | 04 | 2017-12-10 | 2010-12-10 | N. A. | N. A. | B0723 | TMF-1 | IU/1 | Class C | FINISHED GOODS | ADLER™ | C.H.S. BARREL PLATE, 38MM BARREL | 19MM WIDTH, 140DEG., 4 AUTO COMP. HOLES | 16 | No | Yes |  | No | N. A. | No | N. A. | No | Yes | No | Yes | M. L.: MFG/MD/2021/000369 |  | 1 | ADLER PRODUCTS\CHS IMPLANTS\CHS PLATES | 0 | Initial issue | Y | BONE PLATES |  | 1 | No | Yes | Yes | Yes | N. A.
B0723.1404F | B0723.1404F | CHS FORGING, 19MM WIDTH, 38MM BARREL, 316LVM, 140DEG. 4HOLES |  | B0723.1400F | 03 | 2012-07-05 | N. A. | N. A. | N. A. | QPR/B0710 | N. A. | N. A. | N. A. | N. A. | N. A. | PS/B0710 | 04 | 2017-12-10 | 2010-12-10 | N. A. | N. A. | B0723 | N. A. | N. A. | N. A. | SEMIFINISHED GOODS | N. A. | N. A. | N. A. | N. A. | N. A. | N. A. |  | N. A. | N. A. | N. A. | N. A. | N. A. | N. A. | N. A. | N. A. | N. A. | N. A. | 1 | SUB COMPONENTS | 0 | Initial issue | N | SUB COMPONENTS |  | No | No | N. A. | N. A. | N. A. | N. A.
B0723 | B0723.1405 | C.H.S. BARREL PLATE, ADLER, 38MM BARREL, 19MM WIDTH, 140DEG., 5 AUTO COMP. HOLES |  | B0723.1400 | 03 | 2012-07-05 | N. A. | N. A. | N. A. | QPF/B0723 | 02 | 2019-06-07 | 2022-06-07 | N. A. | N. A. | PS/B0723 | 04 | 2017-12-10 | 2010-12-10 | N. A. | N. A. | B0723 | TMF-1 | IU/1 | Class C | FINISHED GOODS | ADLER™ | C.H.S. BARREL PLATE, 38MM BARREL | 19MM WIDTH, 140DEG., 5 AUTO COMP. HOLES | 16 | No | Yes |  | No | N. A. | No | N. A. | No | Yes | No | Yes | M. L.: MFG/MD/2021/000369 |  | 1 | ADLER PRODUCTS\CHS IMPLANTS\CHS PLATES | 0 | Initial issue | Y | BONE PLATES |  | 1 | No | Yes | Yes | Yes | N. A.
B0723.1405F | B0723.1405F | CHS FORGING, 19MM WIDTH, 38MM BARREL, 316LVM, 140DEG. 5HOLES |  | B0723.1400F | 03 | 2012-07-05 | N. A. | N. A. | N. A. | QPR/B0710 | N. A. | N. A. | N. A. | N. A. | N. A. | PS/B0710 | 04 | 2019-08-08 | 2022-08-08 | N. A. | N. A. | B0723 | N. A. | N. A. | N. A. | SEMIFINISHED GOODS | N. A. | N. A. | N. A. | N. A. | N. A. | N. A. |  | N. A. | N. A. | N. A. | N. A. | N. A. | N. A. | N. A. | N. A. | N. A. | N. A. | 1 | SUB COMPONENTS | 0 | Initial issue | N | SUB COMPONENTS |  | No | No | N. A. | N. A. | N. A. | N. A.
B0723 | B0723.1406 | C.H.S. BARREL PLATE, ADLER, 38MM BARREL, 19MM WIDTH, 140DEG., 6 AUTO COMP. HOLES |  | B0723.1400 | 03 | 2012-07-05 | N. A. | N. A. | N. A. | QPF/B0723 | 02 | 2019-06-07 | 2022-06-07 | N. A. | N. A. | PS/B0723 | 04 | 2017-12-10 | 2010-12-10 | N. A. | N. A. | B0723 | TMF-1 | IU/1 | Class C | FINISHED GOODS | ADLER™ | C.H.S. BARREL PLATE, 38MM BARREL | 19MM WIDTH, 140DEG., 6 AUTO COMP. HOLES | 16 | No | Yes |  | No | N. A. | No | N. A. | No | Yes | No | Yes | M. L.: MFG/MD/2021/000369 |  | 1 | ADLER PRODUCTS\CHS IMPLANTS\CHS PLATES | 0 | Initial issue | Y | BONE PLATES |  | 1 | No | Yes | Yes | Yes | N. A.
B0723.1406F | B0723.1406F | CHS FORGING, 19MM WIDTH, 38MM BARREL, 316LVM, 140DEG. UPTO 6HOLES |  | B0723.1400F | 03 | 2012-07-05 | N. A. | N. A. | N. A. | QPF/B0710 | N. A. | N. A. | N. A. | N. A. | N. A. | PS/B0710 | 04 | 2019-08-08 | 2022-08-08 | N. A. | N. A. | B0723 | N. A. | N. A. | N. A. | SEMIFINISHED GOODS | N. A. | N. A. | N. A. | N. A. | N. A. | N. A. |  | N. A. | N. A. | N. A. | N. A. | N. A. | N. A. | N. A. | N. A. | N. A. | N. A. | 1 | SUB COMPONENTS | 0 | Initial issue | N | BONE PLATES |  | No | No | N. A. | N. A. | N. A. | N. A.
B0723 | B0723.1407 | C.H.S. BARREL PLATE, ADLER, 38MM BARREL, 19MM WIDTH, 140DEG., 7 AUTO COMP. HOLES |  | B0723.1400 | 03 | 2012-07-05 | N. A. | N. A. | N. A. | QPF/B0723 | 02 | 2019-06-07 | 2022-06-07 | N. A. | N. A. | PS/B0723 | 04 | 2017-12-10 | 2010-12-10 | N. A. | N. A. | B0723 | TMF-1 | IU/1 | Class C | FINISHED GOODS | ADLER™ | C.H.S. BARREL PLATE, 38MM BARREL | 19MM WIDTH, 140DEG., 7 AUTO COMP. HOLES | 16 | No | Yes |  | No | N. A. | No | N. A. | No | Yes | No | Yes | M. L.: MFG/MD/2021/000369 |  | 1 | ADLER PRODUCTS\CHS IMPLANTS\CHS PLATES | 0 | Initial issue | Y | BONE PLATES |  | 1 | No | Yes | Yes | Yes | N. A.
B0723.1407F | B0723.1407F | CHS FORGING, 19MM WIDTH, 38MM BARREL, 316LVM, 140DEG. 7HOLES |  | B0723.1400F | 03 | 2012-07-05 | N. A. | N. A. | N. A. | QPR/B0710 | N. A. | N. A. | N. A. | N. A. | N. A. | PS/B0710 | 04 | 2019-08-08 | 2022-08-08 | N. A. | N. A. | B0723 | N. A. | N. A. | N. A. | SEMIFINISHED GOODS | N. A. | N. A. | N. A. | N. A. | N. A. | N. A. |  | N. A. | N. A. | N. A. | N. A. | N. A. | N. A. | N. A. | N. A. | N. A. | N. A. | 1 | SUB COMPONENTS | 0 | Initial issue | N | SUB COMPONENTS |  | No | No | N. A. | N. A. | N. A. | N. A.
B0723 | B0723.1408 | C.H.S. BARREL PLATE, ADLER, 38MM BARREL, 19MM WIDTH, 140DEG., 8 AUTO COMP. HOLES |  | B0723.1400 | 03 | 2012-07-05 | N. A. | N. A. | N. A. | QPF/B0723 | 02 | 2019-06-07 | 2022-06-07 | N. A. | N. A. | PS/B0723 | 04 | 2017-12-10 | 2010-12-10 | N. A. | N. A. | B0723 | TMF-1 | IU/1 | Class C | FINISHED GOODS | ADLER™ | C.H.S. BARREL PLATE, 38MM BARREL | 19MM WIDTH, 140DEG., 8 AUTO COMP. HOLES | 16 | No | Yes |  | No | N. A. | No | N. A. | No | Yes | No | Yes | M. L.: MFG/MD/2021/000369 |  | 1 | ADLER PRODUCTS\CHS IMPLANTS\CHS PLATES | 0 | Initial issue | Y | BONE PLATES |  | 1 | No | Yes | Yes | Yes | N. A.
B0723.1408F | B0723.1408F | CHS FORGING, 19MM WIDTH, 38MM BARREL, 316LVM, 140DEG. 8HOLES |  | B0723.1400F | 03 | 2012-07-05 | N. A. | N. A. | N. A. | QPR/B0710 | N. A. | N. A. | N. A. | N. A. | N. A. | PS/B0710 | 04 | 2019-08-08 | 2022-08-08 | N. A. | N. A. | B0723 | N. A. | N. A. | N. A. | SEMIFINISHED GOODS | N. A. | N. A. | N. A. | N. A. | N. A. | N. A. |  | N. A. | N. A. | N. A. | N. A. | N. A. | N. A. | N. A. | N. A. | N. A. | N. A. | 1 | SUB COMPONENTS | 0 | Initial issue | N | SUB COMPONENTS |  | No | No | N. A. | N. A. | N. A. | N. A.
B0723 | B0723.1409 | C.H.S. BARREL PLATE, ADLER, 38MM BARREL, 19MM WIDTH, 140DEG., 9 AUTO COMP. HOLES |  | B0723.1400 | 03 | 2012-07-05 | N. A. | N. A. | N. A. | QPF/B0723 | 02 | 2019-06-07 | 2022-06-07 | N. A. | N. A. | PS/B0723 | 04 | 2017-12-10 | 2010-12-10 | N. A. | N. A. | B0723 | TMF-1 | IU/1 | Class C | FINISHED GOODS | ADLER™ | C.H.S. BARREL PLATE, 38MM BARREL | 19MM WIDTH, 140DEG., 9 AUTO COMP. HOLES | 16 | No | Yes |  | No | N. A. | No | N. A. | No | Yes | No | Yes | M. L.: MFG/MD/2021/000369 |  | 1 | ADLER PRODUCTS\CHS IMPLANTS\CHS PLATES | 0 | Initial issue | Y | BONE PLATES |  | 1 | No | Yes | Yes | Yes | N. A.
B0723.1409F | B0723.1409F | CHS FORGING, 19MM WIDTH, 38MM BARREL, 316LVM, 140DEG. UPTO 9HOLES |  | B0723.1400F | 03 | 2012-07-05 | N. A. | N. A. | N. A. | QPF/B0710 | N. A. | N. A. | N. A. | N. A. | N. A. | PS/B0710 | 04 | 2019-08-08 | 2022-08-08 | N. A. | N. A. | B0723 | N. A. | N. A. | N. A. | SEMIFINISHED GOODS | N. A. | N. A. | N. A. | N. A. | N. A. | N. A. |  | N. A. | N. A. | N. A. | N. A. | N. A. | N. A. | N. A. | N. A. | N. A. | N. A. | 1 | SUB COMPONENTS | 0 | Initial issue | N | BONE PLATES |  | No | No | N. A. | N. A. | N. A. | N. A.
B0723 | B0723.1410 | C.H.S. BARREL PLATE, ADLER, 38MM BARREL, 19MM WIDTH, 140DEG., 10 AUTO COMP. HOLES |  | B0723.1400 | 03 | 2012-07-05 | N. A. | N. A. | N. A. | QPF/B0723 | 02 | 2019-06-07 | 2022-06-07 | N. A. | N. A. | PS/B0723 | 04 | 2017-12-10 | 2010-12-10 | N. A. | N. A. | B0723 | TMF-1 | IU/1 | Class C | FINISHED GOODS | ADLER™ | C.H.S. BARREL PLATE, 38MM BARREL | 19MM WIDTH, 140DEG., 10 AUTO COMP. HOLES | 16 | No | Yes |  | No | N. A. | No | N. A. | No | Yes | No | Yes | M. L.: MFG/MD/2021/000369 |  | 1 | ADLER PRODUCTS\CHS IMPLANTS\CHS PLATES | 0 | Initial issue | Y | BONE PLATES |  | 1 | No | Yes | Yes | Yes | N. A.
B0723.1410F | B0723.1410F | CHS FORGING, 19MM WIDTH, 38MM BARREL, 316LVM, 140DEG. 10HOLES |  | B0723.1400F | 03 | 2012-07-05 | N. A. | N. A. | N. A. | QPR/B0710 | N. A. | N. A. | N. A. | N. A. | N. A. | PS/B0710 | 04 | 2019-08-08 | 2022-08-08 | N. A. | N. A. | B0723 | N. A. | N. A. | N. A. | SEMIFINISHED GOODS | N. A. | N. A. | N. A. | N. A. | N. A. | N. A. |  | N. A. | N. A. | N. A. | N. A. | N. A. | N. A. | N. A. | N. A. | N. A. | N. A. | 1 | SUB COMPONENTS | 0 | Initial issue | N | SUB COMPONENTS |  | No | No | N. A. | N. A. | N. A. | N. A.
B0723 | B0723.1411 | C.H.S. BARREL PLATE, ADLER, 38MM BARREL, 19MM WIDTH, 140DEG., 11 AUTO COMP. HOLES |  | B0723.1400 | 03 | 2012-07-05 | N. A. | N. A. | N. A. | QPF/B0723 | 02 | 2019-06-07 | 2022-06-07 | N. A. | N. A. | PS/B0723 | 04 | 2017-12-10 | 2010-12-10 | N. A. | N. A. | B0723 | TMF-1 | IU/1 | Class C | FINISHED GOODS | ADLER™ | C.H.S. BARREL PLATE, 38MM BARREL | 19MM WIDTH, 140DEG., 11 AUTO COMP. HOLES | 16 | No | Yes |  | No | N. A. | No | N. A. | No | Yes | No | Yes | M. L.: MFG/MD/2021/000369 |  | 1 | ADLER PRODUCTS\CHS IMPLANTS\CHS PLATES | 0 | Initial issue | Y | BONE PLATES |  | 1 | No | Yes | Yes | Yes | N. A.
B0723.1411F | B0723.1411F | CHS FORGING, 19MM WIDTH, 38MM BARREL, 316LVM, 140DEG. 11HOLES |  | B0723.1400F | 03 | 2012-07-05 | N. A. | N. A. | N. A. | QPR/B0710 | N. A. | N. A. | N. A. | N. A. | N. A. | PS/B0710 | 04 | 2019-08-08 | 2022-08-08 | N. A. | N. A. | B0723 | N. A. | N. A. | N. A. | SEMIFINISHED GOODS | N. A. | N. A. | N. A. | N. A. | N. A. | N. A. |  | N. A. | N. A. | N. A. | N. A. | N. A. | N. A. | N. A. | N. A. | N. A. | N. A. | 1 | SUB COMPONENTS | 0 | Initial issue | N | SUB COMPONENTS |  | No | No | N. A. | N. A. | N. A. | N. A.
B0723 | B0723.1412 | C.H.S. BARREL PLATE, ADLER, 38MM BARREL, 19MM WIDTH, 140DEG., 12 AUTO COMP. HOLES |  | B0723.1400 | 03 | 2012-07-05 | N. A. | N. A. | N. A. | QPF/B0723 | 02 | 2019-06-07 | 2022-06-07 | N. A. | N. A. | PS/B0723 | 04 | 2017-12-10 | 2010-12-10 | N. A. | N. A. | B0723 | TMF-1 | IU/1 | Class C | FINISHED GOODS | ADLER™ | C.H.S. BARREL PLATE, 38MM BARREL | 19MM WIDTH, 140DEG., 12 AUTO COMP. HOLES | 16 | No | Yes |  | No | N. A. | No | N. A. | No | Yes | No | Yes | M. L.: MFG/MD/2021/000369 |  | 1 | ADLER PRODUCTS\CHS IMPLANTS\CHS PLATES | 0 | Initial issue | Y | BONE PLATES |  | 1 | No | Yes | Yes | Yes | N. A.
B0723.1412F | B0723.1412F | CHS FORGING, 19MM WIDTH, 38MM BARREL, 316LVM, 140DEG. UPTO 12HOLES |  | B0723.1400F | 03 | 2012-07-05 | N. A. | N. A. | N. A. | QPF/B0710 | N. A. | N. A. | N. A. | N. A. | N. A. | PS/B0710 | 04 | 2019-08-08 | 2022-08-08 | N. A. | N. A. | B0723 | N. A. | N. A. | N. A. | SEMIFINISHED GOODS | N. A. | N. A. | N. A. | N. A. | N. A. | N. A. |  | N. A. | N. A. | N. A. | N. A. | N. A. | N. A. | N. A. | N. A. | N. A. | N. A. | 1 | SUB COMPONENTS | 0 | Initial issue | N | BONE PLATES |  | No | No | N. A. | N. A. | N. A. | N. A.
B0723.1413F | B0723.1413F | CHS FORGING, 19MM WIDTH, 38MM BARREL, 316LVM, 140DEG. 13HOLES |  | B0723.1400F | 03 | 2012-07-05 | N. A. | N. A. | N. A. | QPR/B0710 | N. A. | N. A. | N. A. | N. A. | N. A. | PS/B0710 | 04 | 2019-08-08 | 2022-08-08 | N. A. | N. A. | B0723 | N. A. | N. A. | N. A. | SEMIFINISHED GOODS | N. A. | N. A. | N. A. | N. A. | N. A. | N. A. |  | N. A. | N. A. | N. A. | N. A. | N. A. | N. A. | N. A. | N. A. | N. A. | N. A. | 1 | SUB COMPONENTS | 0 | Initial issue | N | SUB COMPONENTS |  | No | No | N. A. | N. A. | N. A. | N. A.
B0723.1414F | B0723.1414F | CHS FORGING, 19MM WIDTH, 38MM BARREL, 316LVM, 140DEG. 14HOLES |  | B0723.1400F | 03 | 2012-07-05 | N. A. | N. A. | N. A. | QPR/B0710 | N. A. | N. A. | N. A. | N. A. | N. A. | PS/B0710 | 04 | 2019-08-08 | 2022-08-08 | N. A. | N. A. | B0723 | N. A. | N. A. | N. A. | SEMIFINISHED GOODS | N. A. | N. A. | N. A. | N. A. | N. A. | N. A. |  | N. A. | N. A. | N. A. | N. A. | N. A. | N. A. | N. A. | N. A. | N. A. | N. A. | 1 | SUB COMPONENTS | 0 | Initial issue | N | SUB COMPONENTS |  | No | No | N. A. | N. A. | N. A. | N. A.
B0723.1415F | B0723.1415F | CHS FORGING, 19MM WIDTH, 38MM BARREL, 316LVM, 140DEG. UPTO 15HOLES |  | B0723.1400F | 03 | 2012-07-05 | N. A. | N. A. | N. A. | QPF/B0710 | N. A. | N. A. | N. A. | N. A. | N. A. | PS/B0710 | 04 | 2019-08-08 | 2022-08-08 | N. A. | N. A. | B0723 | N. A. | N. A. | N. A. | SEMIFINISHED GOODS | N. A. | N. A. | N. A. | N. A. | N. A. | N. A. |  | N. A. | N. A. | N. A. | N. A. | N. A. | N. A. | N. A. | N. A. | N. A. | N. A. | 1 | SUB COMPONENTS | 0 | Initial issue | N | BONE PLATES |  | No | No | N. A. | N. A. | N. A. | N. A.
B0723.1416F | B0723.1416F | CHS FORGING, 19MM WIDTH, 38MM BARREL, 316LVM, 140DEG. 16HOLES |  | B0723.1400F | 03 | 2012-07-05 | N. A. | N. A. | N. A. | QPR/B0710 | N. A. | N. A. | N. A. | N. A. | N. A. | PS/B0710 | 04 | 2019-08-08 | 2022-08-08 | N. A. | N. A. | B0723 | N. A. | N. A. | N. A. | SEMIFINISHED GOODS | N. A. | N. A. | N. A. | N. A. | N. A. | N. A. |  | N. A. | N. A. | N. A. | N. A. | N. A. | N. A. | N. A. | N. A. | N. A. | N. A. | 1 | SUB COMPONENTS | 0 | Initial issue | N | SUB COMPONENTS |  | No | No | N. A. | N. A. | N. A. | N. A.
B0723.1417F | B0723.1417F | CHS FORGING, 19MM WIDTH, 38MM BARREL, 316LVM, 140DEG. 17HOLES |  | B0723.1400F | 03 | 2012-07-05 | N. A. | N. A. | N. A. | QPR/B0710 | N. A. | N. A. | N. A. | N. A. | N. A. | PS/B0710 | 04 | 2019-08-08 | 2022-08-08 | N. A. | N. A. | B0723 | N. A. | N. A. | N. A. | SEMIFINISHED GOODS | N. A. | N. A. | N. A. | N. A. | N. A. | N. A. |  | N. A. | N. A. | N. A. | N. A. | N. A. | N. A. | N. A. | N. A. | N. A. | N. A. | 1 | SUB COMPONENTS | 0 | Initial issue | N | SUB COMPONENTS |  | No | No | N. A. | N. A. | N. A. | N. A.
B0723.1418F | B0723.1418F | CHS FORGING, 19MM WIDTH, 38MM BARREL, 316LVM, 140DEG. UPTO 18HOLES |  | B0723.1400F | 03 | 2012-07-05 | N. A. | N. A. | N. A. | QPF/B0710 | N. A. | N. A. | N. A. | N. A. | N. A. | PS/B0710 | 04 | 2019-08-08 | 2022-08-08 | N. A. | N. A. | B0723 | N. A. | N. A. | N. A. | SEMIFINISHED GOODS | N. A. | N. A. | N. A. | N. A. | N. A. | N. A. |  | N. A. | N. A. | N. A. | N. A. | N. A. | N. A. | N. A. | N. A. | N. A. | N. A. | 1 | SUB COMPONENTS | 0 | Initial issue | N | BONE PLATES |  | No | No | N. A. | N. A. | N. A. | N. A.
B0723.1450F | B0723.1450F | CHS FORGING, 19MM WIDTH, 38MM BARREL, 316LVM, 145DEG. DOUBLE ENDED |  | B0723.1450F | 03 | 2012-07-05 | N. A. | N. A. | N. A. | QPF/B0710F | N. A. | N. A. | N. A. | N. A. | N. A. | PS/B0710FDE | 04 | 2019-08-08 | 2022-08-08 | N. A. | N. A. | B0723 | N. A. | N. A. | N. A. | SEMIFINISHED GOODS | N. A. | N. A. | N. A. | N. A. | N. A. | N. A. |  | N. A. | N. A. | N. A. | N. A. | N. A. | N. A. | N. A. | N. A. | N. A. | N. A. | 1 | SUB COMPONENTS | 0 | Initial issue | N | BONE PLATES |  | No | No | N. A. | N. A. | N. A. | N. A.
B0723 | B0723.1452 | C.H.S. BARREL PLATE, ADLER, 38MM BARREL, 19MM WIDTH, 145DEG., 2 AUTO COMP. HOLES |  | B0723.1450 | 03 | 2012-07-05 | N. A. | N. A. | N. A. | QPF/B0723 | 02 | 2019-06-07 | 2022-06-07 | N. A. | N. A. | PS/B0723 | 04 | 2017-12-10 | 2010-12-10 | N. A. | N. A. | B0723 | TMF-1 | IU/1 | Class C | FINISHED GOODS | ADLER™ | C.H.S. BARREL PLATE, 38MM BARREL | 19MM WIDTH, 145DEG., 2 AUTO COMP. HOLES | 16 | No | Yes |  | No | N. A. | No | N. A. | No | Yes | No | Yes | M. L.: MFG/MD/2021/000369 |  | 1 | ADLER PRODUCTS\CHS IMPLANTS\CHS PLATES | 0 | Initial issue | Y | BONE PLATES |  | 1 | No | Yes | Yes | Yes | N. A.
B0723.1452F | B0723.1452F | CHS FORGING, 19MM WIDTH, 38MM BARREL, 316LVM, 145DEG. 2HOLES |  | B0723.1450F | 03 | 2012-07-05 | N. A. | N. A. | N. A. | QPR/B0710 | N. A. | N. A. | N. A. | N. A. | N. A. | PS/B0710 | 04 | 2019-08-08 | 2022-08-08 | N. A. | N. A. | B0723 | N. A. | N. A. | N. A. | SEMIFINISHED GOODS | N. A. | N. A. | N. A. | N. A. | N. A. | N. A. |  | N. A. | N. A. | N. A. | N. A. | N. A. | N. A. | N. A. | N. A. | N. A. | N. A. | 1 | SUB COMPONENTS | 0 | Initial issue | N | BONE PLATES |  | No | No | N. A. | N. A. | N. A. | N. A.
B0723 | B0723.1453 | C.H.S. BARREL PLATE, ADLER, 38MM BARREL, 19MM WIDTH, 145DEG., 3 AUTO COMP. HOLES |  | B0723.1450 | 03 | 2012-07-05 | N. A. | N. A. | N. A. | QPF/B0723 | 02 | 2019-06-07 | 2022-06-07 | N. A. | N. A. | PS/B0723 | 04 | 2017-12-10 | 2010-12-10 | N. A. | N. A. | B0723 | TMF-1 | IU/1 | Class C | FINISHED GOODS | ADLER™ | C.H.S. BARREL PLATE, 38MM BARREL | 19MM WIDTH, 145DEG., 3 AUTO COMP. HOLES | 16 | No | Yes |  | No | N. A. | No | N. A. | No | Yes | No | Yes | M. L.: MFG/MD/2021/000369 |  | 1 | ADLER PRODUCTS\CHS IMPLANTS\CHS PLATES | 0 | Initial issue | Y | BONE PLATES |  | 1 | No | Yes | Yes | Yes | N. A.
B0723.1453F | B0723.1453F | CHS FORGING, 19MM WIDTH, 38MM BARREL, 316LVM, 145DEG. 3HOLES |  | B0723.1450F | 03 | 2012-07-05 | N. A. | N. A. | N. A. | QPR/B0710 | N. A. | N. A. | N. A. | N. A. | N. A. | PS/B0710 | 04 | 2019-08-08 | 2022-08-08 | N. A. | N. A. | B0723 | N. A. | N. A. | N. A. | SEMIFINISHED GOODS | N. A. | N. A. | N. A. | N. A. | N. A. | N. A. |  | N. A. | N. A. | N. A. | N. A. | N. A. | N. A. | N. A. | N. A. | N. A. | N. A. | 1 | SUB COMPONENTS | 0 | Initial issue | N | SUB COMPONENTS |  | No | No | N. A. | N. A. | N. A. | N. A.
B0723 | B0723.1454 | C.H.S. BARREL PLATE, ADLER, 38MM BARREL, 19MM WIDTH, 145DEG., 4 AUTO COMP. HOLES |  | B0723.1450 | 03 | 2012-07-05 | N. A. | N. A. | N. A. | QPF/B0723 | 02 | 2019-06-07 | 2022-06-07 | N. A. | N. A. | PS/B0723 | 04 | 2017-12-10 | 2010-12-10 | N. A. | N. A. | B0723 | TMF-1 | IU/1 | Class C | FINISHED GOODS | ADLER™ | C.H.S. BARREL PLATE, 38MM BARREL | 19MM WIDTH, 145DEG., 4 AUTO COMP. HOLES | 16 | No | Yes |  | No | N. A. | No | N. A. | No | Yes | No | Yes | M. L.: MFG/MD/2021/000369 |  | 1 | ADLER PRODUCTS\CHS IMPLANTS\CHS PLATES | 0 | Initial issue | Y | BONE PLATES |  | 1 | No | Yes | Yes | Yes | N. A.
B0723.1454F | B0723.1454F | CHS FORGING, 19MM WIDTH, 38MM BARREL, 316LVM, 145DEG. 4HOLES |  | B0723.1450F | 03 | 2012-07-05 | N. A. | N. A. | N. A. | QPR/B0710 | N. A. | N. A. | N. A. | N. A. | N. A. | PS/B0710 | 04 | 2019-08-08 | 2022-08-08 | N. A. | N. A. | B0723 | N. A. | N. A. | N. A. | SEMIFINISHED GOODS | N. A. | N. A. | N. A. | N. A. | N. A. | N. A. |  | N. A. | N. A. | N. A. | N. A. | N. A. | N. A. | N. A. | N. A. | N. A. | N. A. | 1 | SUB COMPONENTS | 0 | Initial issue | N | SUB COMPONENTS |  | No | No | N. A. | N. A. | N. A. | N. A.
B0723 | B0723.1455 | C.H.S. BARREL PLATE, ADLER, 38MM BARREL, 19MM WIDTH, 145DEG., 5 AUTO COMP. HOLES |  | B0723.1450 | 03 | 2012-07-05 | N. A. | N. A. | N. A. | QPF/B0723 | 02 | 2019-06-07 | 2022-06-07 | N. A. | N. A. | PS/B0723 | 04 | 2017-12-10 | 2010-12-10 | N. A. | N. A. | B0723 | TMF-1 | IU/1 | Class C | FINISHED GOODS | ADLER™ | C.H.S. BARREL PLATE, 38MM BARREL | 19MM WIDTH, 145DEG., 5 AUTO COMP. HOLES | 16 | No | Yes |  | No | N. A. | No | N. A. | No | Yes | No | Yes | M. L.: MFG/MD/2021/000369 |  | 1 | ADLER PRODUCTS\CHS IMPLANTS\CHS PLATES | 0 | Initial issue | Y | BONE PLATES |  | 1 | No | Yes | Yes | Yes | N. A.
B0723.1455F | B0723.1455F | CHS FORGING, 19MM WIDTH, 38MM BARREL, 316LVM, 145DEG. 5HOLES |  | B0723.1450F | 03 | 2012-07-05 | N. A. | N. A. | N. A. | QPR/B0710 | N. A. | N. A. | N. A. | N. A. | N. A. | PS/B0710 | 04 | 2019-08-08 | 2022-08-08 | N. A. | N. A. | B0723 | N. A. | N. A. | N. A. | SEMIFINISHED GOODS | N. A. | N. A. | N. A. | N. A. | N. A. | N. A. |  | N. A. | N. A. | N. A. | N. A. | N. A. | N. A. | N. A. | N. A. | N. A. | N. A. | 1 | SUB COMPONENTS | 0 | Initial issue | N | SUB COMPONENTS |  | No | No | N. A. | N. A. | N. A. | N. A.
B0723 | B0723.1456 | C.H.S. BARREL PLATE, ADLER, 38MM BARREL, 19MM WIDTH, 145DEG., 6 AUTO COMP. HOLES |  | B0723.1450 | 03 | 2012-07-05 | N. A. | N. A. | N. A. | QPF/B0723 | 02 | 2019-06-07 | 2022-06-07 | N. A. | N. A. | PS/B0723 | 04 | 2017-12-10 | 2010-12-10 | N. A. | N. A. | B0723 | TMF-1 | IU/1 | Class C | FINISHED GOODS | ADLER™ | C.H.S. BARREL PLATE, 38MM BARREL | 19MM WIDTH, 145DEG., 6 AUTO COMP. HOLES | 16 | No | Yes |  | No | N. A. | No | N. A. | No | Yes | No | Yes | M. L.: MFG/MD/2021/000369 |  | 1 | ADLER PRODUCTS\CHS IMPLANTS\CHS PLATES | 0 | Initial issue | Y | BONE PLATES |  | 1 | No | Yes | Yes | Yes | N. A.
B0723.1456F | B0723.1456F | CHS FORGING, 19MM WIDTH, 38MM BARREL, 316LVM, 145DEG. UPTO 6HOLES |  | B0723.1450F | 03 | 2012-07-05 | N. A. | N. A. | N. A. | QPF/B0710 | N. A. | N. A. | N. A. | N. A. | N. A. | PS/B0710 | 04 | 2019-08-08 | 2022-08-08 | N. A. | N. A. | B0723 | N. A. | N. A. | N. A. | SEMIFINISHED GOODS | N. A. | N. A. | N. A. | N. A. | N. A. | N. A. |  | N. A. | N. A. | N. A. | N. A. | N. A. | N. A. | N. A. | N. A. | N. A. | N. A. | 1 | SUB COMPONENTS | 0 | Initial issue | N | BONE PLATES |  | No | No | N. A. | N. A. | N. A. | N. A.
B0723 | B0723.1457 | C.H.S. BARREL PLATE, ADLER, 38MM BARREL, 19MM WIDTH, 145DEG., 7 AUTO COMP. HOLES |  | B0723.1450 | 03 | 2012-07-05 | N. A. | N. A. | N. A. | QPF/B0723 | 02 | 2019-06-07 | 2022-06-07 | N. A. | N. A. | PS/B0723 | 04 | 2017-12-10 | 2010-12-10 | N. A. | N. A. | B0723 | TMF-1 | IU/1 | Class C | FINISHED GOODS | ADLER™ | C.H.S. BARREL PLATE, 38MM BARREL | 19MM WIDTH, 145DEG., 7 AUTO COMP. HOLES | 16 | No | Yes |  | No | N. A. | No | N. A. | No | Yes | No | Yes | M. L.: MFG/MD/2021/000369 |  | 1 | ADLER PRODUCTS\CHS IMPLANTS\CHS PLATES | 0 | Initial issue | Y | BONE PLATES |  | 1 | No | Yes | Yes | Yes | N. A.
B0723.1457F | B0723.1457F | CHS FORGING, 19MM WIDTH, 38MM BARREL, 316LVM, 145DEG. 7HOLES |  | B0723.1450F | 03 | 2012-07-05 | N. A. | N. A. | N. A. | QPR/B0710 | N. A. | N. A. | N. A. | N. A. | N. A. | PS/B0710 | 04 | 2019-08-08 | 2022-08-08 | N. A. | N. A. | B0723 | N. A. | N. A. | N. A. | SEMIFINISHED GOODS | N. A. | N. A. | N. A. | N. A. | N. A. | N. A. |  | N. A. | N. A. | N. A. | N. A. | N. A. | N. A. | N. A. | N. A. | N. A. | N. A. | 1 | SUB COMPONENTS | 0 | Initial issue | N | SUB COMPONENTS |  | No | No | N. A. | N. A. | N. A. | N. A.
B0723 | B0723.1458 | C.H.S. BARREL PLATE, ADLER, 38MM BARREL, 19MM WIDTH, 145DEG., 8 AUTO COMP. HOLES |  | B0723.1450 | 03 | 2012-07-05 | N. A. | N. A. | N. A. | QPF/B0723 | 02 | 2019-06-07 | 2022-06-07 | N. A. | N. A. | PS/B0723 | 04 | 2017-12-10 | 2010-12-10 | N. A. | N. A. | B0723 | TMF-1 | IU/1 | Class C | FINISHED GOODS | ADLER™ | C.H.S. BARREL PLATE, 38MM BARREL | 19MM WIDTH, 145DEG., 8 AUTO COMP. HOLES | 16 | No | Yes |  | No | N. A. | No | N. A. | No | Yes | No | Yes | M. L.: MFG/MD/2021/000369 |  | 1 | ADLER PRODUCTS\CHS IMPLANTS\CHS PLATES | 0 | Initial issue | Y | BONE PLATES |  | 1 | No | Yes | Yes | Yes | N. A.
B0723.1458F | B0723.1458F | CHS FORGING, 19MM WIDTH, 38MM BARREL, 316LVM, 145DEG. 8HOLES |  | B0723.1450F | 03 | 2012-07-05 | N. A. | N. A. | N. A. | QPR/B0710 | N. A. | N. A. | N. A. | N. A. | N. A. | PS/B0710 | 04 | 2019-08-08 | 2022-08-08 | N. A. | N. A. | B0723 | N. A. | N. A. | N. A. | SEMIFINISHED GOODS | N. A. | N. A. | N. A. | N. A. | N. A. | N. A. |  | N. A. | N. A. | N. A. | N. A. | N. A. | N. A. | N. A. | N. A. | N. A. | N. A. | 1 | SUB COMPONENTS | 0 | Initial issue | N | SUB COMPONENTS |  | No | No | N. A. | N. A. | N. A. | N. A.
B0723 | B0723.1459 | C.H.S. BARREL PLATE, ADLER, 38MM BARREL, 19MM WIDTH, 145DEG., 9 AUTO COMP. HOLES |  | B0723.1450 | 03 | 2012-07-05 | N. A. | N. A. | N. A. | QPF/B0723 | 02 | 2019-06-07 | 2022-06-07 | N. A. | N. A. | PS/B0723 | 04 | 2017-12-10 | 2010-12-10 | N. A. | N. A. | B0723 | TMF-1 | IU/1 | Class C | FINISHED GOODS | ADLER™ | C.H.S. BARREL PLATE, 38MM BARREL | 19MM WIDTH, 145DEG., 9 AUTO COMP. HOLES | 16 | No | Yes |  | No | N. A. | No | N. A. | No | Yes | No | Yes | M. L.: MFG/MD/2021/000369 |  | 1 | ADLER PRODUCTS\CHS IMPLANTS\CHS PLATES | 0 | Initial issue | Y | BONE PLATES |  | 1 | No | Yes | Yes | Yes | N. A.
B0723.1459F | B0723.1459F | CHS FORGING, 19MM WIDTH, 38MM BARREL, 316LVM, 145DEG. UPTO 9HOLES |  | B0723.1450F | 03 | 2012-07-05 | N. A. | N. A. | N. A. | QPF/B0710 | N. A. | N. A. | N. A. | N. A. | N. A. | PS/B0710 | 04 | 2019-08-08 | 2022-08-08 | N. A. | N. A. | B0723 | N. A. | N. A. | N. A. | SEMIFINISHED GOODS | N. A. | N. A. | N. A. | N. A. | N. A. | N. A. |  | N. A. | N. A. | N. A. | N. A. | N. A. | N. A. | N. A. | N. A. | N. A. | N. A. | 1 | SUB COMPONENTS | 0 | Initial issue | N | BONE PLATES |  | No | No | N. A. | N. A. | N. A. | N. A.
B0723 | B0723.1460 | C.H.S. BARREL PLATE, ADLER, 38MM BARREL, 19MM WIDTH, 145DEG., 10 AUTO COMP. HOLES |  | B0723.1450 | 03 | 2012-07-05 | N. A. | N. A. | N. A. | QPF/B0723 | 02 | 2019-06-07 | 2022-06-07 | N. A. | N. A. | PS/B0723 | 04 | 2017-12-10 | 2010-12-10 | N. A. | N. A. | B0723 | TMF-1 | IU/1 | Class C | FINISHED GOODS | ADLER™ | C.H.S. BARREL PLATE, 38MM BARREL | 19MM WIDTH, 145DEG., 10 AUTO COMP. HOLES | 16 | No | Yes |  | No | N. A. | No | N. A. | No | Yes | No | Yes | M. L.: MFG/MD/2021/000369 |  | 1 | ADLER PRODUCTS\CHS IMPLANTS\CHS PLATES | 0 | Initial issue | Y | BONE PLATES |  | 1 | No | Yes | Yes | Yes | N. A.
B0723.1460F | B0723.1460F | CHS FORGING, 19MM WIDTH, 38MM BARREL, 316LVM, 145DEG. 10HOLES |  | B0723.1450F | 03 | 2012-07-05 | N. A. | N. A. | N. A. | QPR/B0710 | N. A. | N. A. | N. A. | N. A. | N. A. | PS/B0710 | 04 | 2019-08-08 | 2022-08-08 | N. A. | N. A. | B0723 | N. A. | N. A. | N. A. | SEMIFINISHED GOODS | N. A. | N. A. | N. A. | N. A. | N. A. | N. A. |  | N. A. | N. A. | N. A. | N. A. | N. A. | N. A. | N. A. | N. A. | N. A. | N. A. | 1 | SUB COMPONENTS | 0 | Initial issue | N | SUB COMPONENTS |  | No | No | N. A. | N. A. | N. A. | N. A.
B0723 | B0723.1461 | C.H.S. BARREL PLATE, ADLER, 38MM BARREL, 19MM WIDTH, 145DEG., 11 AUTO COMP. HOLES |  | B0723.1450 | 03 | 2012-07-05 | N. A. | N. A. | N. A. | QPF/B0723 | 02 | 2019-06-07 | 2022-06-07 | N. A. | N. A. | PS/B0723 | 04 | 2017-12-10 | 2010-12-10 | N. A. | N. A. | B0723 | TMF-1 | IU/1 | Class C | FINISHED GOODS | ADLER™ | C.H.S. BARREL PLATE, 38MM BARREL | 19MM WIDTH, 145DEG., 11 AUTO COMP. HOLES | 16 | No | Yes |  | No | N. A. | No | N. A. | No | Yes | No | Yes | M. L.: MFG/MD/2021/000369 |  | 1 | ADLER PRODUCTS\CHS IMPLANTS\CHS PLATES | 0 | Initial issue | Y | BONE PLATES |  | 1 | No | Yes | Yes | Yes | N. A.
B0723.1461F | B0723.1461F | CHS FORGING, 19MM WIDTH, 38MM BARREL, 316LVM, 145DEG. 11HOLES |  | B0723.1450F | 03 | 2012-07-05 | N. A. | N. A. | N. A. | QPR/B0710 | N. A. | N. A. | N. A. | N. A. | N. A. | PS/B0710 | 04 | 2019-08-08 | 2022-08-08 | N. A. | N. A. | B0723 | N. A. | N. A. | N. A. | SEMIFINISHED GOODS | N. A. | N. A. | N. A. | N. A. | N. A. | N. A. |  | N. A. | N. A. | N. A. | N. A. | N. A. | N. A. | N. A. | N. A. | N. A. | N. A. | 1 | SUB COMPONENTS | 0 | Initial issue | N | SUB COMPONENTS |  | No | No | N. A. | N. A. | N. A. | N. A.
B0723 | B0723.1462 | C.H.S. BARREL PLATE, ADLER, 38MM BARREL, 19MM WIDTH, 145DEG., 12 AUTO COMP. HOLES |  | B0723.1450 | 03 | 2012-07-05 | N. A. | N. A. | N. A. | QPF/B0723 | 02 | 2019-06-07 | 2022-06-07 | N. A. | N. A. | PS/B0723 | 04 | 2017-12-10 | 2010-12-10 | N. A. | N. A. | B0723 | TMF-1 | IU/1 | Class C | FINISHED GOODS | ADLER™ | C.H.S. BARREL PLATE, 38MM BARREL | 19MM WIDTH, 145DEG., 12 AUTO COMP. HOLES | 16 | No | Yes |  | No | N. A. | No | N. A. | No | Yes | No | Yes | M. L.: MFG/MD/2021/000369 |  | 1 | ADLER PRODUCTS\CHS IMPLANTS\CHS PLATES | 0 | Initial issue | Y | BONE PLATES |  | 1 | No | Yes | Yes | Yes | N. A.
B0723.1462F | B0723.1462F | CHS FORGING, 19MM WIDTH, 38MM BARREL, 316LVM, 145DEG. UPTO 12HOLES |  | B0723.1450F | 03 | 2012-07-05 | N. A. | N. A. | N. A. | QPF/B0710 | N. A. | N. A. | N. A. | N. A. | N. A. | PS/B0710 | 04 | 2019-08-08 | 2022-08-08 | N. A. | N. A. | B0723 | N. A. | N. A. | N. A. | SEMIFINISHED GOODS | N. A. | N. A. | N. A. | N. A. | N. A. | N. A. |  | N. A. | N. A. | N. A. | N. A. | N. A. | N. A. | N. A. | N. A. | N. A. | N. A. | 1 | SUB COMPONENTS | 0 | Initial issue | N | BONE PLATES |  | No | No | N. A. | N. A. | N. A. | N. A.
B0723.1463F | B0723.1463F | CHS FORGING, 19MM WIDTH, 38MM BARREL, 316LVM, 145DEG. 13HOLES |  | B0723.1450F | 03 | 2012-07-05 | N. A. | N. A. | N. A. | QPR/B0710 | N. A. | N. A. | N. A. | N. A. | N. A. | PS/B0710 | 04 | 2019-08-08 | 2022-08-08 | N. A. | N. A. | B0723 | N. A. | N. A. | N. A. | SEMIFINISHED GOODS | N. A. | N. A. | N. A. | N. A. | N. A. | N. A. |  | N. A. | N. A. | N. A. | N. A. | N. A. | N. A. | N. A. | N. A. | N. A. | N. A. | 1 | SUB COMPONENTS | 0 | Initial issue | N | SUB COMPONENTS |  | No | No | N. A. | N. A. | N. A. | N. A.
B0723.1464F | B0723.1464F | CHS FORGING, 19MM WIDTH, 38MM BARREL, 316LVM, 145DEG. 14HOLES |  | B0723.1450F | 03 | 2012-07-05 | N. A. | N. A. | N. A. | QPR/B0710 | N. A. | N. A. | N. A. | N. A. | N. A. | PS/B0710 | 04 | 2019-08-08 | 2022-08-08 | N. A. | N. A. | B0723 | N. A. | N. A. | N. A. | SEMIFINISHED GOODS | N. A. | N. A. | N. A. | N. A. | N. A. | N. A. |  | N. A. | N. A. | N. A. | N. A. | N. A. | N. A. | N. A. | N. A. | N. A. | N. A. | 1 | SUB COMPONENTS | 0 | Initial issue | N | SUB COMPONENTS |  | No | No | N. A. | N. A. | N. A. | N. A.
B0723.1465F | B0723.1465F | CHS FORGING, 19MM WIDTH, 38MM BARREL, 316LVM, 145DEG. UPTO 15HOLES |  | B0723.1450F | 03 | 2012-07-05 | N. A. | N. A. | N. A. | QPF/B0710 | N. A. | N. A. | N. A. | N. A. | N. A. | PS/B0710 | 04 | 2019-08-08 | 2022-08-08 | N. A. | N. A. | B0723 | N. A. | N. A. | N. A. | SEMIFINISHED GOODS | N. A. | N. A. | N. A. | N. A. | N. A. | N. A. |  | N. A. | N. A. | N. A. | N. A. | N. A. | N. A. | N. A. | N. A. | N. A. | N. A. | 1 | SUB COMPONENTS | 0 | Initial issue | N | BONE PLATES |  | No | No | N. A. | N. A. | N. A. | N. A.
B0723.1466F | B0723.1466F | CHS FORGING, 19MM WIDTH, 38MM BARREL, 316LVM, 145DEG. 16HOLES |  | B0723.1450F | 03 | 2012-07-05 | N. A. | N. A. | N. A. | QPR/B0710 | N. A. | N. A. | N. A. | N. A. | N. A. | PS/B0710 | 04 | 2019-08-08 | 2022-08-08 | N. A. | N. A. | B0723 | N. A. | N. A. | N. A. | SEMIFINISHED GOODS | N. A. | N. A. | N. A. | N. A. | N. A. | N. A. |  | N. A. | N. A. | N. A. | N. A. | N. A. | N. A. | N. A. | N. A. | N. A. | N. A. | 1 | SUB COMPONENTS | 0 | Initial issue | N | SUB COMPONENTS |  | No | No | N. A. | N. A. | N. A. | N. A.
B0723.1467F | B0723.1467F | CHS FORGING, 19MM WIDTH, 38MM BARREL, 316LVM, 145DEG. 17HOLES |  | B0723.1450F | 03 | 2012-07-05 | N. A. | N. A. | N. A. | QPR/B0710 | N. A. | N. A. | N. A. | N. A. | N. A. | PS/B0710 | 04 | 2019-08-08 | 2022-08-08 | N. A. | N. A. | B0723 | N. A. | N. A. | N. A. | SEMIFINISHED GOODS | N. A. | N. A. | N. A. | N. A. | N. A. | N. A. |  | N. A. | N. A. | N. A. | N. A. | N. A. | N. A. | N. A. | N. A. | N. A. | N. A. | 1 | SUB COMPONENTS | 0 | Initial issue | N | SUB COMPONENTS |  | No | No | N. A. | N. A. | N. A. | N. A.
B0723.1468F | B0723.1468F | CHS FORGING, 19MM WIDTH, 38MM BARREL, 316LVM, 145DEG. UPTO 18HOLES |  | B0723.1450F | 03 | 2012-07-05 | N. A. | N. A. | N. A. | QPF/B0710 | N. A. | N. A. | N. A. | N. A. | N. A. | PS/B0710 | 04 | 2019-08-08 | 2022-08-08 | N. A. | N. A. | B0723 | N. A. | N. A. | N. A. | SEMIFINISHED GOODS | N. A. | N. A. | N. A. | N. A. | N. A. | N. A. |  | N. A. | N. A. | N. A. | N. A. | N. A. | N. A. | N. A. | N. A. | N. A. | N. A. | 1 | SUB COMPONENTS | 0 | Initial issue | N | BONE PLATES |  | No | No | N. A. | N. A. | N. A. | N. A.
B0723.1500F | B0723.1500F | CHS FORGING, 19MM WIDTH, 38MM BARREL, 316LVM, 150DEG. DOUBLE ENDED |  | B0723.1500F | 03 | 2012-07-05 | N. A. | N. A. | N. A. | QPF/B0710F | N. A. | N. A. | N. A. | N. A. | N. A. | PS/B0710FDE | 04 | 2019-08-08 | 2022-08-08 | N. A. | N. A. | B0723 | N. A. | N. A. | N. A. | SEMIFINISHED GOODS | N. A. | N. A. | N. A. | N. A. | N. A. | N. A. |  | N. A. | N. A. | N. A. | N. A. | N. A. | N. A. | N. A. | N. A. | N. A. | N. A. | 1 | SUB COMPONENTS | 0 | Initial issue | N | BONE PLATES |  | No | No | N. A. | N. A. | N. A. | N. A.
B0723 | B0723.1502 | C.H.S. BARREL PLATE, ADLER, 38MM BARREL, 19MM WIDTH, 150DEG., 2 AUTO COMP. HOLES |  | B0723.1500 | 03 | 2012-07-05 | N. A. | N. A. | N. A. | QPF/B0723 | 02 | 2019-06-07 | 2022-06-07 | N. A. | N. A. | PS/B0723 | 04 | 2017-12-10 | 2010-12-10 | N. A. | N. A. | B0723 | TMF-1 | IU/1 | Class C | FINISHED GOODS | ADLER™ | C.H.S. BARREL PLATE, 38MM BARREL | 19MM WIDTH, 150DEG., 2 AUTO COMP. HOLES | 16 | No | Yes |  | No | N. A. | No | N. A. | No | Yes | No | Yes | M. L.: MFG/MD/2021/000369 |  | 1 | ADLER PRODUCTS\CHS IMPLANTS\CHS PLATES | 0 | Initial issue | Y | BONE PLATES |  | 1 | No | Yes | Yes | Yes | N. A.
B0723 | B0723.1503 | C.H.S. BARREL PLATE, ADLER, 38MM BARREL, 19MM WIDTH, 150DEG., 3 AUTO COMP. HOLES |  | B0723.1500 | 03 | 2012-07-05 | N. A. | N. A. | N. A. | QPF/B0723 | 02 | 2019-06-07 | 2022-06-07 | N. A. | N. A. | PS/B0723 | 04 | 2017-12-10 | 2010-12-10 | N. A. | N. A. | B0723 | TMF-1 | IU/1 | Class C | FINISHED GOODS | ADLER™ | C.H.S. BARREL PLATE, 38MM BARREL | 19MM WIDTH, 150DEG., 3 AUTO COMP. HOLES | 16 | No | Yes |  | No | N. A. | No | N. A. | No | Yes | No | Yes | M. L.: MFG/MD/2021/000369 |  | 1 | ADLER PRODUCTS\CHS IMPLANTS\CHS PLATES | 0 | Initial issue | Y | BONE PLATES |  | 1 | No | Yes | Yes | Yes | N. A.
B0723.1503F | B0723.1503F | CHS FORGING, 19MM WIDTH, 38MM BARREL, 316LVM, 150DEG. 3HOLES |  | B0723.1500F | 03 | 2012-07-05 | N. A. | N. A. | N. A. | QPR/B0710 | N. A. | N. A. | N. A. | N. A. | N. A. | PS/B0710 | 04 | 2019-08-08 | 2022-08-08 | N. A. | N. A. | B0723 | N. A. | N. A. | N. A. | SEMIFINISHED GOODS | N. A. | N. A. | N. A. | N. A. | N. A. | N. A. |  | N. A. | N. A. | N. A. | N. A. | N. A. | N. A. | N. A. | N. A. | N. A. | N. A. | 1 | SUB COMPONENTS | 0 | Initial issue | N | SUB COMPONENTS |  | No | No | N. A. | N. A. | N. A. | N. A.
B0723 | B0723.1504 | C.H.S. BARREL PLATE, ADLER, 38MM BARREL, 19MM WIDTH, 150DEG., 4 AUTO COMP. HOLES |  | B0723.1500 | 03 | 2012-07-05 | N. A. | N. A. | N. A. | QPF/B0723 | 02 | 2019-06-07 | 2022-06-07 | N. A. | N. A. | PS/B0723 | 04 | 2017-12-10 | 2010-12-10 | N. A. | N. A. | B0723 | TMF-1 | IU/1 | Class C | FINISHED GOODS | ADLER™ | C.H.S. BARREL PLATE, 38MM BARREL | 19MM WIDTH, 150DEG., 4 AUTO COMP. HOLES | 16 | No | Yes |  | No | N. A. | No | N. A. | No | Yes | No | Yes | M. L.: MFG/MD/2021/000369 |  | 1 | ADLER PRODUCTS\CHS IMPLANTS\CHS PLATES | 0 | Initial issue | Y | BONE PLATES |  | 1 | No | Yes | Yes | Yes | N. A.
B0723.1504F | B0723.1504F | CHS FORGING, 19MM WIDTH, 38MM BARREL, 316LVM, 150DEG. 4HOLES |  | B0723.1500F | 03 | 2012-07-05 | N. A. | N. A. | N. A. | QPR/B0710 | N. A. | N. A. | N. A. | N. A. | N. A. | PS/B0710 | 04 | 2019-08-08 | 2022-08-08 | N. A. | N. A. | B0723 | N. A. | N. A. | N. A. | SEMIFINISHED GOODS | N. A. | N. A. | N. A. | N. A. | N. A. | N. A. |  | N. A. | N. A. | N. A. | N. A. | N. A. | N. A. | N. A. | N. A. | N. A. | N. A. | 1 | SUB COMPONENTS | 0 | Initial issue | N | SUB COMPONENTS |  | No | No | N. A. | N. A. | N. A. | N. A.
B0723 | B0723.1505 | C.H.S. BARREL PLATE, ADLER, 38MM BARREL, 19MM WIDTH, 150DEG., 5 AUTO COMP. HOLES |  | B0723.1500 | 03 | 2012-07-05 | N. A. | N. A. | N. A. | QPF/B0723 | 02 | 2019-06-07 | 2022-06-07 | N. A. | N. A. | PS/B0723 | 04 | 2017-12-10 | 2010-12-10 | N. A. | N. A. | B0723 | TMF-1 | IU/1 | Class C | FINISHED GOODS | ADLER™ | C.H.S. BARREL PLATE, 38MM BARREL | 19MM WIDTH, 150DEG., 5 AUTO COMP. HOLES | 16 | No | Yes |  | No | N. A. | No | N. A. | No | Yes | No | Yes | M. L.: MFG/MD/2021/000369 |  | 1 | ADLER PRODUCTS\CHS IMPLANTS\CHS PLATES | 0 | Initial issue | Y | BONE PLATES |  | 1 | No | Yes | Yes | Yes | N. A.
B0723.1505F | B0723.1505F | CHS FORGING, 19MM WIDTH, 38MM BARREL, 316LVM, 150DEG. 5HOLES |  | B0723.1500F | 03 | 2012-07-05 | N. A. | N. A. | N. A. | QPR/B0710 | N. A. | N. A. | N. A. | N. A. | N. A. | PS/B0710 | 04 | 2019-08-08 | 2022-08-08 | N. A. | N. A. | B0723 | N. A. | N. A. | N. A. | SEMIFINISHED GOODS | N. A. | N. A. | N. A. | N. A. | N. A. | N. A. |  | N. A. | N. A. | N. A. | N. A. | N. A. | N. A. | N. A. | N. A. | N. A. | N. A. | 1 | SUB COMPONENTS | 0 | Initial issue | N | SUB COMPONENTS |  | No | No | N. A. | N. A. | N. A. | N. A.
B0723 | B0723.1506 | C.H.S. BARREL PLATE, ADLER, 38MM BARREL, 19MM WIDTH, 150DEG., 6 AUTO COMP. HOLES |  | B0723.1500 | 03 | 2012-07-05 | N. A. | N. A. | N. A. | QPF/B0723 | 02 | 2019-06-07 | 2022-06-07 | N. A. | N. A. | PS/B0723 | 04 | 2017-12-10 | 2010-12-10 | N. A. | N. A. | B0723 | TMF-1 | IU/1 | Class C | FINISHED GOODS | ADLER™ | C.H.S. BARREL PLATE, 38MM BARREL | 19MM WIDTH, 150DEG., 6 AUTO COMP. HOLES | 16 | No | Yes |  | No | N. A. | No | N. A. | No | Yes | No | Yes | M. L.: MFG/MD/2021/000369 |  | 1 | ADLER PRODUCTS\CHS IMPLANTS\CHS PLATES | 0 | Initial issue | Y | BONE PLATES |  | 1 | No | Yes | Yes | Yes | N. A.
B0723.1506F | B0723.1506F | CHS FORGING, 19MM WIDTH, 38MM BARREL, 316LVM, 150DEG. UPTO 6HOLES |  | B0723.1500F | 03 | 2012-07-05 | N. A. | N. A. | N. A. | QPF/B0710 | N. A. | N. A. | N. A. | N. A. | N. A. | PS/B0710 | 04 | 2019-08-08 | 2022-08-08 | N. A. | N. A. | B0723 | N. A. | N. A. | N. A. | SEMIFINISHED GOODS | N. A. | N. A. | N. A. | N. A. | N. A. | N. A. |  | N. A. | N. A. | N. A. | N. A. | N. A. | N. A. | N. A. | N. A. | N. A. | N. A. | 1 | SUB COMPONENTS | 0 | Initial issue | N | BONE PLATES |  | No | No | N. A. | N. A. | N. A. | N. A.
B0723 | B0723.1507 | C.H.S. BARREL PLATE, ADLER, 38MM BARREL, 19MM WIDTH, 150DEG., 7 AUTO COMP. HOLES |  | B0723.1500 | 03 | 2012-07-05 | N. A. | N. A. | N. A. | QPF/B0723 | 02 | 2019-06-07 | 2022-06-07 | N. A. | N. A. | PS/B0723 | 04 | 2017-12-10 | 2010-12-10 | N. A. | N. A. | B0723 | TMF-1 | IU/1 | Class C | FINISHED GOODS | ADLER™ | C.H.S. BARREL PLATE, 38MM BARREL | 19MM WIDTH, 150DEG., 7 AUTO COMP. HOLES | 16 | No | Yes |  | No | N. A. | No | N. A. | No | Yes | No | Yes | M. L.: MFG/MD/2021/000369 |  | 1 | ADLER PRODUCTS\CHS IMPLANTS\CHS PLATES | 0 | Initial issue | Y | BONE PLATES |  | 1 | No | Yes | Yes | Yes | N. A.
B0723.1507F | B0723.1507F | CHS FORGING, 19MM WIDTH, 38MM BARREL, 316LVM, 150DEG. 7HOLES |  | B0723.1500F | 03 | 2012-07-05 | N. A. | N. A. | N. A. | QPR/B0710 | N. A. | N. A. | N. A. | N. A. | N. A. | PS/B0710 | 04 | 2019-08-08 | 2022-08-08 | N. A. | N. A. | B0723 | N. A. | N. A. | N. A. | SEMIFINISHED GOODS | N. A. | N. A. | N. A. | N. A. | N. A. | N. A. |  | N. A. | N. A. | N. A. | N. A. | N. A. | N. A. | N. A. | N. A. | N. A. | N. A. | 1 | SUB COMPONENTS | 0 | Initial issue | N | SUB COMPONENTS |  | No | No | N. A. | N. A. | N. A. | N. A.
B0723 | B0723.1508 | C.H.S. BARREL PLATE, ADLER, 38MM BARREL, 19MM WIDTH, 150DEG., 8 AUTO COMP. HOLES |  | B0723.1500 | 03 | 2012-07-05 | N. A. | N. A. | N. A. | QPF/B0723 | 02 | 2019-06-07 | 2022-06-07 | N. A. | N. A. | PS/B0723 | 04 | 2017-12-10 | 2010-12-10 | N. A. | N. A. | B0723 | TMF-1 | IU/1 | Class C | FINISHED GOODS | ADLER™ | C.H.S. BARREL PLATE, 38MM BARREL | 19MM WIDTH, 150DEG., 8 AUTO COMP. HOLES | 16 | No | Yes |  | No | N. A. | No | N. A. | No | Yes | No | Yes | M. L.: MFG/MD/2021/000369 |  | 1 | ADLER PRODUCTS\CHS IMPLANTS\CHS PLATES | 0 | Initial issue | Y | BONE PLATES |  | 1 | No | Yes | Yes | Yes | N. A.
B0723.1508F | B0723.1508F | CHS FORGING, 19MM WIDTH, 38MM BARREL, 316LVM, 150DEG. 8HOLES |  | B0723.1500F | 03 | 2012-07-05 | N. A. | N. A. | N. A. | QPR/B0710 | N. A. | N. A. | N. A. | N. A. | N. A. | PS/B0710 | 04 | 2019-08-08 | 2022-08-08 | N. A. | N. A. | B0723 | N. A. | N. A. | N. A. | SEMIFINISHED GOODS | N. A. | N. A. | N. A. | N. A. | N. A. | N. A. |  | N. A. | N. A. | N. A. | N. A. | N. A. | N. A. | N. A. | N. A. | N. A. | N. A. | 1 | SUB COMPONENTS | 0 | Initial issue | N | SUB COMPONENTS |  | No | No | N. A. | N. A. | N. A. | N. A.
B0723 | B0723.1509 | C.H.S. BARREL PLATE, ADLER, 38MM BARREL, 19MM WIDTH, 150DEG., 9 AUTO COMP. HOLES |  | B0723.1500 | 03 | 2012-07-05 | N. A. | N. A. | N. A. | QPF/B0723 | 02 | 2019-06-07 | 2022-06-07 | N. A. | N. A. | PS/B0723 | 04 | 2017-12-10 | 2010-12-10 | N. A. | N. A. | B0723 | TMF-1 | IU/1 | Class C | FINISHED GOODS | ADLER™ | C.H.S. BARREL PLATE, 38MM BARREL | 19MM WIDTH, 150DEG., 9 AUTO COMP. HOLES | 16 | No | Yes |  | No | N. A. | No | N. A. | No | Yes | No | Yes | M. L.: MFG/MD/2021/000369 |  | 1 | ADLER PRODUCTS\CHS IMPLANTS\CHS PLATES | 0 | Initial issue | Y | BONE PLATES |  | 1 | No | Yes | Yes | Yes | N. A.
B0723.1509F | B0723.1509F | CHS FORGING, 19MM WIDTH, 38MM BARREL, 316LVM, 150DEG. UPTO 9HOLES |  | B0723.1500F | 03 | 2012-07-05 | N. A. | N. A. | N. A. | QPF/B0710 | N. A. | N. A. | N. A. | N. A. | N. A. | PS/B0710 | 04 | 2019-08-08 | 2022-08-08 | N. A. | N. A. | B0723 | N. A. | N. A. | N. A. | SEMIFINISHED GOODS | N. A. | N. A. | N. A. | N. A. | N. A. | N. A. |  | N. A. | N. A. | N. A. | N. A. | N. A. | N. A. | N. A. | N. A. | N. A. | N. A. | 1 | SUB COMPONENTS | 0 | Initial issue | N | BONE PLATES |  | No | No | N. A. | N. A. | N. A. | N. A.
B0723 | B0723.1510 | C.H.S. BARREL PLATE, ADLER, 38MM BARREL, 19MM WIDTH, 150DEG., 10 AUTO COMP. HOLES |  | B0723.1500 | 03 | 2012-07-05 | N. A. | N. A. | N. A. | QPF/B0723 | 02 | 2019-06-07 | 2022-06-07 | N. A. | N. A. | PS/B0723 | 04 | 2017-12-10 | 2010-12-10 | N. A. | N. A. | B0723 | TMF-1 | IU/1 | Class C | FINISHED GOODS | ADLER™ | C.H.S. BARREL PLATE, 38MM BARREL | 19MM WIDTH, 150DEG., 10 AUTO COMP. HOLES | 16 | No | Yes |  | No | N. A. | No | N. A. | No | Yes | No | Yes | M. L.: MFG/MD/2021/000369 |  | 1 | ADLER PRODUCTS\CHS IMPLANTS\CHS PLATES | 0 | Initial issue | Y | BONE PLATES |  | 1 | No | Yes | Yes | Yes | N. A.
B0723.1510F | B0723.1510F | CHS FORGING, 19MM WIDTH, 38MM BARREL, 316LVM, 150DEG. 10HOLES |  | B0723.1500F | 03 | 2012-07-05 | N. A. | N. A. | N. A. | QPR/B0710 | N. A. | N. A. | N. A. | N. A. | N. A. | PS/B0710 | 04 | 2019-08-08 | 2022-08-08 | N. A. | N. A. | B0723 | N. A. | N. A. | N. A. | SEMIFINISHED GOODS | N. A. | N. A. | N. A. | N. A. | N. A. | N. A. |  | N. A. | N. A. | N. A. | N. A. | N. A. | N. A. | N. A. | N. A. | N. A. | N. A. | 1 | SUB COMPONENTS | 0 | Initial issue | N | SUB COMPONENTS |  | No | No | N. A. | N. A. | N. A. | N. A.
B0723 | B0723.1511 | C.H.S. BARREL PLATE, ADLER, 38MM BARREL, 19MM WIDTH, 150DEG., 11 AUTO COMP. HOLES |  | B0723.1500 | 03 | 2012-07-05 | N. A. | N. A. | N. A. | QPF/B0723 | 02 | 2019-06-07 | 2022-06-07 | N. A. | N. A. | PS/B0723 | 04 | 2017-12-10 | 2010-12-10 | N. A. | N. A. | B0723 | TMF-1 | IU/1 | Class C | FINISHED GOODS | ADLER™ | C.H.S. BARREL PLATE, 38MM BARREL | 19MM WIDTH, 150DEG., 11 AUTO COMP. HOLES | 16 | No | Yes |  | No | N. A. | No | N. A. | No | Yes | No | Yes | M. L.: MFG/MD/2021/000369 |  | 1 | ADLER PRODUCTS\CHS IMPLANTS\CHS PLATES | 0 | Initial issue | Y | BONE PLATES |  | 1 | No | Yes | Yes | Yes | N. A.
B0723.1511F | B0723.1511F | CHS FORGING, 19MM WIDTH, 38MM BARREL, 316LVM, 150DEG. 11HOLES |  | B0723.1500F | 03 | 2012-07-05 | N. A. | N. A. | N. A. | QPR/B0710 | N. A. | N. A. | N. A. | N. A. | N. A. | PS/B0710 | 04 | 2019-08-08 | 2022-08-08 | N. A. | N. A. | B0723 | N. A. | N. A. | N. A. | SEMIFINISHED GOODS | N. A. | N. A. | N. A. | N. A. | N. A. | N. A. |  | N. A. | N. A. | N. A. | N. A. | N. A. | N. A. | N. A. | N. A. | N. A. | N. A. | 1 | SUB COMPONENTS | 0 | Initial issue | N | SUB COMPONENTS |  | No | No | N. A. | N. A. | N. A. | N. A.
B0723 | B0723.1512 | C.H.S. BARREL PLATE, ADLER, 38MM BARREL, 19MM WIDTH, 150DEG., 12 AUTO COMP. HOLES |  | B0723.1500 | 03 | 2012-07-05 | N. A. | N. A. | N. A. | QPF/B0723 | 02 | 2019-06-07 | 2022-06-07 | N. A. | N. A. | PS/B0723 | 04 | 2017-12-10 | 2010-12-10 | N. A. | N. A. | B0723 | TMF-1 | IU/1 | Class C | FINISHED GOODS | ADLER™ | C.H.S. BARREL PLATE, 38MM BARREL | 19MM WIDTH, 150DEG., 12 AUTO COMP. HOLES | 16 | No | Yes |  | No | N. A. | No | N. A. | No | Yes | No | Yes | M. L.: MFG/MD/2021/000369 |  | 1 | ADLER PRODUCTS\CHS IMPLANTS\CHS PLATES | 0 | Initial issue | Y | BONE PLATES |  | 1 | No | Yes | Yes | Yes | N. A.
B0723.1512F | B0723.1512F | CHS FORGING, 19MM WIDTH, 38MM BARREL, 316LVM, 150DEG. UPTO 12HOLES |  | B0723.1500F | 03 | 2012-07-05 | N. A. | N. A. | N. A. | QPF/B0710 | N. A. | N. A. | N. A. | N. A. | N. A. | PS/B0710 | 04 | 2019-08-08 | 2022-08-08 | N. A. | N. A. | B0723 | N. A. | N. A. | N. A. | SEMIFINISHED GOODS | N. A. | N. A. | N. A. | N. A. | N. A. | N. A. |  | N. A. | N. A. | N. A. | N. A. | N. A. | N. A. | N. A. | N. A. | N. A. | N. A. | 1 | SUB COMPONENTS | 0 | Initial issue | N | BONE PLATES |  | No | No | N. A. | N. A. | N. A. | N. A.
B0723.1513 | B0723.1513F | CHS FORGING, 19MM WIDTH, 38MM BARREL, 316LVM, 150DEG. 13HOLES |  | B0723.1500F | 03 | 2012-07-05 | N. A. | N. A. | N. A. | QPR/B0710 | N. A. | N. A. | N. A. | N. A. | N. A. | PS/B0710 | #N/A | 2019-08-08 | 2022-08-08 | N. A. | N. A. | B0723 | N. A. | N. A. | N. A. | SEMIFINISHED GOODS | N. A. | N. A. | N. A. | N. A. | N. A. | N. A. |  | N. A. | N. A. | N. A. | N. A. | N. A. | N. A. | N. A. | N. A. | N. A. | N. A. | 1 | SUB COMPONENTS | 0 | Initial issue | N | SUB COMPONENTS |  | No | No | N. A. | N. A. | N. A. | N. A.
B0723.1514F | B0723.1514F | CHS FORGING, 19MM WIDTH, 38MM BARREL, 316LVM, 150DEG. 14HOLES |  | B0723.1500F | 03 | 2012-07-05 | N. A. | N. A. | N. A. | QPR/B0710 | N. A. | N. A. | N. A. | N. A. | N. A. | PS/B0710 | 04 | 2019-08-08 | 2022-08-08 | N. A. | N. A. | B0723 | N. A. | N. A. | N. A. | SEMIFINISHED GOODS | N. A. | N. A. | N. A. | N. A. | N. A. | N. A. |  | N. A. | N. A. | N. A. | N. A. | N. A. | N. A. | N. A. | N. A. | N. A. | N. A. | 1 | SUB COMPONENTS | 0 | Initial issue | N | SUB COMPONENTS |  | No | No | N. A. | N. A. | N. A. | N. A.
B0723.1515F | B0723.1515F | CHS FORGING, 19MM WIDTH, 38MM BARREL, 316LVM, 150DEG. UPTO 15HOLES |  | B0723.1500F | 03 | 2012-07-05 | N. A. | N. A. | N. A. | QPF/B0710 | N. A. | N. A. | N. A. | N. A. | N. A. | PS/B0710 | 04 | 2019-08-08 | 2022-08-08 | N. A. | N. A. | B0723 | N. A. | N. A. | N. A. | SEMIFINISHED GOODS | N. A. | N. A. | N. A. | N. A. | N. A. | N. A. |  | N. A. | N. A. | N. A. | N. A. | N. A. | N. A. | N. A. | N. A. | N. A. | N. A. | 1 | SUB COMPONENTS | 0 | Initial issue | N | BONE PLATES |  | No | No | N. A. | N. A. | N. A. | N. A.
B0723.1516F | B0723.1516F | CHS FORGING, 19MM WIDTH, 38MM BARREL, 316LVM, 150DEG. 16HOLES |  | B0723.1500F | 03 | 2012-07-05 | N. A. | N. A. | N. A. | QPR/B0710 | N. A. | N. A. | N. A. | N. A. | N. A. | PS/B0710 | 04 | 2019-08-08 | 2022-08-08 | N. A. | N. A. | B0723 | N. A. | N. A. | N. A. | SEMIFINISHED GOODS | N. A. | N. A. | N. A. | N. A. | N. A. | N. A. |  | N. A. | N. A. | N. A. | N. A. | N. A. | N. A. | N. A. | N. A. | N. A. | N. A. | 1 | SUB COMPONENTS | 0 | Initial issue | N | SUB COMPONENTS |  | No | No | N. A. | N. A. | N. A. | N. A.
B0723.1517F | B0723.1517F | CHS FORGING, 19MM WIDTH, 38MM BARREL, 316LVM, 150DEG. 17HOLES |  | B0723.1500F | 03 | 2012-07-05 | N. A. | N. A. | N. A. | QPR/B0710 | N. A. | N. A. | N. A. | N. A. | N. A. | PS/B0710 | 04 | 2019-08-08 | 2022-08-08 | N. A. | N. A. | B0723 | N. A. | N. A. | N. A. | SEMIFINISHED GOODS | N. A. | N. A. | N. A. | N. A. | N. A. | N. A. |  | N. A. | N. A. | N. A. | N. A. | N. A. | N. A. | N. A. | N. A. | N. A. | N. A. | 1 | SUB COMPONENTS | 0 | Initial issue | N | SUB COMPONENTS |  | No | No | N. A. | N. A. | N. A. | N. A.
B0723.1518F | B0723.1518F | CHS FORGING, 19MM WIDTH, 38MM BARREL, 316LVM, 150DEG. UPTO 18HOLES |  | B0723.1500F | 03 | 2012-07-05 | N. A. | N. A. | N. A. | QPF/B0710 | N. A. | N. A. | N. A. | N. A. | N. A. | PS/B0710 | 04 | 2019-08-08 | 2022-08-08 | N. A. | N. A. | B0723 | N. A. | N. A. | N. A. | SEMIFINISHED GOODS | N. A. | N. A. | N. A. | N. A. | N. A. | N. A. |  | N. A. | N. A. | N. A. | N. A. | N. A. | N. A. | N. A. | N. A. | N. A. | N. A. | 1 | SUB COMPONENTS | 0 | Initial issue | N | BONE PLATES |  | No | No | N. A. | N. A. | N. A. | N. A.
B0723.1560F | B0723.1560F | CHS FORGING, 19MM WIDTH, 38MM BARREL, 316LVM, 155DEG. 10HOLES |  | B0723.1550F | 03 | 2012-07-05 | N. A. | N. A. | N. A. | QPR/B0710 | N. A. | N. A. | N. A. | N. A. | N. A. | PS/B0710 | 04 | 2019-08-08 | 2022-08-08 | N. A. | N. A. | B0723 | N. A. | N. A. | N. A. | SEMIFINISHED GOODS | N. A. | N. A. | N. A. | N. A. | N. A. | N. A. |  | N. A. | N. A. | N. A. | N. A. | N. A. | N. A. | N. A. | N. A. | N. A. | N. A. | 1 | SUB COMPONENTS | 0 | Initial issue | N | BONE PLATES |  | No | No | N. A. | N. A. | N. A. | N. A.
B0723.1561F | B0723.1561F | CHS FORGING, 19MM WIDTH, 38MM BARREL, 316LVM, 155DEG. 11HOLES |  | B0723.1550F | 03 | 2012-07-05 | N. A. | N. A. | N. A. | QPR/B0710 | N. A. | N. A. | N. A. | N. A. | N. A. | PS/B0710 | 04 | 2019-08-08 | 2022-08-08 | N. A. | N. A. | B0723 | N. A. | N. A. | N. A. | SEMIFINISHED GOODS | N. A. | N. A. | N. A. | N. A. | N. A. | N. A. |  | N. A. | N. A. | N. A. | N. A. | N. A. | N. A. | N. A. | N. A. | N. A. | N. A. | 1 | SUB COMPONENTS | 0 | Initial issue | N | BONE PLATES |  | No | No | N. A. | N. A. | N. A. | N. A.
B0723.1562F | B0723.1562F | CHS FORGING, 19MM WIDTH, 38MM BARREL, 316LVM, 155DEG. 12HOLES |  | B0723.1550F | 03 | 2012-07-05 | N. A. | N. A. | N. A. | QPR/B0710 | N. A. | N. A. | N. A. | N. A. | N. A. | PS/B0710 | 04 | 2019-08-08 | 2022-08-08 | N. A. | N. A. | B0723 | N. A. | N. A. | N. A. | SEMIFINISHED GOODS | N. A. | N. A. | N. A. | N. A. | N. A. | N. A. |  | N. A. | N. A. | N. A. | N. A. | N. A. | N. A. | N. A. | N. A. | N. A. | N. A. | 1 | SUB COMPONENTS | 0 | Initial issue | N | BONE PLATES |  | No | No | N. A. | N. A. | N. A. | N. A.
B0725.1200F | B0725.1200F | CHS FORGING, 19MM WIDTH, 25MM BARREL, 316LVM, 120DEG. DOUBLE ENDED |  | B0725.1200F | N. A. | N. A. | N. A. | N. A. | N. A. | QPF/B0710F | N. A. | N. A. | N. A. | N. A. | N. A. | PS/B0710FDE | 04 | 2019-08-08 | 2022-08-08 | N. A. | N. A. | B0725 | N. A. | N. A. | N. A. | SEMIFINISHED GOODS | N. A. | N. A. | N. A. | N. A. | N. A. | N. A. |  | N. A. | N. A. | N. A. | N. A. | N. A. | N. A. | N. A. | N. A. | N. A. | N. A. | 1 | SUB COMPONENTS | 0 | Initial issue | N | BONE PLATES |  | No | No | N. A. | N. A. | N. A. | N. A.
B0725.1203F | B0725.1203F | CHS FORGING, 19MM WIDTH, 25MM BARREL, 316LVM, 120DEG. 3HOLES |  | B0725.1200F | N. A. | N. A. | N. A. | N. A. | N. A. | QPR/B0710 | N. A. | N. A. | N. A. | N. A. | N. A. | PS/B0710 | 04 | 2019-08-08 | 2022-08-08 | N. A. | N. A. | B0725 | N. A. | N. A. | N. A. | SEMIFINISHED GOODS | N. A. | N. A. | N. A. | N. A. | N. A. | N. A. |  | N. A. | N. A. | N. A. | N. A. | N. A. | N. A. | N. A. | N. A. | N. A. | N. A. | 1 | SUB COMPONENTS | 0 | Initial issue | N | SUB COMPONENTS |  | No | No | N. A. | N. A. | N. A. | N. A.
B0725.1204F | B0725.1204F | CHS FORGING, 19MM WIDTH, 25MM BARREL, 316LVM, 120DEG. 4HOLES |  | B0725.1200F | N. A. | N. A. | N. A. | N. A. | N. A. | QPR/B0710 | N. A. | N. A. | N. A. | N. A. | N. A. | PS/B0710 | 04 | 2019-08-08 | 2022-08-08 | N. A. | N. A. | B0725 | N. A. | N. A. | N. A. | SEMIFINISHED GOODS | N. A. | N. A. | N. A. | N. A. | N. A. | N. A. |  | N. A. | N. A. | N. A. | N. A. | N. A. | N. A. | N. A. | N. A. | N. A. | N. A. | 1 | SUB COMPONENTS | 0 | Initial issue | N | SUB COMPONENTS |  | No | No | N. A. | N. A. | N. A. | N. A.
B0725.1205F | B0725.1205F | CHS FORGING, 19MM WIDTH, 25MM BARREL, 316LVM, 120DEG. 5HOLES |  | B0725.1200F | N. A. | N. A. | N. A. | N. A. | N. A. | QPR/B0710 | N. A. | N. A. | N. A. | N. A. | N. A. | PS/B0710 | 04 | 2019-08-08 | 2022-08-08 | N. A. | N. A. | B0725 | N. A. | N. A. | N. A. | SEMIFINISHED GOODS | N. A. | N. A. | N. A. | N. A. | N. A. | N. A. |  | N. A. | N. A. | N. A. | N. A. | N. A. | N. A. | N. A. | N. A. | N. A. | N. A. | 1 | SUB COMPONENTS | 0 | Initial issue | N | SUB COMPONENTS |  | No | No | N. A. | N. A. | N. A. | N. A.
B0725.1206F | B0725.1206F | CHS FORGING, 19MM WIDTH, 25MM BARREL, 316LVM, 120DEG. UPTO 6HOLES |  | B0725.1200F | N. A. | N. A. | N. A. | N. A. | N. A. | QPF/B0710 | N. A. | N. A. | N. A. | N. A. | N. A. | PS/B0710 | 04 | 2019-08-08 | 2022-08-08 | N. A. | N. A. | B0725 | N. A. | N. A. | N. A. | SEMIFINISHED GOODS | N. A. | N. A. | N. A. | N. A. | N. A. | N. A. |  | N. A. | N. A. | N. A. | N. A. | N. A. | N. A. | N. A. | N. A. | N. A. | N. A. | 1 | SUB COMPONENTS | 0 | Initial issue | N | BONE PLATES |  | No | No | N. A. | N. A. | N. A. | N. A.
B0725.1207F | B0725.1207F | CHS FORGING, 19MM WIDTH, 25MM BARREL, 316LVM, 120DEG. 7HOLES |  | B0725.1200F | N. A. | N. A. | N. A. | N. A. | N. A. | QPR/B0710 | N. A. | N. A. | N. A. | N. A. | N. A. | PS/B0710 | 04 | 2019-08-08 | 2022-08-08 | N. A. | N. A. | B0725 | N. A. | N. A. | N. A. | SEMIFINISHED GOODS | N. A. | N. A. | N. A. | N. A. | N. A. | N. A. |  | N. A. | N. A. | N. A. | N. A. | N. A. | N. A. | N. A. | N. A. | N. A. | N. A. | 1 | SUB COMPONENTS | 0 | Initial issue | N | SUB COMPONENTS |  | No | No | N. A. | N. A. | N. A. | N. A.
B0725.1208F | B0725.1208F | CHS FORGING, 19MM WIDTH, 25MM BARREL, 316LVM, 120DEG. 8HOLES |  | B0725.1200F | N. A. | N. A. | N. A. | N. A. | N. A. | QPR/B0710 | N. A. | N. A. | N. A. | N. A. | N. A. | PS/B0710 | 04 | 2019-08-08 | 2022-08-08 | N. A. | N. A. | B0725 | N. A. | N. A. | N. A. | SEMIFINISHED GOODS | N. A. | N. A. | N. A. | N. A. | N. A. | N. A. |  | N. A. | N. A. | N. A. | N. A. | N. A. | N. A. | N. A. | N. A. | N. A. | N. A. | 1 | SUB COMPONENTS | 0 | Initial issue | N | SUB COMPONENTS |  | No | No | N. A. | N. A. | N. A. | N. A.
B0725.1209F | B0725.1209F | CHS FORGING, 19MM WIDTH, 25MM BARREL, 316LVM, 120DEG. UPTO 9HOLES |  | B0725.1200F | N. A. | N. A. | N. A. | N. A. | N. A. | QPF/B0710 | N. A. | N. A. | N. A. | N. A. | N. A. | PS/B0710 | 04 | 2019-08-08 | 2022-08-08 | N. A. | N. A. | B0725 | N. A. | N. A. | N. A. | SEMIFINISHED GOODS | N. A. | N. A. | N. A. | N. A. | N. A. | N. A. |  | N. A. | N. A. | N. A. | N. A. | N. A. | N. A. | N. A. | N. A. | N. A. | N. A. | 1 | SUB COMPONENTS | 0 | Initial issue | N | BONE PLATES |  | No | No | N. A. | N. A. | N. A. | N. A.
B0725.1210F | B0725.1210F | CHS FORGING, 19MM WIDTH, 25MM BARREL, 316LVM, 120DEG. 10HOLES |  | B0725.1200F | N. A. | N. A. | N. A. | N. A. | N. A. | QPR/B0710 | N. A. | N. A. | N. A. | N. A. | N. A. | PS/B0710 | 04 | 2019-08-08 | 2022-08-08 | N. A. | N. A. | B0725 | N. A. | N. A. | N. A. | SEMIFINISHED GOODS | N. A. | N. A. | N. A. | N. A. | N. A. | N. A. |  | N. A. | N. A. | N. A. | N. A. | N. A. | N. A. | N. A. | N. A. | N. A. | N. A. | 1 | SUB COMPONENTS | 0 | Initial issue | N | SUB COMPONENTS |  | No | No | N. A. | N. A. | N. A. | N. A.
B0725.1211F | B0725.1211F | CHS FORGING, 19MM WIDTH, 25MM BARREL, 316LVM, 120DEG. 11HOLES |  | B0725.1200F | N. A. | N. A. | N. A. | N. A. | N. A. | QPR/B0710 | N. A. | N. A. | N. A. | N. A. | N. A. | PS/B0710 | 04 | 2019-08-08 | 2022-08-08 | N. A. | N. A. | B0725 | N. A. | N. A. | N. A. | SEMIFINISHED GOODS | N. A. | N. A. | N. A. | N. A. | N. A. | N. A. |  | N. A. | N. A. | N. A. | N. A. | N. A. | N. A. | N. A. | N. A. | N. A. | N. A. | 1 | SUB COMPONENTS | 0 | Initial issue | N | SUB COMPONENTS |  | No | No | N. A. | N. A. | N. A. | N. A.
B0725.1212F | B0725.1212F | CHS FORGING, 19MM WIDTH, 25MM BARREL, 316LVM, 120DEG. UPTO 12HOLES |  | B0725.1200F | N. A. | N. A. | N. A. | N. A. | N. A. | QPF/B0710 | N. A. | N. A. | N. A. | N. A. | N. A. | PS/B0710 | 04 | 2019-08-08 | 2022-08-08 | N. A. | N. A. | B0725 | N. A. | N. A. | N. A. | SEMIFINISHED GOODS | N. A. | N. A. | N. A. | N. A. | N. A. | N. A. |  | N. A. | N. A. | N. A. | N. A. | N. A. | N. A. | N. A. | N. A. | N. A. | N. A. | 1 | SUB COMPONENTS | 0 | Initial issue | N | BONE PLATES |  | No | No | N. A. | N. A. | N. A. | N. A.
B0725.1213F | B0725.1213F | CHS FORGING, 19MM WIDTH, 25MM BARREL, 316LVM, 120DEG. 13HOLES |  | B0725.1200F | N. A. | N. A. | N. A. | N. A. | N. A. | QPR/B0710 | N. A. | N. A. | N. A. | N. A. | N. A. | PS/B0710 | 04 | 2019-08-08 | 2022-08-08 | N. A. | N. A. | B0725 | N. A. | N. A. | N. A. | SEMIFINISHED GOODS | N. A. | N. A. | N. A. | N. A. | N. A. | N. A. |  | N. A. | N. A. | N. A. | N. A. | N. A. | N. A. | N. A. | N. A. | N. A. | N. A. | 1 | SUB COMPONENTS | 0 | Initial issue | N | SUB COMPONENTS |  | No | No | N. A. | N. A. | N. A. | N. A.
B0725.1214F | B0725.1214F | CHS FORGING, 19MM WIDTH, 25MM BARREL, 316LVM, 120DEG. 14HOLES |  | B0725.1200F | N. A. | N. A. | N. A. | N. A. | N. A. | QPR/B0710 | N. A. | N. A. | N. A. | N. A. | N. A. | PS/B0710 | 04 | 2019-08-08 | 2022-08-08 | N. A. | N. A. | B0725 | N. A. | N. A. | N. A. | SEMIFINISHED GOODS | N. A. | N. A. | N. A. | N. A. | N. A. | N. A. |  | N. A. | N. A. | N. A. | N. A. | N. A. | N. A. | N. A. | N. A. | N. A. | N. A. | 1 | SUB COMPONENTS | 0 | Initial issue | N | SUB COMPONENTS |  | No | No | N. A. | N. A. | N. A. | N. A.
B0725.1215F | B0725.1215F | CHS FORGING, 19MM WIDTH, 25MM BARREL, 316LVM, 120DEG. UPTO 15HOLES |  | B0725.1200F | N. A. | N. A. | N. A. | N. A. | N. A. | QPF/B0710 | N. A. | N. A. | N. A. | N. A. | N. A. | PS/B0710 | 04 | 2019-08-08 | 2022-08-08 | N. A. | N. A. | B0725 | N. A. | N. A. | N. A. | SEMIFINISHED GOODS | N. A. | N. A. | N. A. | N. A. | N. A. | N. A. |  | N. A. | N. A. | N. A. | N. A. | N. A. | N. A. | N. A. | N. A. | N. A. | N. A. | 1 | SUB COMPONENTS | 0 | Initial issue | N | BONE PLATES |  | No | No | N. A. | N. A. | N. A. | N. A.
B0725.1216F | B0725.1216F | CHS FORGING, 19MM WIDTH, 25MM BARREL, 316LVM, 120DEG. 16HOLES |  | B0725.1200F | N. A. | N. A. | N. A. | N. A. | N. A. | QPR/B0710 | N. A. | N. A. | N. A. | N. A. | N. A. | PS/B0710 | 04 | 2019-08-08 | 2022-08-08 | N. A. | N. A. | B0725 | N. A. | N. A. | N. A. | SEMIFINISHED GOODS | N. A. | N. A. | N. A. | N. A. | N. A. | N. A. |  | N. A. | N. A. | N. A. | N. A. | N. A. | N. A. | N. A. | N. A. | N. A. | N. A. | 1 | SUB COMPONENTS | 0 | Initial issue | N | SUB COMPONENTS |  | No | No | N. A. | N. A. | N. A. | N. A.
B0725.1217F | B0725.1217F | CHS FORGING, 19MM WIDTH, 25MM BARREL, 316LVM, 120DEG. 17HOLES |  | B0725.1200F | N. A. | N. A. | N. A. | N. A. | N. A. | QPR/B0710 | N. A. | N. A. | N. A. | N. A. | N. A. | PS/B0710 | 04 | 2019-08-08 | 2022-08-08 | N. A. | N. A. | B0725 | N. A. | N. A. | N. A. | SEMIFINISHED GOODS | N. A. | N. A. | N. A. | N. A. | N. A. | N. A. |  | N. A. | N. A. | N. A. | N. A. | N. A. | N. A. | N. A. | N. A. | N. A. | N. A. | 1 | SUB COMPONENTS | 0 | Initial issue | N | SUB COMPONENTS |  | No | No | N. A. | N. A. | N. A. | N. A.
B0725.1218F | B0725.1218F | CHS FORGING, 19MM WIDTH, 25MM BARREL, 316LVM, 120DEG. UPTO 18HOLES |  | B0725.1200F | N. A. | N. A. | N. A. | N. A. | N. A. | QPF/B0710 | N. A. | N. A. | N. A. | N. A. | N. A. | PS/B0710 | 04 | 2019-08-08 | 2022-08-08 | N. A. | N. A. | B0725 | N. A. | N. A. | N. A. | SEMIFINISHED GOODS | N. A. | N. A. | N. A. | N. A. | N. A. | N. A. |  | N. A. | N. A. | N. A. | N. A. | N. A. | N. A. | N. A. | N. A. | N. A. | N. A. | 1 | SUB COMPONENTS | 0 | Initial issue | N | BONE PLATES |  | No | No | N. A. | N. A. | N. A. | N. A.
B0725.1250F | B0725.1250F | CHS FORGING, 19MM WIDTH, 25MM BARREL, 316LVM, 125DEG. DOUBLE ENDED |  | B0725.1250F | N. A. | N. A. | N. A. | N. A. | N. A. | QPF/B0710F | N. A. | N. A. | N. A. | N. A. | N. A. | PS/B0710FDE | 04 | 2019-08-08 | 2022-08-08 | N. A. | N. A. | B0725 | N. A. | N. A. | N. A. | SEMIFINISHED GOODS | N. A. | N. A. | N. A. | N. A. | N. A. | N. A. |  | N. A. | N. A. | N. A. | N. A. | N. A. | N. A. | N. A. | N. A. | N. A. | N. A. | 1 | SUB COMPONENTS | 0 | Initial issue | N | BONE PLATES |  | No | No | N. A. | N. A. | N. A. | N. A.
B0725.1253F | B0725.1253F | CHS FORGING, 19MM WIDTH, 25MM BARREL, 316LVM, 125DEG. 3HOLES |  | B0725.1250F | N. A. | N. A. | N. A. | N. A. | N. A. | QPR/B0710 | N. A. | N. A. | N. A. | N. A. | N. A. | PS/B0710 | 04 | 2019-08-08 | 2022-08-08 | N. A. | N. A. | B0725 | N. A. | N. A. | N. A. | SEMIFINISHED GOODS | N. A. | N. A. | N. A. | N. A. | N. A. | N. A. |  | N. A. | N. A. | N. A. | N. A. | N. A. | N. A. | N. A. | N. A. | N. A. | N. A. | 1 | SUB COMPONENTS | 0 | Initial issue | N | SUB COMPONENTS |  | No | No | N. A. | N. A. | N. A. | N. A.
B0725.1254F | B0725.1254F | CHS FORGING, 19MM WIDTH, 25MM BARREL, 316LVM, 125DEG. 4HOLES |  | B0725.1250F | N. A. | N. A. | N. A. | N. A. | N. A. | QPR/B0710 | N. A. | N. A. | N. A. | N. A. | N. A. | PS/B0710 | 04 | 2019-08-08 | 2022-08-08 | N. A. | N. A. | B0725 | N. A. | N. A. | N. A. | SEMIFINISHED GOODS | N. A. | N. A. | N. A. | N. A. | N. A. | N. A. |  | N. A. | N. A. | N. A. | N. A. | N. A. | N. A. | N. A. | N. A. | N. A. | N. A. | 1 | SUB COMPONENTS | 0 | Initial issue | N | SUB COMPONENTS |  | No | No | N. A. | N. A. | N. A. | N. A.
B0725.1255F | B0725.1255F | CHS FORGING, 19MM WIDTH, 25MM BARREL, 316LVM, 125DEG. 5HOLES |  | B0725.1250F | N. A. | N. A. | N. A. | N. A. | N. A. | QPR/B0710 | N. A. | N. A. | N. A. | N. A. | N. A. | PS/B0710 | 04 | 2019-08-08 | 2022-08-08 | N. A. | N. A. | B0725 | N. A. | N. A. | N. A. | SEMIFINISHED GOODS | N. A. | N. A. | N. A. | N. A. | N. A. | N. A. |  | N. A. | N. A. | N. A. | N. A. | N. A. | N. A. | N. A. | N. A. | N. A. | N. A. | 1 | SUB COMPONENTS | 0 | Initial issue | N | SUB COMPONENTS |  | No | No | N. A. | N. A. | N. A. | N. A.
B0725.1256F | B0725.1256F | CHS FORGING, 19MM WIDTH, 25MM BARREL, 316LVM, 125DEG. UPTO 6HOLES |  | B0725.1250F | N. A. | N. A. | N. A. | N. A. | N. A. | QPF/B0710 | N. A. | N. A. | N. A. | N. A. | N. A. | PS/B0710 | 04 | 2019-08-08 | 2022-08-08 | N. A. | N. A. | B0725 | N. A. | N. A. | N. A. | SEMIFINISHED GOODS | N. A. | N. A. | N. A. | N. A. | N. A. | N. A. |  | N. A. | N. A. | N. A. | N. A. | N. A. | N. A. | N. A. | N. A. | N. A. | N. A. | 1 | SUB COMPONENTS | 0 | Initial issue | N | BONE PLATES |  | No | No | N. A. | N. A. | N. A. | N. A.
B0725.1257F | B0725.1257F | CHS FORGING, 19MM WIDTH, 25MM BARREL, 316LVM, 125DEG. 7HOLES |  | B0725.1250F | N. A. | N. A. | N. A. | N. A. | N. A. | QPR/B0710 | N. A. | N. A. | N. A. | N. A. | N. A. | PS/B0710 | 04 | 2019-08-08 | 2022-08-08 | N. A. | N. A. | B0725 | N. A. | N. A. | N. A. | SEMIFINISHED GOODS | N. A. | N. A. | N. A. | N. A. | N. A. | N. A. |  | N. A. | N. A. | N. A. | N. A. | N. A. | N. A. | N. A. | N. A. | N. A. | N. A. | 1 | SUB COMPONENTS | 0 | Initial issue | N | SUB COMPONENTS |  | No | No | N. A. | N. A. | N. A. | N. A.
B0725.1258F | B0725.1258F | CHS FORGING, 19MM WIDTH, 25MM BARREL, 316LVM, 125DEG. 8HOLES |  | B0725.1250F | N. A. | N. A. | N. A. | N. A. | N. A. | QPR/B0710 | N. A. | N. A. | N. A. | N. A. | N. A. | PS/B0710 | 04 | 2019-08-08 | 2022-08-08 | N. A. | N. A. | B0725 | N. A. | N. A. | N. A. | SEMIFINISHED GOODS | N. A. | N. A. | N. A. | N. A. | N. A. | N. A. |  | N. A. | N. A. | N. A. | N. A. | N. A. | N. A. | N. A. | N. A. | N. A. | N. A. | 1 | SUB COMPONENTS | 0 | Initial issue | N | SUB COMPONENTS |  | No | No | N. A. | N. A. | N. A. | N. A.
B0725.1259F | B0725.1259F | CHS FORGING, 19MM WIDTH, 25MM BARREL, 316LVM, 125DEG. UPTO 9HOLES |  | B0725.1250F | N. A. | N. A. | N. A. | N. A. | N. A. | QPF/B0710 | N. A. | N. A. | N. A. | N. A. | N. A. | PS/B0710 | 04 | 2019-08-08 | 2022-08-08 | N. A. | N. A. | B0725 | N. A. | N. A. | N. A. | SEMIFINISHED GOODS | N. A. | N. A. | N. A. | N. A. | N. A. | N. A. |  | N. A. | N. A. | N. A. | N. A. | N. A. | N. A. | N. A. | N. A. | N. A. | N. A. | 1 | SUB COMPONENTS | 0 | Initial issue | N | BONE PLATES |  | No | No | N. A. | N. A. | N. A. | N. A.
B0725.1260F | B0725.1260F | CHS FORGING, 19MM WIDTH, 25MM BARREL, 316LVM, 125DEG. 10HOLES |  | B0725.1250F | N. A. | N. A. | N. A. | N. A. | N. A. | QPR/B0710 | N. A. | N. A. | N. A. | N. A. | N. A. | PS/B0710 | 04 | 2019-08-08 | 2022-08-08 | N. A. | N. A. | B0725 | N. A. | N. A. | N. A. | SEMIFINISHED GOODS | N. A. | N. A. | N. A. | N. A. | N. A. | N. A. |  | N. A. | N. A. | N. A. | N. A. | N. A. | N. A. | N. A. | N. A. | N. A. | N. A. | 1 | SUB COMPONENTS | 0 | Initial issue | N | SUB COMPONENTS |  | No | No | N. A. | N. A. | N. A. | N. A.
B0725.1261F | B0725.1261F | CHS FORGING, 19MM WIDTH, 25MM BARREL, 316LVM, 125DEG. 11HOLES |  | B0725.1250F | N. A. | N. A. | N. A. | N. A. | N. A. | QPR/B0710 | N. A. | N. A. | N. A. | N. A. | N. A. | PS/B0710 | 04 | 2019-08-08 | 2022-08-08 | N. A. | N. A. | B0725 | N. A. | N. A. | N. A. | SEMIFINISHED GOODS | N. A. | N. A. | N. A. | N. A. | N. A. | N. A. |  | N. A. | N. A. | N. A. | N. A. | N. A. | N. A. | N. A. | N. A. | N. A. | N. A. | 1 | SUB COMPONENTS | 0 | Initial issue | N | SUB COMPONENTS |  | No | No | N. A. | N. A. | N. A. | N. A.
B0725.1262F | B0725.1262F | CHS FORGING, 19MM WIDTH, 25MM BARREL, 316LVM, 125DEG. UPTO 12HOLES |  | B0725.1250F | N. A. | N. A. | N. A. | N. A. | N. A. | QPF/B0710 | N. A. | N. A. | N. A. | N. A. | N. A. | PS/B0710 | 04 | 2019-08-08 | 2022-08-08 | N. A. | N. A. | B0725 | N. A. | N. A. | N. A. | SEMIFINISHED GOODS | N. A. | N. A. | N. A. | N. A. | N. A. | N. A. |  | N. A. | N. A. | N. A. | N. A. | N. A. | N. A. | N. A. | N. A. | N. A. | N. A. | 1 | SUB COMPONENTS | 0 | Initial issue | N | BONE PLATES |  | No | No | N. A. | N. A. | N. A. | N. A.
B0725.1263F | B0725.1263F | CHS FORGING, 19MM WIDTH, 25MM BARREL, 316LVM, 125DEG. 13HOLES |  | B0725.1250F | N. A. | N. A. | N. A. | N. A. | N. A. | QPR/B0710 | N. A. | N. A. | N. A. | N. A. | N. A. | PS/B0710 | 04 | 2019-08-08 | 2022-08-08 | N. A. | N. A. | B0725 | N. A. | N. A. | N. A. | SEMIFINISHED GOODS | N. A. | N. A. | N. A. | N. A. | N. A. | N. A. |  | N. A. | N. A. | N. A. | N. A. | N. A. | N. A. | N. A. | N. A. | N. A. | N. A. | 1 | SUB COMPONENTS | 0 | Initial issue | N | SUB COMPONENTS |  | No | No | N. A. | N. A. | N. A. | N. A.
B0725.1264F | B0725.1264F | CHS FORGING, 19MM WIDTH, 25MM BARREL, 316LVM, 125DEG. 14HOLES |  | B0725.1250F | N. A. | N. A. | N. A. | N. A. | N. A. | QPR/B0710 | N. A. | N. A. | N. A. | N. A. | N. A. | PS/B0710 | 04 | 2019-08-08 | 2022-08-08 | N. A. | N. A. | B0725 | N. A. | N. A. | N. A. | SEMIFINISHED GOODS | N. A. | N. A. | N. A. | N. A. | N. A. | N. A. |  | N. A. | N. A. | N. A. | N. A. | N. A. | N. A. | N. A. | N. A. | N. A. | N. A. | 1 | SUB COMPONENTS | 0 | Initial issue | N | SUB COMPONENTS |  | No | No | N. A. | N. A. | N. A. | N. A.
B0725.1265F | B0725.1265F | CHS FORGING, 19MM WIDTH, 25MM BARREL, 316LVM, 125DEG. UPTO 15HOLES |  | B0725.1250F | N. A. | N. A. | N. A. | N. A. | N. A. | QPF/B0710 | N. A. | N. A. | N. A. | N. A. | N. A. | PS/B0710 | 04 | 2019-08-08 | 2022-08-08 | N. A. | N. A. | B0725 | N. A. | N. A. | N. A. | SEMIFINISHED GOODS | N. A. | N. A. | N. A. | N. A. | N. A. | N. A. |  | N. A. | N. A. | N. A. | N. A. | N. A. | N. A. | N. A. | N. A. | N. A. | N. A. | 1 | SUB COMPONENTS | 0 | Initial issue | N | BONE PLATES |  | No | No | N. A. | N. A. | N. A. | N. A.
B0725.1266F | B0725.1266F | CHS FORGING, 19MM WIDTH, 25MM BARREL, 316LVM, 125DEG. 16HOLES |  | B0725.1250F | N. A. | N. A. | N. A. | N. A. | N. A. | QPR/B0710 | N. A. | N. A. | N. A. | N. A. | N. A. | PS/B0710 | 04 | 2019-08-08 | 2022-08-08 | N. A. | N. A. | B0725 | N. A. | N. A. | N. A. | SEMIFINISHED GOODS | N. A. | N. A. | N. A. | N. A. | N. A. | N. A. |  | N. A. | N. A. | N. A. | N. A. | N. A. | N. A. | N. A. | N. A. | N. A. | N. A. | 1 | SUB COMPONENTS | 0 | Initial issue | N | SUB COMPONENTS |  | No | No | N. A. | N. A. | N. A. | N. A.
B0725.1267F | B0725.1267F | CHS FORGING, 19MM WIDTH, 25MM BARREL, 316LVM, 125DEG. 17HOLES |  | B0725.1250F | N. A. | N. A. | N. A. | N. A. | N. A. | QPR/B0710 | N. A. | N. A. | N. A. | N. A. | N. A. | PS/B0710 | 04 | 2019-08-08 | 2022-08-08 | N. A. | N. A. | B0725 | N. A. | N. A. | N. A. | SEMIFINISHED GOODS | N. A. | N. A. | N. A. | N. A. | N. A. | N. A. |  | N. A. | N. A. | N. A. | N. A. | N. A. | N. A. | N. A. | N. A. | N. A. | N. A. | 1 | SUB COMPONENTS | 0 | Initial issue | N | SUB COMPONENTS |  | No | No | N. A. | N. A. | N. A. | N. A.
B0725.1268F | B0725.1268F | CHS FORGING, 19MM WIDTH, 25MM BARREL, 316LVM, 125DEG. UPTO 18HOLES |  | B0725.1250F | N. A. | N. A. | N. A. | N. A. | N. A. | QPF/B0710 | N. A. | N. A. | N. A. | N. A. | N. A. | PS/B0710 | 04 | 2019-08-08 | 2022-08-08 | N. A. | N. A. | B0725 | N. A. | N. A. | N. A. | SEMIFINISHED GOODS | N. A. | N. A. | N. A. | N. A. | N. A. | N. A. |  | N. A. | N. A. | N. A. | N. A. | N. A. | N. A. | N. A. | N. A. | N. A. | N. A. | 1 | SUB COMPONENTS | 0 | Initial issue | N | BONE PLATES |  | No | No | N. A. | N. A. | N. A. | N. A.
B0725.1300F | B0725.1300F | CHS FORGING, 19MM WIDTH, 25MM BARREL, 316LVM, 130DEG. DOUBLE ENDED |  | B0725.1300F | N. A. | N. A. | N. A. | N. A. | N. A. | QPF/B0710F | N. A. | N. A. | N. A. | N. A. | N. A. | PS/B0710FDE | 04 | 2019-08-08 | 2022-08-08 | N. A. | N. A. | B0725 | N. A. | N. A. | N. A. | SEMIFINISHED GOODS | N. A. | N. A. | N. A. | N. A. | N. A. | N. A. |  | N. A. | N. A. | N. A. | N. A. | N. A. | N. A. | N. A. | N. A. | N. A. | N. A. | 1 | SUB COMPONENTS | 0 | Initial issue | N | BONE PLATES |  | No | No | N. A. | N. A. | N. A. | N. A.
B0723 | B0725.1303 | C.H.S. BARREL PLATE, ADLER, 25MM BARREL, 19MM WIDTH, 130DEG., 3 AUTO COMP. HOLES |  | B0723.1300 | 03 | 2012-07-05 | N. A. | N. A. | N. A. | QPF/B0723 | 02 | 2019-06-07 | 2022-06-07 | N. A. | N. A. | PS/B0723 | 04 | 2017-12-10 | 2010-12-10 | N. A. | N. A. | B0723 | TMF-1 | IU/1 | Class C | FINISHED GOODS | ADLER™ | C.H.S. BARREL PLATE, 25MM BARREL | 19MM WIDTH, 130DEG., 3 AUTO COMP. HOLES | 16 | No | Yes |  | No | N. A. | No | N. A. | No | Yes | No | Yes | M. L.: MFG/MD/2021/000369 |  | 1 | ADLER PRODUCTS\CHS IMPLANTS\CHS PLATES | 0 | Initial issue | Y | BONE PLATES |  | 1 | No | Yes | Yes | Yes | N. A.
B0725.1303F | B0725.1303F | CHS FORGING, 19MM WIDTH, 25MM BARREL, 316LVM, 130DEG. 3HOLES |  | B0725.1300F | N. A. | N. A. | N. A. | N. A. | N. A. | QPR/B0710 | N. A. | N. A. | N. A. | N. A. | N. A. | PS/B0710 | 04 | 2019-08-08 | 2022-08-08 | N. A. | N. A. | B0725 | N. A. | N. A. | N. A. | SEMIFINISHED GOODS | N. A. | N. A. | N. A. | N. A. | N. A. | N. A. |  | N. A. | N. A. | N. A. | N. A. | N. A. | N. A. | N. A. | N. A. | N. A. | N. A. | 1 | SUB COMPONENTS | 0 | Initial issue | N | SUB COMPONENTS |  | No | No | N. A. | N. A. | N. A. | N. A.
B0723 | B0725.1304 | C.H.S. BARREL PLATE, ADLER, 25MM BARREL, 19MM WIDTH, 130DEG., 4 AUTO COMP. HOLES |  | B0723.1300 | 03 | 2012-07-05 | N. A. | N. A. | N. A. | QPF/B0723 | 02 | 2019-06-07 | 2022-06-07 | N. A. | N. A. | PS/B0723 | 04 | 2017-12-10 | 2010-12-10 | N. A. | N. A. | B0723 | TMF-1 | IU/1 | Class C | FINISHED GOODS | ADLER™ | C.H.S. BARREL PLATE, 25MM BARREL | 19MM WIDTH, 130DEG., 4 AUTO COMP. HOLES | 16 | No | Yes |  | No | N. A. | No | N. A. | No | Yes | No | Yes | M. L.: MFG/MD/2021/000369 |  | 1 | ADLER PRODUCTS\CHS IMPLANTS\CHS PLATES | 0 | Initial issue | Y | BONE PLATES |  | 1 | No | Yes | Yes | Yes | N. A.
B0725.1304F | B0725.1304F | CHS FORGING, 19MM WIDTH, 25MM BARREL, 316LVM, 130DEG. 4HOLES |  | B0725.1300F | N. A. | N. A. | N. A. | N. A. | N. A. | QPR/B0710 | N. A. | N. A. | N. A. | N. A. | N. A. | PS/B0710 | 04 | 2019-08-08 | 2022-08-08 | N. A. | N. A. | B0725 | N. A. | N. A. | N. A. | SEMIFINISHED GOODS | N. A. | N. A. | N. A. | N. A. | N. A. | N. A. |  | N. A. | N. A. | N. A. | N. A. | N. A. | N. A. | N. A. | N. A. | N. A. | N. A. | 1 | SUB COMPONENTS | 0 | Initial issue | N | SUB COMPONENTS |  | No | No | N. A. | N. A. | N. A. | N. A.
B0723 | B0725.1305 | C.H.S. BARREL PLATE, ADLER, 25MM BARREL, 19MM WIDTH, 130DEG., 5 AUTO COMP. HOLES |  | B0723.1300 | 03 | 2012-07-05 | N. A. | N. A. | N. A. | QPF/B0723 | 02 | 2019-06-07 | 2022-06-07 | N. A. | N. A. | PS/B0723 | 04 | 2017-12-10 | 2010-12-10 | N. A. | N. A. | B0723 | TMF-1 | IU/1 | Class C | FINISHED GOODS | ADLER™ | C.H.S. BARREL PLATE, 25MM BARREL | 19MM WIDTH, 130DEG., 5 AUTO COMP. HOLES | 16 | No | Yes |  | No | N. A. | No | N. A. | No | Yes | No | Yes | M. L.: MFG/MD/2021/000369 |  | 1 | ADLER PRODUCTS\CHS IMPLANTS\CHS PLATES | 0 | Initial issue | Y | BONE PLATES |  | 1 | No | Yes | Yes | Yes | N. A.
B0725.1305F | B0725.1305F | CHS FORGING, 19MM WIDTH, 25MM BARREL, 316LVM, 130DEG. 5HOLES |  | B0725.1300F | N. A. | N. A. | N. A. | N. A. | N. A. | QPR/B0710 | N. A. | N. A. | N. A. | N. A. | N. A. | PS/B0710 | 04 | 2019-08-08 | 2022-08-08 | N. A. | N. A. | B0725 | N. A. | N. A. | N. A. | SEMIFINISHED GOODS | N. A. | N. A. | N. A. | N. A. | N. A. | N. A. |  | N. A. | N. A. | N. A. | N. A. | N. A. | N. A. | N. A. | N. A. | N. A. | N. A. | 1 | SUB COMPONENTS | 0 | Initial issue | N | SUB COMPONENTS |  | No | No | N. A. | N. A. | N. A. | N. A.
B0723 | B0725.1306 | C.H.S. BARREL PLATE, ADLER, 25MM BARREL, 19MM WIDTH, 130DEG., 6 AUTO COMP. HOLES |  | B0723.1300 | 03 | 2012-07-05 | N. A. | N. A. | N. A. | QPF/B0723 | 02 | 2019-06-07 | 2022-06-07 | N. A. | N. A. | PS/B0723 | 04 | 2017-12-10 | 2010-12-10 | N. A. | N. A. | B0723 | TMF-1 | IU/1 | Class C | FINISHED GOODS | ADLER™ | C.H.S. BARREL PLATE, 25MM BARREL | 19MM WIDTH, 130DEG., 6 AUTO COMP. HOLES | 16 | No | Yes |  | No | N. A. | No | N. A. | No | Yes | No | Yes | M. L.: MFG/MD/2021/000369 |  | 1 | ADLER PRODUCTS\CHS IMPLANTS\CHS PLATES | 0 | Initial issue | Y | BONE PLATES |  | 1 | No | Yes | Yes | Yes | N. A.
B0725.1306F | B0725.1306F | CHS FORGING, 19MM WIDTH, 25MM BARREL, 316LVM, 130DEG. UPTO 6HOLES |  | B0725.1300F | N. A. | N. A. | N. A. | N. A. | N. A. | QPF/B0710 | N. A. | N. A. | N. A. | N. A. | N. A. | PS/B0710 | 04 | 2019-08-08 | 2022-08-08 | N. A. | N. A. | B0725 | N. A. | N. A. | N. A. | SEMIFINISHED GOODS | N. A. | N. A. | N. A. | N. A. | N. A. | N. A. |  | N. A. | N. A. | N. A. | N. A. | N. A. | N. A. | N. A. | N. A. | N. A. | N. A. | 1 | SUB COMPONENTS | 0 | Initial issue | N | BONE PLATES |  | No | No | N. A. | N. A. | N. A. | N. A.
B0723 | B0725.1307 | C.H.S. BARREL PLATE, ADLER, 25MM BARREL, 19MM WIDTH, 130DEG., 7 AUTO COMP. HOLES |  | B0723.1300 | 03 | 2012-07-05 | N. A. | N. A. | N. A. | QPF/B0723 | 02 | 2019-06-07 | 2022-06-07 | N. A. | N. A. | PS/B0723 | 04 | 2017-12-10 | 2010-12-10 | N. A. | N. A. | B0723 | TMF-1 | IU/1 | Class C | FINISHED GOODS | ADLER™ | C.H.S. BARREL PLATE, 25MM BARREL | 19MM WIDTH, 130DEG., 7 AUTO COMP. HOLES | 16 | No | Yes |  | No | N. A. | No | N. A. | No | Yes | No | Yes | M. L.: MFG/MD/2021/000369 |  | 1 | ADLER PRODUCTS\CHS IMPLANTS\CHS PLATES | 0 | Initial issue | Y | BONE PLATES |  | 1 | No | Yes | Yes | Yes | N. A.
B0725.1307F | B0725.1307F | CHS FORGING, 19MM WIDTH, 25MM BARREL, 316LVM, 130DEG. 7HOLES |  | B0725.1300F | N. A. | N. A. | N. A. | N. A. | N. A. | QPR/B0710 | N. A. | N. A. | N. A. | N. A. | N. A. | PS/B0710 | 04 | 2019-08-08 | 2022-08-08 | N. A. | N. A. | B0725 | N. A. | N. A. | N. A. | SEMIFINISHED GOODS | N. A. | N. A. | N. A. | N. A. | N. A. | N. A. |  | N. A. | N. A. | N. A. | N. A. | N. A. | N. A. | N. A. | N. A. | N. A. | N. A. | 1 | SUB COMPONENTS | 0 | Initial issue | N | SUB COMPONENTS |  | No | No | N. A. | N. A. | N. A. | N. A.
B0723 | B0725.1308 | C.H.S. BARREL PLATE, ADLER, 25MM BARREL, 19MM WIDTH, 130DEG., 8 AUTO COMP. HOLES |  | B0723.1300 | 03 | 2012-07-05 | N. A. | N. A. | N. A. | QPF/B0723 | 02 | 2019-06-07 | 2022-06-07 | N. A. | N. A. | PS/B0723 | 04 | 2017-12-10 | 2010-12-10 | N. A. | N. A. | B0723 | TMF-1 | IU/1 | Class C | FINISHED GOODS | ADLER™ | C.H.S. BARREL PLATE, 25MM BARREL | 19MM WIDTH, 130DEG., 8 AUTO COMP. HOLES | 16 | No | Yes |  | No | N. A. | No | N. A. | No | Yes | No | Yes | M. L.: MFG/MD/2021/000369 |  | 1 | ADLER PRODUCTS\CHS IMPLANTS\CHS PLATES | 0 | Initial issue | Y | BONE PLATES |  | 1 | No | Yes | Yes | Yes | N. A.
B0725.1308F | B0725.1308F | CHS FORGING, 19MM WIDTH, 25MM BARREL, 316LVM, 130DEG. 8HOLES |  | B0725.1300F | N. A. | N. A. | N. A. | N. A. | N. A. | QPR/B0710 | N. A. | N. A. | N. A. | N. A. | N. A. | PS/B0710 | 04 | 2019-08-08 | 2022-08-08 | N. A. | N. A. | B0725 | N. A. | N. A. | N. A. | SEMIFINISHED GOODS | N. A. | N. A. | N. A. | N. A. | N. A. | N. A. |  | N. A. | N. A. | N. A. | N. A. | N. A. | N. A. | N. A. | N. A. | N. A. | N. A. | 1 | SUB COMPONENTS | 0 | Initial issue | N | SUB COMPONENTS |  | No | No | N. A. | N. A. | N. A. | N. A.
B0723 | B0725.1309 | C.H.S. BARREL PLATE, ADLER, 25MM BARREL, 19MM WIDTH, 130DEG., 9 AUTO COMP. HOLES |  | B0723.1300 | 03 | 2012-07-05 | N. A. | N. A. | N. A. | QPF/B0723 | 02 | 2019-06-07 | 2022-06-07 | N. A. | N. A. | PS/B0723 | 04 | 2017-12-10 | 2010-12-10 | N. A. | N. A. | B0723 | TMF-1 | IU/1 | Class C | FINISHED GOODS | ADLER™ | C.H.S. BARREL PLATE, 25MM BARREL | 19MM WIDTH, 130DEG., 9 AUTO COMP. HOLES | 16 | No | Yes |  | No | N. A. | No | N. A. | No | Yes | No | Yes | M. L.: MFG/MD/2021/000369 |  | 1 | ADLER PRODUCTS\CHS IMPLANTS\CHS PLATES | 0 | Initial issue | Y | BONE PLATES |  | 1 | No | Yes | Yes | Yes | N. A.
B0725.1309F | B0725.1309F | CHS FORGING, 19MM WIDTH, 25MM BARREL, 316LVM, 130DEG. UPTO 9HOLES |  | B0725.1300F | N. A. | N. A. | N. A. | N. A. | N. A. | QPF/B0710 | N. A. | N. A. | N. A. | N. A. | N. A. | PS/B0710 | 04 | 2019-08-08 | 2022-08-08 | N. A. | N. A. | B0725 | N. A. | N. A. | N. A. | SEMIFINISHED GOODS | N. A. | N. A. | N. A. | N. A. | N. A. | N. A. |  | N. A. | N. A. | N. A. | N. A. | N. A. | N. A. | N. A. | N. A. | N. A. | N. A. | 1 | SUB COMPONENTS | 0 | Initial issue | N | BONE PLATES |  | No | No | N. A. | N. A. | N. A. | N. A.
B0723 | B0725.1310 | C.H.S. BARREL PLATE, ADLER, 25MM BARREL, 19MM WIDTH, 130DEG., 10 AUTO COMP. HOLES |  | B0723.1300 | 03 | 2012-07-05 | N. A. | N. A. | N. A. | QPF/B0723 | 02 | 2019-06-07 | 2022-06-07 | N. A. | N. A. | PS/B0723 | 04 | 2017-12-10 | 2010-12-10 | N. A. | N. A. | B0723 | TMF-1 | IU/1 | Class C | FINISHED GOODS | ADLER™ | C.H.S. BARREL PLATE, 25MM BARREL | 19MM WIDTH, 130DEG., 10 AUTO COMP. HOLES | 16 | No | Yes |  | No | N. A. | No | N. A. | No | Yes | No | Yes | M. L.: MFG/MD/2021/000369 |  | 1 | ADLER PRODUCTS\CHS IMPLANTS\CHS PLATES | 0 | Initial issue | Y | BONE PLATES |  | 1 | No | Yes | Yes | Yes | N. A.
B0725.1310F | B0725.1310F | CHS FORGING, 19MM WIDTH, 25MM BARREL, 316LVM, 130DEG. 10HOLES |  | B0725.1300F | N. A. | N. A. | N. A. | N. A. | N. A. | QPR/B0710 | N. A. | N. A. | N. A. | N. A. | N. A. | PS/B0710 | 04 | 2019-08-08 | 2022-08-08 | N. A. | N. A. | B0725 | N. A. | N. A. | N. A. | SEMIFINISHED GOODS | N. A. | N. A. | N. A. | N. A. | N. A. | N. A. |  | N. A. | N. A. | N. A. | N. A. | N. A. | N. A. | N. A. | N. A. | N. A. | N. A. | 1 | SUB COMPONENTS | 0 | Initial issue | N | SUB COMPONENTS |  | No | No | N. A. | N. A. | N. A. | N. A.
B0725.1311F | B0725.1311F | CHS FORGING, 19MM WIDTH, 25MM BARREL, 316LVM, 130DEG. 11HOLES |  | B0725.1300F | N. A. | N. A. | N. A. | N. A. | N. A. | QPR/B0710 | N. A. | N. A. | N. A. | N. A. | N. A. | PS/B0710 | 04 | 2019-08-08 | 2022-08-08 | N. A. | N. A. | B0725 | N. A. | N. A. | N. A. | SEMIFINISHED GOODS | N. A. | N. A. | N. A. | N. A. | N. A. | N. A. |  | N. A. | N. A. | N. A. | N. A. | N. A. | N. A. | N. A. | N. A. | N. A. | N. A. | 1 | SUB COMPONENTS | 0 | Initial issue | N | SUB COMPONENTS |  | No | No | N. A. | N. A. | N. A. | N. A.
B0725.1312F | B0725.1312F | CHS FORGING, 19MM WIDTH, 25MM BARREL, 316LVM, 130DEG. UPTO 12HOLES |  | B0725.1300F | N. A. | N. A. | N. A. | N. A. | N. A. | QPF/B0710 | N. A. | N. A. | N. A. | N. A. | N. A. | PS/B0710 | 04 | 2019-08-08 | 2022-08-08 | N. A. | N. A. | B0725 | N. A. | N. A. | N. A. | SEMIFINISHED GOODS | N. A. | N. A. | N. A. | N. A. | N. A. | N. A. |  | N. A. | N. A. | N. A. | N. A. | N. A. | N. A. | N. A. | N. A. | N. A. | N. A. | 1 | SUB COMPONENTS | 0 | Initial issue | N | BONE PLATES |  | No | No | N. A. | N. A. | N. A. | N. A.
B0725.1313F | B0725.1313F | CHS FORGING, 19MM WIDTH, 25MM BARREL, 316LVM, 130DEG. 13HOLES |  | B0725.1300F | N. A. | N. A. | N. A. | N. A. | N. A. | QPR/B0710 | N. A. | N. A. | N. A. | N. A. | N. A. | PS/B0710 | 04 | 2019-08-08 | 2022-08-08 | N. A. | N. A. | B0725 | N. A. | N. A. | N. A. | SEMIFINISHED GOODS | N. A. | N. A. | N. A. | N. A. | N. A. | N. A. |  | N. A. | N. A. | N. A. | N. A. | N. A. | N. A. | N. A. | N. A. | N. A. | N. A. | 1 | SUB COMPONENTS | 0 | Initial issue | N | SUB COMPONENTS |  | No | No | N. A. | N. A. | N. A. | N. A.
B0725.1314F | B0725.1314F | CHS FORGING, 19MM WIDTH, 25MM BARREL, 316LVM, 130DEG. 14HOLES |  | B0725.1300F | N. A. | N. A. | N. A. | N. A. | N. A. | QPR/B0710 | N. A. | N. A. | N. A. | N. A. | N. A. | PS/B0710 | 04 | 2019-08-08 | 2022-08-08 | N. A. | N. A. | B0725 | N. A. | N. A. | N. A. | SEMIFINISHED GOODS | N. A. | N. A. | N. A. | N. A. | N. A. | N. A. |  | N. A. | N. A. | N. A. | N. A. | N. A. | N. A. | N. A. | N. A. | N. A. | N. A. | 1 | SUB COMPONENTS | 0 | Initial issue | N | SUB COMPONENTS |  | No | No | N. A. | N. A. | N. A. | N. A.
B0725.1315F | B0725.1315F | CHS FORGING, 19MM WIDTH, 25MM BARREL, 316LVM, 130DEG. UPTO 15HOLES |  | B0725.1300F | N. A. | N. A. | N. A. | N. A. | N. A. | QPF/B0710 | N. A. | N. A. | N. A. | N. A. | N. A. | PS/B0710 | 04 | 2019-08-08 | 2022-08-08 | N. A. | N. A. | B0725 | N. A. | N. A. | N. A. | SEMIFINISHED GOODS | N. A. | N. A. | N. A. | N. A. | N. A. | N. A. |  | N. A. | N. A. | N. A. | N. A. | N. A. | N. A. | N. A. | N. A. | N. A. | N. A. | 1 | SUB COMPONENTS | 0 | Initial issue | N | BONE PLATES |  | No | No | N. A. | N. A. | N. A. | N. A.
B0725.1316F | B0725.1316F | CHS FORGING, 19MM WIDTH, 25MM BARREL, 316LVM, 130DEG. 16HOLES |  | B0725.1300F | N. A. | N. A. | N. A. | N. A. | N. A. | QPR/B0710 | N. A. | N. A. | N. A. | N. A. | N. A. | PS/B0710 | 04 | 2019-08-08 | 2022-08-08 | N. A. | N. A. | B0725 | N. A. | N. A. | N. A. | SEMIFINISHED GOODS | N. A. | N. A. | N. A. | N. A. | N. A. | N. A. |  | N. A. | N. A. | N. A. | N. A. | N. A. | N. A. | N. A. | N. A. | N. A. | N. A. | 1 | SUB COMPONENTS | 0 | Initial issue | N | SUB COMPONENTS |  | No | No | N. A. | N. A. | N. A. | N. A.
B0725.1317F | B0725.1317F | CHS FORGING, 19MM WIDTH, 25MM BARREL, 316LVM, 130DEG. 17HOLES |  | B0725.1300F | N. A. | N. A. | N. A. | N. A. | N. A. | QPR/B0710 | N. A. | N. A. | N. A. | N. A. | N. A. | PS/B0710 | 04 | 2019-08-08 | 2022-08-08 | N. A. | N. A. | B0725 | N. A. | N. A. | N. A. | SEMIFINISHED GOODS | N. A. | N. A. | N. A. | N. A. | N. A. | N. A. |  | N. A. | N. A. | N. A. | N. A. | N. A. | N. A. | N. A. | N. A. | N. A. | N. A. | 1 | SUB COMPONENTS | 0 | Initial issue | N | SUB COMPONENTS |  | No | No | N. A. | N. A. | N. A. | N. A.
B0725.1318F | B0725.1318F | CHS FORGING, 19MM WIDTH, 25MM BARREL, 316LVM, 130DEG. UPTO 18HOLES |  | B0725.1300F | N. A. | N. A. | N. A. | N. A. | N. A. | QPF/B0710 | N. A. | N. A. | N. A. | N. A. | N. A. | PS/B0710 | 04 | 2019-08-08 | 2022-08-08 | N. A. | N. A. | B0725 | N. A. | N. A. | N. A. | SEMIFINISHED GOODS | N. A. | N. A. | N. A. | N. A. | N. A. | N. A. |  | N. A. | N. A. | N. A. | N. A. | N. A. | N. A. | N. A. | N. A. | N. A. | N. A. | 1 | SUB COMPONENTS | 0 | Initial issue | N | BONE PLATES |  | No | No | N. A. | N. A. | N. A. | N. A.
B0725.1350F | B0725.1350F | CHS FORGING, 19MM WIDTH, 25MM BARREL, 316LVM, 135DEG. DOUBLE ENDED |  | B0710.1350F | 00 | 2011-03-26 | N. A. | N. A. | N. A. | QPF/B0710F | N. A. | N. A. | N. A. | N. A. | N. A. | PS/B0710FDE | 04 | 2019-08-08 | 2022-08-08 | N. A. | N. A. | B0725 | N. A. | N. A. | N. A. | SEMIFINISHED GOODS | N. A. | N. A. | N. A. | N. A. | N. A. | N. A. |  | N. A. | N. A. | N. A. | N. A. | N. A. | N. A. | N. A. | N. A. | N. A. | N. A. | 1 | SUB COMPONENTS | 0 | Initial issue | N | BONE PLATES |  | No | No | N. A. | N. A. | N. A. | N. A.
B0723 | B0725.1353 | C.H.S. BARREL PLATE, ADLER, 25MM BARREL, 19MM WIDTH, 135DEG., 3 AUTO COMP. HOLES |  | B0723.1350 | 03 | 2012-07-05 | N. A. | N. A. | N. A. | QPF/B0723 | 02 | 2019-06-07 | 2022-06-07 | N. A. | N. A. | PS/B0723 | 04 | 2017-12-10 | 2010-12-10 | N. A. | N. A. | B0723 | TMF-1 | IU/1 | Class C | FINISHED GOODS | ADLER™ | C.H.S. BARREL PLATE, 25MM BARREL | 19MM WIDTH, 135DEG., 3 AUTO COMP. HOLES | 16 | No | Yes |  | No | N. A. | No | N. A. | No | Yes | No | Yes | M. L.: MFG/MD/2021/000369 |  | 1 | ADLER PRODUCTS\CHS IMPLANTS\CHS PLATES | 0 | Initial issue | Y | BONE PLATES |  | 1 | No | Yes | Yes | Yes | N. A.
B0725.1353F | B0725.1353F | CHS FORGING, 19MM WIDTH, 25MM BARREL, 316LVM, 135DEG. 3HOLES |  | B0710.1350F | 00 | 2011-03-26 | N. A. | N. A. | N. A. | QPR/B0710 | N. A. | N. A. | N. A. | N. A. | N. A. | PS/B0710 | 04 | 2019-08-08 | 2022-08-08 | N. A. | N. A. | B0725 | N. A. | N. A. | N. A. | SEMIFINISHED GOODS | N. A. | N. A. | N. A. | N. A. | N. A. | N. A. |  | N. A. | N. A. | N. A. | N. A. | N. A. | N. A. | N. A. | N. A. | N. A. | N. A. | 1 | SUB COMPONENTS | 0 | Initial issue | N | SUB COMPONENTS |  | No | No | N. A. | N. A. | N. A. | N. A.
B0723 | B0725.1354 | C.H.S. BARREL PLATE, ADLER, 25MM BARREL, 19MM WIDTH, 135DEG., 4 AUTO COMP. HOLES |  | B0723.1350 | 03 | 2012-07-05 | N. A. | N. A. | N. A. | QPF/B0723 | 02 | 2019-06-07 | 2022-06-07 | N. A. | N. A. | PS/B0723 | 04 | 2017-12-10 | 2010-12-10 | N. A. | N. A. | B0723 | TMF-1 | IU/1 | Class C | FINISHED GOODS | ADLER™ | C.H.S. BARREL PLATE, 25MM BARREL | 19MM WIDTH, 135DEG., 4 AUTO COMP. HOLES | 16 | No | Yes |  | No | N. A. | No | N. A. | No | Yes | No | Yes | M. L.: MFG/MD/2021/000369 |  | 1 | ADLER PRODUCTS\CHS IMPLANTS\CHS PLATES | 0 | Initial issue | Y | BONE PLATES |  | 1 | No | Yes | Yes | Yes | N. A.
B0725.1354F | B0725.1354F | CHS FORGING, 19MM WIDTH, 25MM BARREL, 316LVM, 135DEG. 4HOLES |  | B0710.1350F | 00 | 2011-03-26 | N. A. | N. A. | N. A. | QPR/B0710 | N. A. | N. A. | N. A. | N. A. | N. A. | PS/B0710 | 04 | 2019-08-08 | 2022-08-08 | N. A. | N. A. | B0725 | N. A. | N. A. | N. A. | SEMIFINISHED GOODS | N. A. | N. A. | N. A. | N. A. | N. A. | N. A. |  | N. A. | N. A. | N. A. | N. A. | N. A. | N. A. | N. A. | N. A. | N. A. | N. A. | 1 | SUB COMPONENTS | 0 | Initial issue | N | SUB COMPONENTS |  | No | No | N. A. | N. A. | N. A. | N. A.
B0723 | B0725.1355 | C.H.S. BARREL PLATE, ADLER, 25MM BARREL, 19MM WIDTH, 135DEG., 5 AUTO COMP. HOLES |  | B0723.1350 | 03 | 2012-07-05 | N. A. | N. A. | N. A. | QPF/B0723 | 02 | 2019-06-07 | 2022-06-07 | N. A. | N. A. | PS/B0723 | 04 | 2017-12-10 | 2010-12-10 | N. A. | N. A. | B0723 | TMF-1 | IU/1 | Class C | FINISHED GOODS | ADLER™ | C.H.S. BARREL PLATE, 25MM BARREL | 19MM WIDTH, 135DEG., 5 AUTO COMP. HOLES | 16 | No | Yes |  | No | N. A. | No | N. A. | No | Yes | No | Yes | M. L.: MFG/MD/2021/000369 |  | 1 | ADLER PRODUCTS\CHS IMPLANTS\CHS PLATES | 0 | Initial issue | Y | BONE PLATES |  | 1 | No | Yes | Yes | Yes | N. A.
B0725.1355F | B0725.1355F | CHS FORGING, 19MM WIDTH, 25MM BARREL, 316LVM, 135DEG. 5HOLES |  | B0710.1350F | 00 | 2011-03-26 | N. A. | N. A. | N. A. | QPR/B0710 | N. A. | N. A. | N. A. | N. A. | N. A. | PS/B0710 | 04 | 2019-08-08 | 2022-08-08 | N. A. | N. A. | B0725 | N. A. | N. A. | N. A. | SEMIFINISHED GOODS | N. A. | N. A. | N. A. | N. A. | N. A. | N. A. |  | N. A. | N. A. | N. A. | N. A. | N. A. | N. A. | N. A. | N. A. | N. A. | N. A. | 1 | SUB COMPONENTS | 0 | Initial issue | N | SUB COMPONENTS |  | No | No | N. A. | N. A. | N. A. | N. A.
B0723 | B0725.1356 | C.H.S. BARREL PLATE, ADLER, 25MM BARREL, 19MM WIDTH, 135DEG., 6 AUTO COMP. HOLES |  | B0723.1350 | 03 | 2012-07-05 | N. A. | N. A. | N. A. | QPF/B0723 | 02 | 2019-06-07 | 2022-06-07 | N. A. | N. A. | PS/B0723 | 04 | 2017-12-10 | 2010-12-10 | N. A. | N. A. | B0723 | TMF-1 | IU/1 | Class C | FINISHED GOODS | ADLER™ | C.H.S. BARREL PLATE, 25MM BARREL | 19MM WIDTH, 135DEG., 6 AUTO COMP. HOLES | 16 | No | Yes |  | No | N. A. | No | N. A. | No | Yes | No | Yes | M. L.: MFG/MD/2021/000369 |  | 1 | ADLER PRODUCTS\CHS IMPLANTS\CHS PLATES | 0 | Initial issue | Y | BONE PLATES |  | 1 | No | Yes | Yes | Yes | N. A.
B0725.1356F | B0725.1356F | CHS FORGING, 19MM WIDTH, 25MM BARREL, 316LVM, 135DEG. UPTO 6HOLES |  | B0710.1350F | 00 | 2011-03-26 | N. A. | N. A. | N. A. | QPF/B0710 | N. A. | N. A. | N. A. | N. A. | N. A. | PS/B0710 | 04 | 2019-08-08 | 2022-08-08 | N. A. | N. A. | B0725 | N. A. | N. A. | N. A. | SEMIFINISHED GOODS | N. A. | N. A. | N. A. | N. A. | N. A. | N. A. |  | N. A. | N. A. | N. A. | N. A. | N. A. | N. A. | N. A. | N. A. | N. A. | N. A. | 1 | SUB COMPONENTS | 0 | Initial issue | N | BONE PLATES |  | No | No | N. A. | N. A. | N. A. | N. A.
B0723 | B0725.1357 | C.H.S. BARREL PLATE, ADLER, 25MM BARREL, 19MM WIDTH, 135DEG., 7 AUTO COMP. HOLES |  | B0723.1350 | 03 | 2012-07-05 | N. A. | N. A. | N. A. | QPF/B0723 | 02 | 2019-06-07 | 2022-06-07 | N. A. | N. A. | PS/B0723 | 04 | 2017-12-10 | 2010-12-10 | N. A. | N. A. | B0723 | TMF-1 | IU/1 | Class C | FINISHED GOODS | ADLER™ | C.H.S. BARREL PLATE, 25MM BARREL | 19MM WIDTH, 135DEG., 7 AUTO COMP. HOLES | 16 | No | Yes |  | No | N. A. | No | N. A. | No | Yes | No | Yes | M. L.: MFG/MD/2021/000369 |  | 1 | ADLER PRODUCTS\CHS IMPLANTS\CHS PLATES | 0 | Initial issue | Y | BONE PLATES |  | 1 | No | Yes | Yes | Yes | N. A.
B0725.1357F | B0725.1357F | CHS FORGING, 19MM WIDTH, 25MM BARREL, 316LVM, 135DEG. 7HOLES |  | B0710.1350F | 00 | 2011-03-26 | N. A. | N. A. | N. A. | QPR/B0710 | N. A. | N. A. | N. A. | N. A. | N. A. | PS/B0710 | 04 | 2019-08-08 | 2022-08-08 | N. A. | N. A. | B0725 | N. A. | N. A. | N. A. | SEMIFINISHED GOODS | N. A. | N. A. | N. A. | N. A. | N. A. | N. A. |  | N. A. | N. A. | N. A. | N. A. | N. A. | N. A. | N. A. | N. A. | N. A. | N. A. | 1 | SUB COMPONENTS | 0 | Initial issue | N | SUB COMPONENTS |  | No | No | N. A. | N. A. | N. A. | N. A.
B0723 | B0725.1358 | C.H.S. BARREL PLATE, ADLER, 25MM BARREL, 19MM WIDTH, 135DEG., 8 AUTO COMP. HOLES |  | B0723.1350 | 03 | 2012-07-05 | N. A. | N. A. | N. A. | QPF/B0723 | 02 | 2019-06-07 | 2022-06-07 | N. A. | N. A. | PS/B0723 | 04 | 2017-12-10 | 2010-12-10 | N. A. | N. A. | B0723 | TMF-1 | IU/1 | Class C | FINISHED GOODS | ADLER™ | C.H.S. BARREL PLATE, 25MM BARREL | 19MM WIDTH, 135DEG., 8 AUTO COMP. HOLES | 16 | No | Yes |  | No | N. A. | No | N. A. | No | Yes | No | Yes | M. L.: MFG/MD/2021/000369 |  | 1 | ADLER PRODUCTS\CHS IMPLANTS\CHS PLATES | 0 | Initial issue | Y | BONE PLATES |  | 1 | No | Yes | Yes | Yes | N. A.
B0725.1358F | B0725.1358F | CHS FORGING, 19MM WIDTH, 25MM BARREL, 316LVM, 135DEG. 8HOLES |  | B0710.1350F | 00 | 2011-03-26 | N. A. | N. A. | N. A. | QPR/B0710 | N. A. | N. A. | N. A. | N. A. | N. A. | PS/B0710 | 04 | 2019-08-08 | 2022-08-08 | N. A. | N. A. | B0725 | N. A. | N. A. | N. A. | SEMIFINISHED GOODS | N. A. | N. A. | N. A. | N. A. | N. A. | N. A. |  | N. A. | N. A. | N. A. | N. A. | N. A. | N. A. | N. A. | N. A. | N. A. | N. A. | 1 | SUB COMPONENTS | 0 | Initial issue | N | SUB COMPONENTS |  | No | No | N. A. | N. A. | N. A. | N. A.
B0723 | B0725.1359 | C.H.S. BARREL PLATE, ADLER, 25MM BARREL, 19MM WIDTH, 135DEG., 9 AUTO COMP. HOLES |  | B0723.1350 | 03 | 2012-07-05 | N. A. | N. A. | N. A. | QPF/B0723 | 02 | 2019-06-07 | 2022-06-07 | N. A. | N. A. | PS/B0723 | 04 | 2017-12-10 | 2010-12-10 | N. A. | N. A. | B0723 | TMF-1 | IU/1 | Class C | FINISHED GOODS | ADLER™ | C.H.S. BARREL PLATE, 25MM BARREL | 19MM WIDTH, 135DEG., 9 AUTO COMP. HOLES | 16 | No | Yes |  | No | N. A. | No | N. A. | No | Yes | No | Yes | M. L.: MFG/MD/2021/000369 |  | 1 | ADLER PRODUCTS\CHS IMPLANTS\CHS PLATES | 0 | Initial issue | Y | BONE PLATES |  | 1 | No | Yes | Yes | Yes | N. A.
B0725.1359F | B0725.1359F | CHS FORGING, 19MM WIDTH, 25MM BARREL, 316LVM, 135DEG. UPTO 9HOLES |  | B0710.1350F | 00 | 2011-03-26 | N. A. | N. A. | N. A. | QPF/B0710 | N. A. | N. A. | N. A. | N. A. | N. A. | PS/B0710 | 04 | 2019-08-08 | 2022-08-08 | N. A. | N. A. | B0725 | N. A. | N. A. | N. A. | SEMIFINISHED GOODS | N. A. | N. A. | N. A. | N. A. | N. A. | N. A. |  | N. A. | N. A. | N. A. | N. A. | N. A. | N. A. | N. A. | N. A. | N. A. | N. A. | 1 | SUB COMPONENTS | 0 | Initial issue | N | BONE PLATES |  | No | No | N. A. | N. A. | N. A. | N. A.
B0723 | B0725.1360 | C.H.S. BARREL PLATE, ADLER, 25MM BARREL, 19MM WIDTH, 135DEG., 10 AUTO COMP. HOLES |  | B0723.1350 | 03 | 2012-07-05 | N. A. | N. A. | N. A. | QPF/B0723 | 02 | 2019-06-07 | 2022-06-07 | N. A. | N. A. | PS/B0723 | 04 | 2017-12-10 | 2010-12-10 | N. A. | N. A. | B0723 | TMF-1 | IU/1 | Class C | FINISHED GOODS | ADLER™ | C.H.S. BARREL PLATE, 25MM BARREL | 19MM WIDTH, 135DEG., 10 AUTO COMP. HOLES | 16 | No | Yes |  | No | N. A. | No | N. A. | No | Yes | No | Yes | M. L.: MFG/MD/2021/000369 |  | 1 | ADLER PRODUCTS\CHS IMPLANTS\CHS PLATES | 0 | Initial issue | Y | BONE PLATES |  | 1 | No | Yes | Yes | Yes | N. A.
B0725.1360F | B0725.1360F | CHS FORGING, 19MM WIDTH, 25MM BARREL, 316LVM, 135DEG. 10HOLES |  | B0710.1350F | 00 | 2011-03-26 | N. A. | N. A. | N. A. | QPR/B0710 | N. A. | N. A. | N. A. | N. A. | N. A. | PS/B0710 | 04 | 2019-08-08 | 2022-08-08 | N. A. | N. A. | B0725 | N. A. | N. A. | N. A. | SEMIFINISHED GOODS | N. A. | N. A. | N. A. | N. A. | N. A. | N. A. |  | N. A. | N. A. | N. A. | N. A. | N. A. | N. A. | N. A. | N. A. | N. A. | N. A. | 1 | SUB COMPONENTS | 0 | Initial issue | N | SUB COMPONENTS |  | No | No | N. A. | N. A. | N. A. | N. A.
B0725.1361F | B0725.1361F | CHS FORGING, 19MM WIDTH, 25MM BARREL, 316LVM, 135DEG. 11HOLES |  | B0710.1350F | 00 | 2011-03-26 | N. A. | N. A. | N. A. | QPR/B0710 | N. A. | N. A. | N. A. | N. A. | N. A. | PS/B0710 | 04 | 2019-08-08 | 2022-08-08 | N. A. | N. A. | B0725 | N. A. | N. A. | N. A. | SEMIFINISHED GOODS | N. A. | N. A. | N. A. | N. A. | N. A. | N. A. |  | N. A. | N. A. | N. A. | N. A. | N. A. | N. A. | N. A. | N. A. | N. A. | N. A. | 1 | SUB COMPONENTS | 0 | Initial issue | N | SUB COMPONENTS |  | No | No | N. A. | N. A. | N. A. | N. A.
B0723 | B0725.1362 | C.H.S. BARREL PLATE, ADLER, 25MM BARREL, 19MM WIDTH, 135DEG., 12 AUTO COMP. HOLES |  | B0723.1350 | 03 | 2012-07-05 | N. A. | N. A. | N. A. | QPF/B0723 | 02 | 2019-06-07 | 2022-06-07 | N. A. | N. A. | PS/B0723 | 04 | 2017-12-10 | 2010-12-10 | N. A. | N. A. | B0723 | TMF-1 | IU/1 | Class C | FINISHED GOODS | ADLER™ | C.H.S. BARREL PLATE, 25MM BARREL | 19MM WIDTH, 135DEG., 12 AUTO COMP. HOLES | 16 | No | Yes |  | No | N. A. | No | N. A. | No | Yes | No | Yes | M. L.: MFG/MD/2021/000369 |  | 1 | ADLER PRODUCTS\CHS IMPLANTS\CHS PLATES | 0 | Initial issue | Y | BONE PLATES |  | 1 | No | Yes | Yes | Yes | N. A.
B0725.1362F | B0725.1362F | CHS FORGING, 19MM WIDTH, 25MM BARREL, 316LVM, 135DEG. UPTO 12HOLES |  | B0710.1350F | 00 | 2011-03-26 | N. A. | N. A. | N. A. | QPF/B0710 | N. A. | N. A. | N. A. | N. A. | N. A. | PS/B0710 | 04 | 2019-08-08 | 2022-08-08 | N. A. | N. A. | B0725 | N. A. | N. A. | N. A. | SEMIFINISHED GOODS | N. A. | N. A. | N. A. | N. A. | N. A. | N. A. |  | N. A. | N. A. | N. A. | N. A. | N. A. | N. A. | N. A. | N. A. | N. A. | N. A. | 1 | SUB COMPONENTS | 0 | Initial issue | N | BONE PLATES |  | No | No | N. A. | N. A. | N. A. | N. A.
B0725.1363F | B0725.1363F | CHS FORGING, 19MM WIDTH, 25MM BARREL, 316LVM, 135DEG. 13HOLES |  | B0710.1350F | 00 | 2011-03-26 | N. A. | N. A. | N. A. | QPR/B0710 | N. A. | N. A. | N. A. | N. A. | N. A. | PS/B0710 | 04 | 2019-08-08 | 2022-08-08 | N. A. | N. A. | B0725 | N. A. | N. A. | N. A. | SEMIFINISHED GOODS | N. A. | N. A. | N. A. | N. A. | N. A. | N. A. |  | N. A. | N. A. | N. A. | N. A. | N. A. | N. A. | N. A. | N. A. | N. A. | N. A. | 1 | SUB COMPONENTS | 0 | Initial issue | N | SUB COMPONENTS |  | No | No | N. A. | N. A. | N. A. | N. A.
B0723 | B0725.1364 | C.H.S. BARREL PLATE, ADLER, 25MM BARREL, 19MM WIDTH, 135DEG., 14 AUTO COMP. HOLES |  | B0723.1350 | 03 | 2012-07-05 | N. A. | N. A. | N. A. | QPF/B0723 | 02 | 2019-06-07 | 2022-06-07 | N. A. | N. A. | PS/B0723 | 04 | 2017-12-10 | 2010-12-10 | N. A. | N. A. | B0723 | TMF-1 | IU/1 | Class C | FINISHED GOODS | ADLER™ | C.H.S. BARREL PLATE, 25MM BARREL | 19MM WIDTH, 135DEG., 14 AUTO COMP. HOLES | 16 | No | Yes |  | No | N. A. | No | N. A. | No | Yes | No | Yes | M. L.: MFG/MD/2021/000369 |  | 1 | ADLER PRODUCTS\CHS IMPLANTS\CHS PLATES | 0 | Initial issue | Y | BONE PLATES |  | 1 | No | Yes | Yes | Yes | N. A.
B0725.1364F | B0725.1364F | CHS FORGING, 19MM WIDTH, 25MM BARREL, 316LVM, 135DEG. 14HOLES |  | B0710.1350F | 00 | 2011-03-26 | N. A. | N. A. | N. A. | QPR/B0710 | N. A. | N. A. | N. A. | N. A. | N. A. | PS/B0710 | 04 | 2019-08-08 | 2022-08-08 | N. A. | N. A. | B0725 | N. A. | N. A. | N. A. | SEMIFINISHED GOODS | N. A. | N. A. | N. A. | N. A. | N. A. | N. A. |  | N. A. | N. A. | N. A. | N. A. | N. A. | N. A. | N. A. | N. A. | N. A. | N. A. | 1 | SUB COMPONENTS | 0 | Initial issue | N | SUB COMPONENTS |  | No | No | N. A. | N. A. | N. A. | N. A.
B0725.1365F | B0725.1365F | CHS FORGING, 19MM WIDTH, 25MM BARREL, 316LVM, 135DEG. UPTO 15HOLES |  | B0710.1350F | 00 | 2011-03-26 | N. A. | N. A. | N. A. | QPF/B0710 | N. A. | N. A. | N. A. | N. A. | N. A. | PS/B0710 | 04 | 2019-08-08 | 2022-08-08 | N. A. | N. A. | B0725 | N. A. | N. A. | N. A. | SEMIFINISHED GOODS | N. A. | N. A. | N. A. | N. A. | N. A. | N. A. |  | N. A. | N. A. | N. A. | N. A. | N. A. | N. A. | N. A. | N. A. | N. A. | N. A. | 1 | SUB COMPONENTS | 0 | Initial issue | N | BONE PLATES |  | No | No | N. A. | N. A. | N. A. | N. A.
B0723 | B0725.1366 | C.H.S. BARREL PLATE, ADLER, 25MM BARREL, 19MM WIDTH, 135DEG., 16 AUTO COMP. HOLES |  | B0723.1350 | 03 | 2012-07-05 | N. A. | N. A. | N. A. | QPF/B0723 | 02 | 2019-06-07 | 2022-06-07 | N. A. | N. A. | PS/B0723 | 04 | 2017-12-10 | 2010-12-10 | N. A. | N. A. | B0723 | TMF-1 | IU/1 | Class C | FINISHED GOODS | ADLER™ | C.H.S. BARREL PLATE, 25MM BARREL | 19MM WIDTH, 135DEG., 16 AUTO COMP. HOLES | 16 | No | Yes |  | No | N. A. | No | N. A. | No | Yes | No | Yes | M. L.: MFG/MD/2021/000369 |  | 1 | ADLER PRODUCTS\CHS IMPLANTS\CHS PLATES | 0 | Initial issue | Y | BONE PLATES |  | 1 | No | Yes | Yes | Yes | N. A.
B0725.1366F | B0725.1366F | CHS FORGING, 19MM WIDTH, 25MM BARREL, 316LVM, 135DEG. 16HOLES |  | B0710.1350F | 00 | 2011-03-26 | N. A. | N. A. | N. A. | QPR/B0710 | N. A. | N. A. | N. A. | N. A. | N. A. | PS/B0710 | 04 | 2019-08-08 | 2022-08-08 | N. A. | N. A. | B0725 | N. A. | N. A. | N. A. | SEMIFINISHED GOODS | N. A. | N. A. | N. A. | N. A. | N. A. | N. A. |  | N. A. | N. A. | N. A. | N. A. | N. A. | N. A. | N. A. | N. A. | N. A. | N. A. | 1 | SUB COMPONENTS | 0 | Initial issue | N | SUB COMPONENTS |  | No | No | N. A. | N. A. | N. A. | N. A.
B0725.1367F | B0725.1367F | CHS FORGING, 19MM WIDTH, 25MM BARREL, 316LVM, 135DEG. 17HOLES |  | B0710.1350F | 00 | 2011-03-26 | N. A. | N. A. | N. A. | QPR/B0710 | N. A. | N. A. | N. A. | N. A. | N. A. | PS/B0710 | 04 | 2019-08-08 | 2022-08-08 | N. A. | N. A. | B0725 | N. A. | N. A. | N. A. | SEMIFINISHED GOODS | N. A. | N. A. | N. A. | N. A. | N. A. | N. A. |  | N. A. | N. A. | N. A. | N. A. | N. A. | N. A. | N. A. | N. A. | N. A. | N. A. | 1 | SUB COMPONENTS | 0 | Initial issue | N | SUB COMPONENTS |  | No | No | N. A. | N. A. | N. A. | N. A.
B0725.1368F | B0725.1368F | CHS FORGING, 19MM WIDTH, 25MM BARREL, 316LVM, 135DEG. UPTO 18HOLES |  | B0710.1350F | 00 | 2011-03-26 | N. A. | N. A. | N. A. | QPF/B0710 | N. A. | N. A. | N. A. | N. A. | N. A. | PS/B0710 | 04 | 2019-08-08 | 2022-08-08 | N. A. | N. A. | B0725 | N. A. | N. A. | N. A. | SEMIFINISHED GOODS | N. A. | N. A. | N. A. | N. A. | N. A. | N. A. |  | N. A. | N. A. | N. A. | N. A. | N. A. | N. A. | N. A. | N. A. | N. A. | N. A. | 1 | SUB COMPONENTS | 0 | Initial issue | N | BONE PLATES |  | No | No | N. A. | N. A. | N. A. | N. A.
B0725.1400F | B0725.1400F | CHS FORGING, 19MM WIDTH, 25MM BARREL, 316LVM, 140DEG. DOUBLE ENDED |  | B0725.1400F | N. A. | N. A. | N. A. | N. A. | N. A. | QPF/B0710F | N. A. | N. A. | N. A. | N. A. | N. A. | PS/B0710FDE | 04 | 2019-08-08 | 2022-08-08 | N. A. | N. A. | B0725 | N. A. | N. A. | N. A. | SEMIFINISHED GOODS | N. A. | N. A. | N. A. | N. A. | N. A. | N. A. |  | N. A. | N. A. | N. A. | N. A. | N. A. | N. A. | N. A. | N. A. | N. A. | N. A. | 1 | SUB COMPONENTS | 0 | Initial issue | N | BONE PLATES |  | No | No | N. A. | N. A. | N. A. | N. A.
B0725.1403F | B0725.1403F | CHS FORGING, 19MM WIDTH, 25MM BARREL, 316LVM, 140DEG. 3HOLES |  | B0725.1400F | N. A. | N. A. | N. A. | N. A. | N. A. | QPR/B0710 | N. A. | N. A. | N. A. | N. A. | N. A. | PS/B0710 | 04 | 2019-08-08 | 2022-08-08 | N. A. | N. A. | B0725 | N. A. | N. A. | N. A. | SEMIFINISHED GOODS | N. A. | N. A. | N. A. | N. A. | N. A. | N. A. |  | N. A. | N. A. | N. A. | N. A. | N. A. | N. A. | N. A. | N. A. | N. A. | N. A. | 1 | SUB COMPONENTS | 0 | Initial issue | N | SUB COMPONENTS |  | No | No | N. A. | N. A. | N. A. | N. A.
B0725.1404F | B0725.1404F | CHS FORGING, 19MM WIDTH, 25MM BARREL, 316LVM, 140DEG. 4HOLES |  | B0725.1400F | N. A. | N. A. | N. A. | N. A. | N. A. | QPR/B0710 | N. A. | N. A. | N. A. | N. A. | N. A. | PS/B0710 | 04 | 2019-08-08 | 2022-08-08 | N. A. | N. A. | B0725 | N. A. | N. A. | N. A. | SEMIFINISHED GOODS | N. A. | N. A. | N. A. | N. A. | N. A. | N. A. |  | N. A. | N. A. | N. A. | N. A. | N. A. | N. A. | N. A. | N. A. | N. A. | N. A. | 1 | SUB COMPONENTS | 0 | Initial issue | N | SUB COMPONENTS |  | No | No | N. A. | N. A. | N. A. | N. A.
B0725.1405F | B0725.1405F | CHS FORGING, 19MM WIDTH, 25MM BARREL, 316LVM, 140DEG. 5HOLES |  | B0725.1400F | N. A. | N. A. | N. A. | N. A. | N. A. | QPR/B0710 | N. A. | N. A. | N. A. | N. A. | N. A. | PS/B0710 | 04 | 2019-08-08 | 2022-08-08 | N. A. | N. A. | B0725 | N. A. | N. A. | N. A. | SEMIFINISHED GOODS | N. A. | N. A. | N. A. | N. A. | N. A. | N. A. |  | N. A. | N. A. | N. A. | N. A. | N. A. | N. A. | N. A. | N. A. | N. A. | N. A. | 1 | SUB COMPONENTS | 0 | Initial issue | N | SUB COMPONENTS |  | No | No | N. A. | N. A. | N. A. | N. A.
B0725.1406F | B0725.1406F | CHS FORGING, 19MM WIDTH, 25MM BARREL, 316LVM, 140DEG. UPTO 6HOLES |  | B0725.1400F | N. A. | N. A. | N. A. | N. A. | N. A. | QPF/B0710 | N. A. | N. A. | N. A. | N. A. | N. A. | PS/B0710 | 04 | 2019-08-08 | 2022-08-08 | N. A. | N. A. | B0725 | N. A. | N. A. | N. A. | SEMIFINISHED GOODS | N. A. | N. A. | N. A. | N. A. | N. A. | N. A. |  | N. A. | N. A. | N. A. | N. A. | N. A. | N. A. | N. A. | N. A. | N. A. | N. A. | 1 | SUB COMPONENTS | 0 | Initial issue | N | BONE PLATES |  | No | No | N. A. | N. A. | N. A. | N. A.
B0725.1407F | B0725.1407F | CHS FORGING, 19MM WIDTH, 25MM BARREL, 316LVM, 140DEG. 7HOLES |  | B0725.1400F | N. A. | N. A. | N. A. | N. A. | N. A. | QPR/B0710 | N. A. | N. A. | N. A. | N. A. | N. A. | PS/B0710 | 04 | 2019-08-08 | 2022-08-08 | N. A. | N. A. | B0725 | N. A. | N. A. | N. A. | SEMIFINISHED GOODS | N. A. | N. A. | N. A. | N. A. | N. A. | N. A. |  | N. A. | N. A. | N. A. | N. A. | N. A. | N. A. | N. A. | N. A. | N. A. | N. A. | 1 | SUB COMPONENTS | 0 | Initial issue | N | SUB COMPONENTS |  | No | No | N. A. | N. A. | N. A. | N. A.
B0725.1408F | B0725.1408F | CHS FORGING, 19MM WIDTH, 25MM BARREL, 316LVM, 140DEG. 8HOLES |  | B0725.1400F | N. A. | N. A. | N. A. | N. A. | N. A. | QPR/B0710 | N. A. | N. A. | N. A. | N. A. | N. A. | PS/B0710 | 04 | 2019-08-08 | 2022-08-08 | N. A. | N. A. | B0725 | N. A. | N. A. | N. A. | SEMIFINISHED GOODS | N. A. | N. A. | N. A. | N. A. | N. A. | N. A. |  | N. A. | N. A. | N. A. | N. A. | N. A. | N. A. | N. A. | N. A. | N. A. | N. A. | 1 | SUB COMPONENTS | 0 | Initial issue | N | SUB COMPONENTS |  | No | No | N. A. | N. A. | N. A. | N. A.
B0725.1409F | B0725.1409F | CHS FORGING, 19MM WIDTH, 25MM BARREL, 316LVM, 140DEG. UPTO 9HOLES |  | B0725.1400F | N. A. | N. A. | N. A. | N. A. | N. A. | QPF/B0710 | N. A. | N. A. | N. A. | N. A. | N. A. | PS/B0710 | 04 | 2019-08-08 | 2022-08-08 | N. A. | N. A. | B0725 | N. A. | N. A. | N. A. | SEMIFINISHED GOODS | N. A. | N. A. | N. A. | N. A. | N. A. | N. A. |  | N. A. | N. A. | N. A. | N. A. | N. A. | N. A. | N. A. | N. A. | N. A. | N. A. | 1 | SUB COMPONENTS | 0 | Initial issue | N | BONE PLATES |  | No | No | N. A. | N. A. | N. A. | N. A.
B0725.1410F | B0725.1410F | CHS FORGING, 19MM WIDTH, 25MM BARREL, 316LVM, 140DEG. 10HOLES |  | B0725.1400F | N. A. | N. A. | N. A. | N. A. | N. A. | QPR/B0710 | N. A. | N. A. | N. A. | N. A. | N. A. | PS/B0710 | 04 | 2019-08-08 | 2022-08-08 | N. A. | N. A. | B0725 | N. A. | N. A. | N. A. | SEMIFINISHED GOODS | N. A. | N. A. | N. A. | N. A. | N. A. | N. A. |  | N. A. | N. A. | N. A. | N. A. | N. A. | N. A. | N. A. | N. A. | N. A. | N. A. | 1 | SUB COMPONENTS | 0 | Initial issue | N | SUB COMPONENTS |  | No | No | N. A. | N. A. | N. A. | N. A.
B0725.1411F | B0725.1411F | CHS FORGING, 19MM WIDTH, 25MM BARREL, 316LVM, 140DEG. 11HOLES |  | B0725.1400F | N. A. | N. A. | N. A. | N. A. | N. A. | QPR/B0710 | N. A. | N. A. | N. A. | N. A. | N. A. | PS/B0710 | 04 | 2019-08-08 | 2022-08-08 | N. A. | N. A. | B0725 | N. A. | N. A. | N. A. | SEMIFINISHED GOODS | N. A. | N. A. | N. A. | N. A. | N. A. | N. A. |  | N. A. | N. A. | N. A. | N. A. | N. A. | N. A. | N. A. | N. A. | N. A. | N. A. | 1 | SUB COMPONENTS | 0 | Initial issue | N | SUB COMPONENTS |  | No | No | N. A. | N. A. | N. A. | N. A.
B0725.1412F | B0725.1412F | CHS FORGING, 19MM WIDTH, 25MM BARREL, 316LVM, 140DEG. UPTO 12HOLES |  | B0725.1400F | N. A. | N. A. | N. A. | N. A. | N. A. | QPF/B0710 | N. A. | N. A. | N. A. | N. A. | N. A. | PS/B0710 | 04 | 2019-08-08 | 2022-08-08 | N. A. | N. A. | B0725 | N. A. | N. A. | N. A. | SEMIFINISHED GOODS | N. A. | N. A. | N. A. | N. A. | N. A. | N. A. |  | N. A. | N. A. | N. A. | N. A. | N. A. | N. A. | N. A. | N. A. | N. A. | N. A. | 1 | SUB COMPONENTS | 0 | Initial issue | N | BONE PLATES |  | No | No | N. A. | N. A. | N. A. | N. A.
B0725.1413F | B0725.1413F | CHS FORGING, 19MM WIDTH, 25MM BARREL, 316LVM, 140DEG. 13HOLES |  | B0725.1400F | N. A. | N. A. | N. A. | N. A. | N. A. | QPR/B0710 | N. A. | N. A. | N. A. | N. A. | N. A. | PS/B0710 | 04 | 2019-08-08 | 2022-08-08 | N. A. | N. A. | B0725 | N. A. | N. A. | N. A. | SEMIFINISHED GOODS | N. A. | N. A. | N. A. | N. A. | N. A. | N. A. |  | N. A. | N. A. | N. A. | N. A. | N. A. | N. A. | N. A. | N. A. | N. A. | N. A. | 1 | SUB COMPONENTS | 0 | Initial issue | N | SUB COMPONENTS |  | No | No | N. A. | N. A. | N. A. | N. A.
B0725.1414F | B0725.1414F | CHS FORGING, 19MM WIDTH, 25MM BARREL, 316LVM, 140DEG. 14HOLES |  | B0725.1400F | N. A. | N. A. | N. A. | N. A. | N. A. | QPR/B0710 | N. A. | N. A. | N. A. | N. A. | N. A. | PS/B0710 | 04 | 2019-08-08 | 2022-08-08 | N. A. | N. A. | B0725 | N. A. | N. A. | N. A. | SEMIFINISHED GOODS | N. A. | N. A. | N. A. | N. A. | N. A. | N. A. |  | N. A. | N. A. | N. A. | N. A. | N. A. | N. A. | N. A. | N. A. | N. A. | N. A. | 1 | SUB COMPONENTS | 0 | Initial issue | N | SUB COMPONENTS |  | No | No | N. A. | N. A. | N. A. | N. A.
B0725.1415F | B0725.1415F | CHS FORGING, 19MM WIDTH, 25MM BARREL, 316LVM, 140DEG. UPTO 15HOLES |  | B0725.1400F | N. A. | N. A. | N. A. | N. A. | N. A. | QPF/B0710 | N. A. | N. A. | N. A. | N. A. | N. A. | PS/B0710 | 04 | 2019-08-08 | 2022-08-08 | N. A. | N. A. | B0725 | N. A. | N. A. | N. A. | SEMIFINISHED GOODS | N. A. | N. A. | N. A. | N. A. | N. A. | N. A. |  | N. A. | N. A. | N. A. | N. A. | N. A. | N. A. | N. A. | N. A. | N. A. | N. A. | 1 | SUB COMPONENTS | 0 | Initial issue | N | BONE PLATES |  | No | No | N. A. | N. A. | N. A. | N. A.
B0725.1416F | B0725.1416F | CHS FORGING, 19MM WIDTH, 25MM BARREL, 316LVM, 140DEG. 16HOLES |  | B0725.1400F | N. A. | N. A. | N. A. | N. A. | N. A. | QPR/B0710 | N. A. | N. A. | N. A. | N. A. | N. A. | PS/B0710 | 04 | 2019-08-08 | 2022-08-08 | N. A. | N. A. | B0725 | N. A. | N. A. | N. A. | SEMIFINISHED GOODS | N. A. | N. A. | N. A. | N. A. | N. A. | N. A. |  | N. A. | N. A. | N. A. | N. A. | N. A. | N. A. | N. A. | N. A. | N. A. | N. A. | 1 | SUB COMPONENTS | 0 | Initial issue | N | SUB COMPONENTS |  | No | No | N. A. | N. A. | N. A. | N. A.
B0725.1417F | B0725.1417F | CHS FORGING, 19MM WIDTH, 25MM BARREL, 316LVM, 140DEG. 17HOLES |  | B0725.1400F | N. A. | N. A. | N. A. | N. A. | N. A. | QPR/B0710 | N. A. | N. A. | N. A. | N. A. | N. A. | PS/B0710 | 04 | 2019-08-08 | 2022-08-08 | N. A. | N. A. | B0725 | N. A. | N. A. | N. A. | SEMIFINISHED GOODS | N. A. | N. A. | N. A. | N. A. | N. A. | N. A. |  | N. A. | N. A. | N. A. | N. A. | N. A. | N. A. | N. A. | N. A. | N. A. | N. A. | 1 | SUB COMPONENTS | 0 | Initial issue | N | SUB COMPONENTS |  | No | No | N. A. | N. A. | N. A. | N. A.
B0725.1418F | B0725.1418F | CHS FORGING, 19MM WIDTH, 25MM BARREL, 316LVM, 140DEG. UPTO 18HOLES |  | B0725.1400F | N. A. | N. A. | N. A. | N. A. | N. A. | QPF/B0710 | N. A. | N. A. | N. A. | N. A. | N. A. | PS/B0710 | 04 | 2019-08-08 | 2022-08-08 | N. A. | N. A. | B0725 | N. A. | N. A. | N. A. | SEMIFINISHED GOODS | N. A. | N. A. | N. A. | N. A. | N. A. | N. A. |  | N. A. | N. A. | N. A. | N. A. | N. A. | N. A. | N. A. | N. A. | N. A. | N. A. | 1 | SUB COMPONENTS | 0 | Initial issue | N | BONE PLATES |  | No | No | N. A. | N. A. | N. A. | N. A.
B0725.1450F | B0725.1450F | CHS FORGING, 19MM WIDTH, 25MM BARREL, 316LVM, 145DEG. DOUBLE ENDED |  | B0725.1450F | N. A. | N. A. | N. A. | N. A. | N. A. | QPF/B0710F | N. A. | N. A. | N. A. | N. A. | N. A. | PS/B0710FDE | 04 | 2019-08-08 | 2022-08-08 | N. A. | N. A. | B0725 | N. A. | N. A. | N. A. | SEMIFINISHED GOODS | N. A. | N. A. | N. A. | N. A. | N. A. | N. A. |  | N. A. | N. A. | N. A. | N. A. | N. A. | N. A. | N. A. | N. A. | N. A. | N. A. | 1 | SUB COMPONENTS | 0 | Initial issue | N | BONE PLATES |  | No | No | N. A. | N. A. | N. A. | N. A.
B0725.1453F | B0725.1453F | CHS FORGING, 19MM WIDTH, 25MM BARREL, 316LVM, 145DEG. 3HOLES |  | B0725.1450F | N. A. | N. A. | N. A. | N. A. | N. A. | QPR/B0710 | N. A. | N. A. | N. A. | N. A. | N. A. | PS/B0710 | 04 | 2019-08-08 | 2022-08-08 | N. A. | N. A. | B0725 | N. A. | N. A. | N. A. | SEMIFINISHED GOODS | N. A. | N. A. | N. A. | N. A. | N. A. | N. A. |  | N. A. | N. A. | N. A. | N. A. | N. A. | N. A. | N. A. | N. A. | N. A. | N. A. | 1 | SUB COMPONENTS | 0 | Initial issue | N | SUB COMPONENTS |  | No | No | N. A. | N. A. | N. A. | N. A.
B0725.1454F | B0725.1454F | CHS FORGING, 19MM WIDTH, 25MM BARREL, 316LVM, 145DEG. 4HOLES |  | B0725.1450F | N. A. | N. A. | N. A. | N. A. | N. A. | QPR/B0710 | N. A. | N. A. | N. A. | N. A. | N. A. | PS/B0710 | 04 | 2019-08-08 | 2022-08-08 | N. A. | N. A. | B0725 | N. A. | N. A. | N. A. | SEMIFINISHED GOODS | N. A. | N. A. | N. A. | N. A. | N. A. | N. A. |  | N. A. | N. A. | N. A. | N. A. | N. A. | N. A. | N. A. | N. A. | N. A. | N. A. | 1 | SUB COMPONENTS | 0 | Initial issue | N | SUB COMPONENTS |  | No | No | N. A. | N. A. | N. A. | N. A.
B0725.1455F | B0725.1455F | CHS FORGING, 19MM WIDTH, 25MM BARREL, 316LVM, 145DEG. 5HOLES |  | B0725.1450F | N. A. | N. A. | N. A. | N. A. | N. A. | QPR/B0710 | N. A. | N. A. | N. A. | N. A. | N. A. | PS/B0710 | 04 | 2019-08-08 | 2022-08-08 | N. A. | N. A. | B0725 | N. A. | N. A. | N. A. | SEMIFINISHED GOODS | N. A. | N. A. | N. A. | N. A. | N. A. | N. A. |  | N. A. | N. A. | N. A. | N. A. | N. A. | N. A. | N. A. | N. A. | N. A. | N. A. | 1 | SUB COMPONENTS | 0 | Initial issue | N | SUB COMPONENTS |  | No | No | N. A. | N. A. | N. A. | N. A.
B0725.1456F | B0725.1456F | CHS FORGING, 19MM WIDTH, 25MM BARREL, 316LVM, 145DEG. UPTO 6HOLES |  | B0725.1450F | N. A. | N. A. | N. A. | N. A. | N. A. | QPF/B0710 | N. A. | N. A. | N. A. | N. A. | N. A. | PS/B0710 | 04 | 2019-08-08 | 2022-08-08 | N. A. | N. A. | B0725 | N. A. | N. A. | N. A. | SEMIFINISHED GOODS | N. A. | N. A. | N. A. | N. A. | N. A. | N. A. |  | N. A. | N. A. | N. A. | N. A. | N. A. | N. A. | N. A. | N. A. | N. A. | N. A. | 1 | SUB COMPONENTS | 0 | Initial issue | N | BONE PLATES |  | No | No | N. A. | N. A. | N. A. | N. A.
B0725.1457F | B0725.1457F | CHS FORGING, 19MM WIDTH, 25MM BARREL, 316LVM, 145DEG. 7HOLES |  | B0725.1450F | N. A. | N. A. | N. A. | N. A. | N. A. | QPR/B0710 | N. A. | N. A. | N. A. | N. A. | N. A. | PS/B0710 | 04 | 2019-08-08 | 2022-08-08 | N. A. | N. A. | B0725 | N. A. | N. A. | N. A. | SEMIFINISHED GOODS | N. A. | N. A. | N. A. | N. A. | N. A. | N. A. |  | N. A. | N. A. | N. A. | N. A. | N. A. | N. A. | N. A. | N. A. | N. A. | N. A. | 1 | SUB COMPONENTS | 0 | Initial issue | N | SUB COMPONENTS |  | No | No | N. A. | N. A. | N. A. | N. A.
B0725.1458F | B0725.1458F | CHS FORGING, 19MM WIDTH, 25MM BARREL, 316LVM, 145DEG. 8HOLES |  | B0725.1450F | N. A. | N. A. | N. A. | N. A. | N. A. | QPR/B0710 | N. A. | N. A. | N. A. | N. A. | N. A. | PS/B0710 | 04 | 2019-08-08 | 2022-08-08 | N. A. | N. A. | B0725 | N. A. | N. A. | N. A. | SEMIFINISHED GOODS | N. A. | N. A. | N. A. | N. A. | N. A. | N. A. |  | N. A. | N. A. | N. A. | N. A. | N. A. | N. A. | N. A. | N. A. | N. A. | N. A. | 1 | SUB COMPONENTS | 0 | Initial issue | N | SUB COMPONENTS |  | No | No | N. A. | N. A. | N. A. | N. A.
B0725.1459F | B0725.1459F | CHS FORGING, 19MM WIDTH, 25MM BARREL, 316LVM, 145DEG. UPTO 9HOLES |  | B0725.1450F | N. A. | N. A. | N. A. | N. A. | N. A. | QPF/B0710 | N. A. | N. A. | N. A. | N. A. | N. A. | PS/B0710 | 04 | 2019-08-08 | 2022-08-08 | N. A. | N. A. | B0725 | N. A. | N. A. | N. A. | SEMIFINISHED GOODS | N. A. | N. A. | N. A. | N. A. | N. A. | N. A. |  | N. A. | N. A. | N. A. | N. A. | N. A. | N. A. | N. A. | N. A. | N. A. | N. A. | 1 | SUB COMPONENTS | 0 | Initial issue | N | BONE PLATES |  | No | No | N. A. | N. A. | N. A. | N. A.
B0725.1460F | B0725.1460F | CHS FORGING, 19MM WIDTH, 25MM BARREL, 316LVM, 145DEG. 10HOLES |  | B0725.1450F | N. A. | N. A. | N. A. | N. A. | N. A. | QPR/B0710 | N. A. | N. A. | N. A. | N. A. | N. A. | PS/B0710 | 04 | 2019-08-08 | 2022-08-08 | N. A. | N. A. | B0725 | N. A. | N. A. | N. A. | SEMIFINISHED GOODS | N. A. | N. A. | N. A. | N. A. | N. A. | N. A. |  | N. A. | N. A. | N. A. | N. A. | N. A. | N. A. | N. A. | N. A. | N. A. | N. A. | 1 | SUB COMPONENTS | 0 | Initial issue | N | SUB COMPONENTS |  | No | No | N. A. | N. A. | N. A. | N. A.
B0725.1461F | B0725.1461F | CHS FORGING, 19MM WIDTH, 25MM BARREL, 316LVM, 145DEG. 11HOLES |  | B0725.1450F | N. A. | N. A. | N. A. | N. A. | N. A. | QPR/B0710 | N. A. | N. A. | N. A. | N. A. | N. A. | PS/B0710 | 04 | 2019-08-08 | 2022-08-08 | N. A. | N. A. | B0725 | N. A. | N. A. | N. A. | SEMIFINISHED GOODS | N. A. | N. A. | N. A. | N. A. | N. A. | N. A. |  | N. A. | N. A. | N. A. | N. A. | N. A. | N. A. | N. A. | N. A. | N. A. | N. A. | 1 | SUB COMPONENTS | 0 | Initial issue | N | SUB COMPONENTS |  | No | No | N. A. | N. A. | N. A. | N. A.
B0725.1462F | B0725.1462F | CHS FORGING, 19MM WIDTH, 25MM BARREL, 316LVM, 145DEG. UPTO 12HOLES |  | B0725.1450F | N. A. | N. A. | N. A. | N. A. | N. A. | QPF/B0710 | N. A. | N. A. | N. A. | N. A. | N. A. | PS/B0710 | 04 | 2019-08-08 | 2022-08-08 | N. A. | N. A. | B0725 | N. A. | N. A. | N. A. | SEMIFINISHED GOODS | N. A. | N. A. | N. A. | N. A. | N. A. | N. A. |  | N. A. | N. A. | N. A. | N. A. | N. A. | N. A. | N. A. | N. A. | N. A. | N. A. | 1 | SUB COMPONENTS | 0 | Initial issue | N | BONE PLATES |  | No | No | N. A. | N. A. | N. A. | N. A.
B0725.1463F | B0725.1463F | CHS FORGING, 19MM WIDTH, 25MM BARREL, 316LVM, 145DEG. 13HOLES |  | B0725.1450F | N. A. | N. A. | N. A. | N. A. | N. A. | QPR/B0710 | N. A. | N. A. | N. A. | N. A. | N. A. | PS/B0710 | 04 | 2019-08-08 | 2022-08-08 | N. A. | N. A. | B0725 | N. A. | N. A. | N. A. | SEMIFINISHED GOODS | N. A. | N. A. | N. A. | N. A. | N. A. | N. A. |  | N. A. | N. A. | N. A. | N. A. | N. A. | N. A. | N. A. | N. A. | N. A. | N. A. | 1 | SUB COMPONENTS | 0 | Initial issue | N | SUB COMPONENTS |  | No | No | N. A. | N. A. | N. A. | N. A.
B0725.1464F | B0725.1464F | CHS FORGING, 19MM WIDTH, 25MM BARREL, 316LVM, 145DEG. 14HOLES |  | B0725.1450F | N. A. | N. A. | N. A. | N. A. | N. A. | QPR/B0710 | N. A. | N. A. | N. A. | N. A. | N. A. | PS/B0710 | 04 | 2019-08-08 | 2022-08-08 | N. A. | N. A. | B0725 | N. A. | N. A. | N. A. | SEMIFINISHED GOODS | N. A. | N. A. | N. A. | N. A. | N. A. | N. A. |  | N. A. | N. A. | N. A. | N. A. | N. A. | N. A. | N. A. | N. A. | N. A. | N. A. | 1 | SUB COMPONENTS | 0 | Initial issue | N | SUB COMPONENTS |  | No | No | N. A. | N. A. | N. A. | N. A.
B0725.1465F | B0725.1465F | CHS FORGING, 19MM WIDTH, 25MM BARREL, 316LVM, 145DEG. UPTO 15HOLES |  | B0725.1450F | N. A. | N. A. | N. A. | N. A. | N. A. | QPF/B0710 | N. A. | N. A. | N. A. | N. A. | N. A. | PS/B0710 | 04 | 2019-08-08 | 2022-08-08 | N. A. | N. A. | B0725 | N. A. | N. A. | N. A. | SEMIFINISHED GOODS | N. A. | N. A. | N. A. | N. A. | N. A. | N. A. |  | N. A. | N. A. | N. A. | N. A. | N. A. | N. A. | N. A. | N. A. | N. A. | N. A. | 1 | SUB COMPONENTS | 0 | Initial issue | N | BONE PLATES |  | No | No | N. A. | N. A. | N. A. | N. A.
B0725.1466F | B0725.1466F | CHS FORGING, 19MM WIDTH, 25MM BARREL, 316LVM, 145DEG. 16HOLES |  | B0725.1450F | N. A. | N. A. | N. A. | N. A. | N. A. | QPR/B0710 | N. A. | N. A. | N. A. | N. A. | N. A. | PS/B0710 | 04 | 2019-08-08 | 2022-08-08 | N. A. | N. A. | B0725 | N. A. | N. A. | N. A. | SEMIFINISHED GOODS | N. A. | N. A. | N. A. | N. A. | N. A. | N. A. |  | N. A. | N. A. | N. A. | N. A. | N. A. | N. A. | N. A. | N. A. | N. A. | N. A. | 1 | SUB COMPONENTS | 0 | Initial issue | N | SUB COMPONENTS |  | No | No | N. A. | N. A. | N. A. | N. A.
B0725.1467F | B0725.1467F | CHS FORGING, 19MM WIDTH, 25MM BARREL, 316LVM, 145DEG. 17HOLES |  | B0725.1450F | N. A. | N. A. | N. A. | N. A. | N. A. | QPR/B0710 | N. A. | N. A. | N. A. | N. A. | N. A. | PS/B0710 | 04 | 2019-08-08 | 2022-08-08 | N. A. | N. A. | B0725 | N. A. | N. A. | N. A. | SEMIFINISHED GOODS | N. A. | N. A. | N. A. | N. A. | N. A. | N. A. |  | N. A. | N. A. | N. A. | N. A. | N. A. | N. A. | N. A. | N. A. | N. A. | N. A. | 1 | SUB COMPONENTS | 0 | Initial issue | N | SUB COMPONENTS |  | No | No | N. A. | N. A. | N. A. | N. A.
B0725.1468F | B0725.1468F | CHS FORGING, 19MM WIDTH, 25MM BARREL, 316LVM, 145DEG. UPTO 18HOLES |  | B0725.1450F | N. A. | N. A. | N. A. | N. A. | N. A. | QPF/B0710 | N. A. | N. A. | N. A. | N. A. | N. A. | PS/B0710 | 04 | 2019-08-08 | 2022-08-08 | N. A. | N. A. | B0725 | N. A. | N. A. | N. A. | SEMIFINISHED GOODS | N. A. | N. A. | N. A. | N. A. | N. A. | N. A. |  | N. A. | N. A. | N. A. | N. A. | N. A. | N. A. | N. A. | N. A. | N. A. | N. A. | 1 | SUB COMPONENTS | 0 | Initial issue | N | BONE PLATES |  | No | No | N. A. | N. A. | N. A. | N. A.
B0725.1500F | B0725.1500F | CHS FORGING, 19MM WIDTH, 25MM BARREL, 316LVM, 150DEG. DOUBLE ENDED |  | B0725.1500F | N. A. | N. A. | N. A. | N. A. | N. A. | QPF/B0710F | N. A. | N. A. | N. A. | N. A. | N. A. | PS/B0710FDE | 04 | 2019-08-08 | 2022-08-08 | N. A. | N. A. | B0725 | N. A. | N. A. | N. A. | SEMIFINISHED GOODS | N. A. | N. A. | N. A. | N. A. | N. A. | N. A. |  | N. A. | N. A. | N. A. | N. A. | N. A. | N. A. | N. A. | N. A. | N. A. | N. A. | 1 | SUB COMPONENTS | 0 | Initial issue | N | BONE PLATES |  | No | No | N. A. | N. A. | N. A. | N. A.
B0725.1503F | B0725.1503F | CHS FORGING, 19MM WIDTH, 25MM BARREL, 316LVM, 150DEG. 3HOLES |  | B0725.1500F | N. A. | N. A. | N. A. | N. A. | N. A. | QPR/B0710 | N. A. | N. A. | N. A. | N. A. | N. A. | PS/B0710 | 04 | 2019-08-08 | 2022-08-08 | N. A. | N. A. | B0725 | N. A. | N. A. | N. A. | SEMIFINISHED GOODS | N. A. | N. A. | N. A. | N. A. | N. A. | N. A. |  | N. A. | N. A. | N. A. | N. A. | N. A. | N. A. | N. A. | N. A. | N. A. | N. A. | 1 | SUB COMPONENTS | 0 | Initial issue | N | SUB COMPONENTS |  | No | No | N. A. | N. A. | N. A. | N. A.
B0725.1504F | B0725.1504F | CHS FORGING, 19MM WIDTH, 25MM BARREL, 316LVM, 150DEG. 4HOLES |  | B0725.1500F | N. A. | N. A. | N. A. | N. A. | N. A. | QPR/B0710 | N. A. | N. A. | N. A. | N. A. | N. A. | PS/B0710 | 04 | 2019-08-08 | 2022-08-08 | N. A. | N. A. | B0725 | N. A. | N. A. | N. A. | SEMIFINISHED GOODS | N. A. | N. A. | N. A. | N. A. | N. A. | N. A. |  | N. A. | N. A. | N. A. | N. A. | N. A. | N. A. | N. A. | N. A. | N. A. | N. A. | 1 | SUB COMPONENTS | 0 | Initial issue | N | SUB COMPONENTS |  | No | No | N. A. | N. A. | N. A. | N. A.
B0725.1505F | B0725.1505F | CHS FORGING, 19MM WIDTH, 25MM BARREL, 316LVM, 150DEG. 5HOLES |  | B0725.1500F | N. A. | N. A. | N. A. | N. A. | N. A. | QPR/B0710 | N. A. | N. A. | N. A. | N. A. | N. A. | PS/B0710 | 04 | 2019-08-08 | 2022-08-08 | N. A. | N. A. | B0725 | N. A. | N. A. | N. A. | SEMIFINISHED GOODS | N. A. | N. A. | N. A. | N. A. | N. A. | N. A. |  | N. A. | N. A. | N. A. | N. A. | N. A. | N. A. | N. A. | N. A. | N. A. | N. A. | 1 | SUB COMPONENTS | 0 | Initial issue | N | SUB COMPONENTS |  | No | No | N. A. | N. A. | N. A. | N. A.
B0725.1506F | B0725.1506F | CHS FORGING, 19MM WIDTH, 25MM BARREL, 316LVM, 150DEG. UPTO 6HOLES |  | B0725.1500F | N. A. | N. A. | N. A. | N. A. | N. A. | QPF/B0710 | N. A. | N. A. | N. A. | N. A. | N. A. | PS/B0710 | 04 | 2019-08-08 | 2022-08-08 | N. A. | N. A. | B0725 | N. A. | N. A. | N. A. | SEMIFINISHED GOODS | N. A. | N. A. | N. A. | N. A. | N. A. | N. A. |  | N. A. | N. A. | N. A. | N. A. | N. A. | N. A. | N. A. | N. A. | N. A. | N. A. | 1 | SUB COMPONENTS | 0 | Initial issue | N | BONE PLATES |  | No | No | N. A. | N. A. | N. A. | N. A.
B0725.1507F | B0725.1507F | CHS FORGING, 19MM WIDTH, 25MM BARREL, 316LVM, 150DEG. 7HOLES |  | B0725.1500F | N. A. | N. A. | N. A. | N. A. | N. A. | QPR/B0710 | N. A. | N. A. | N. A. | N. A. | N. A. | PS/B0710 | 04 | 2019-08-08 | 2022-08-08 | N. A. | N. A. | B0725 | N. A. | N. A. | N. A. | SEMIFINISHED GOODS | N. A. | N. A. | N. A. | N. A. | N. A. | N. A. |  | N. A. | N. A. | N. A. | N. A. | N. A. | N. A. | N. A. | N. A. | N. A. | N. A. | 1 | SUB COMPONENTS | 0 | Initial issue | N | SUB COMPONENTS |  | No | No | N. A. | N. A. | N. A. | N. A.
B0725.1508F | B0725.1508F | CHS FORGING, 19MM WIDTH, 25MM BARREL, 316LVM, 150DEG. 8HOLES |  | B0725.1500F | N. A. | N. A. | N. A. | N. A. | N. A. | QPR/B0710 | N. A. | N. A. | N. A. | N. A. | N. A. | PS/B0710 | 04 | 2019-08-08 | 2022-08-08 | N. A. | N. A. | B0725 | N. A. | N. A. | N. A. | SEMIFINISHED GOODS | N. A. | N. A. | N. A. | N. A. | N. A. | N. A. |  | N. A. | N. A. | N. A. | N. A. | N. A. | N. A. | N. A. | N. A. | N. A. | N. A. | 1 | SUB COMPONENTS | 0 | Initial issue | N | SUB COMPONENTS |  | No | No | N. A. | N. A. | N. A. | N. A.
B0725.1509F | B0725.1509F | CHS FORGING, 19MM WIDTH, 25MM BARREL, 316LVM, 150DEG. UPTO 9HOLES |  | B0725.1500F | N. A. | N. A. | N. A. | N. A. | N. A. | QPF/B0710 | N. A. | N. A. | N. A. | N. A. | N. A. | PS/B0710 | 04 | 2019-08-08 | 2022-08-08 | N. A. | N. A. | B0725 | N. A. | N. A. | N. A. | SEMIFINISHED GOODS | N. A. | N. A. | N. A. | N. A. | N. A. | N. A. |  | N. A. | N. A. | N. A. | N. A. | N. A. | N. A. | N. A. | N. A. | N. A. | N. A. | 1 | SUB COMPONENTS | 0 | Initial issue | N | BONE PLATES |  | No | No | N. A. | N. A. | N. A. | N. A.
B0725.1510F | B0725.1510F | CHS FORGING, 19MM WIDTH, 25MM BARREL, 316LVM, 150DEG. 10HOLES |  | B0725.1500F | N. A. | N. A. | N. A. | N. A. | N. A. | QPR/B0710 | N. A. | N. A. | N. A. | N. A. | N. A. | PS/B0710 | 04 | 2019-08-08 | 2022-08-08 | N. A. | N. A. | B0725 | N. A. | N. A. | N. A. | SEMIFINISHED GOODS | N. A. | N. A. | N. A. | N. A. | N. A. | N. A. |  | N. A. | N. A. | N. A. | N. A. | N. A. | N. A. | N. A. | N. A. | N. A. | N. A. | 1 | SUB COMPONENTS | 0 | Initial issue | N | SUB COMPONENTS |  | No | No | N. A. | N. A. | N. A. | N. A.
B0725.1511F | B0725.1511F | CHS FORGING, 19MM WIDTH, 25MM BARREL, 316LVM, 150DEG. 11HOLES |  | B0725.1500F | N. A. | N. A. | N. A. | N. A. | N. A. | QPR/B0710 | N. A. | N. A. | N. A. | N. A. | N. A. | PS/B0710 | 04 | 2019-08-08 | 2022-08-08 | N. A. | N. A. | B0725 | N. A. | N. A. | N. A. | SEMIFINISHED GOODS | N. A. | N. A. | N. A. | N. A. | N. A. | N. A. |  | N. A. | N. A. | N. A. | N. A. | N. A. | N. A. | N. A. | N. A. | N. A. | N. A. | 1 | SUB COMPONENTS | 0 | Initial issue | N | SUB COMPONENTS |  | No | No | N. A. | N. A. | N. A. | N. A.
B0725.1512F | B0725.1512F | CHS FORGING, 19MM WIDTH, 25MM BARREL, 316LVM, 150DEG. UPTO 12HOLES |  | B0725.1500F | N. A. | N. A. | N. A. | N. A. | N. A. | QPF/B0710 | N. A. | N. A. | N. A. | N. A. | N. A. | PS/B0710 | 04 | 2019-08-08 | 2022-08-08 | N. A. | N. A. | B0725 | N. A. | N. A. | N. A. | SEMIFINISHED GOODS | N. A. | N. A. | N. A. | N. A. | N. A. | N. A. |  | N. A. | N. A. | N. A. | N. A. | N. A. | N. A. | N. A. | N. A. | N. A. | N. A. | 1 | SUB COMPONENTS | 0 | Initial issue | N | BONE PLATES |  | No | No | N. A. | N. A. | N. A. | N. A.
B0725.1513 | B0725.1513 | CHS FORGING, 19MM WIDTH, 25MM BARREL, 316LVM, 150DEG. 13HOLES |  | B0725.1500F | N. A. | N. A. | N. A. | N. A. | N. A. | QPR/B0710 | N. A. | N. A. | N. A. | N. A. | N. A. | PS/B0710 | 04 | 2019-08-08 | 2022-08-08 | N. A. | N. A. | B0725 | N. A. | N. A. | N. A. | SEMIFINISHED GOODS | N. A. | N. A. | N. A. | N. A. | N. A. | N. A. |  | N. A. | N. A. | N. A. | N. A. | N. A. | N. A. | N. A. | N. A. | N. A. | N. A. | 1 | SUB COMPONENTS | 0 | Initial issue | N | SUB COMPONENTS |  | No | No | N. A. | N. A. | N. A. | N. A.
B0725.1514F | B0725.1514F | CHS FORGING, 19MM WIDTH, 25MM BARREL, 316LVM, 150DEG. 14HOLES |  | B0725.1500F | N. A. | N. A. | N. A. | N. A. | N. A. | QPR/B0710 | N. A. | N. A. | N. A. | N. A. | N. A. | PS/B0710 | 04 | 2019-08-08 | 2022-08-08 | N. A. | N. A. | B0725 | N. A. | N. A. | N. A. | SEMIFINISHED GOODS | N. A. | N. A. | N. A. | N. A. | N. A. | N. A. |  | N. A. | N. A. | N. A. | N. A. | N. A. | N. A. | N. A. | N. A. | N. A. | N. A. | 1 | SUB COMPONENTS | 0 | Initial issue | N | SUB COMPONENTS |  | No | No | N. A. | N. A. | N. A. | N. A.
B0725.1515F | B0725.1515F | CHS FORGING, 19MM WIDTH, 25MM BARREL, 316LVM, 150DEG. UPTO 15HOLES |  | B0725.1500F | N. A. | N. A. | N. A. | N. A. | N. A. | QPF/B0710 | N. A. | N. A. | N. A. | N. A. | N. A. | PS/B0710 | 04 | 2019-08-08 | 2022-08-08 | N. A. | N. A. | B0725 | N. A. | N. A. | N. A. | SEMIFINISHED GOODS | N. A. | N. A. | N. A. | N. A. | N. A. | N. A. |  | N. A. | N. A. | N. A. | N. A. | N. A. | N. A. | N. A. | N. A. | N. A. | N. A. | 1 | SUB COMPONENTS | 0 | Initial issue | N | BONE PLATES |  | No | No | N. A. | N. A. | N. A. | N. A.
B0725.1516F | B0725.1516F | CHS FORGING, 19MM WIDTH, 25MM BARREL, 316LVM, 150DEG. 16HOLES |  | B0725.1500F | N. A. | N. A. | N. A. | N. A. | N. A. | QPR/B0710 | N. A. | N. A. | N. A. | N. A. | N. A. | PS/B0710 | 04 | 2019-08-08 | 2022-08-08 | N. A. | N. A. | B0725 | N. A. | N. A. | N. A. | SEMIFINISHED GOODS | N. A. | N. A. | N. A. | N. A. | N. A. | N. A. |  | N. A. | N. A. | N. A. | N. A. | N. A. | N. A. | N. A. | N. A. | N. A. | N. A. | 1 | SUB COMPONENTS | 0 | Initial issue | N | SUB COMPONENTS |  | No | No | N. A. | N. A. | N. A. | N. A.
B0725.1517F | B0725.1517F | CHS FORGING, 19MM WIDTH, 25MM BARREL, 316LVM, 150DEG. 17HOLES |  | B0725.1500F | N. A. | N. A. | N. A. | N. A. | N. A. | QPR/B0710 | N. A. | N. A. | N. A. | N. A. | N. A. | PS/B0710 | 04 | 2019-08-08 | 2022-08-08 | N. A. | N. A. | B0725 | N. A. | N. A. | N. A. | SEMIFINISHED GOODS | N. A. | N. A. | N. A. | N. A. | N. A. | N. A. |  | N. A. | N. A. | N. A. | N. A. | N. A. | N. A. | N. A. | N. A. | N. A. | N. A. | 1 | SUB COMPONENTS | 0 | Initial issue | N | SUB COMPONENTS |  | No | No | N. A. | N. A. | N. A. | N. A.
B0725.1518F | B0725.1518F | CHS FORGING, 19MM WIDTH, 25MM BARREL, 316LVM, 150DEG. UPTO 18HOLES |  | B0725.1500F | N. A. | N. A. | N. A. | N. A. | N. A. | QPF/B0710 | N. A. | N. A. | N. A. | N. A. | N. A. | PS/B0710 | 04 | 2019-08-08 | 2022-08-08 | N. A. | N. A. | B0725 | N. A. | N. A. | N. A. | SEMIFINISHED GOODS | N. A. | N. A. | N. A. | N. A. | N. A. | N. A. |  | N. A. | N. A. | N. A. | N. A. | N. A. | N. A. | N. A. | N. A. | N. A. | N. A. | 1 | SUB COMPONENTS | 0 | Initial issue | N | BONE PLATES |  | No | No | N. A. | N. A. | N. A. | N. A.
B0726.0000F | B0726.0000F | DCS BARREL PLATE FORGING 16MM WIDTH ISO 5832-1 |  | B0713.0000F | 00 | 2021-07-07 | N. A. | N. A. | N. A. | QPI/B0713.0000F | 00 | 2021-07-07 | N. A. | N. A. | N. A. | PS/B0713.0000F | 00 | 2021-07-07 | 2024-07-06 | N. A. | N. A. | B0726.0000F | N. A. | N. A. | N. A. | SEMIFINISHED GOODS | N. A. | N. A. | N. A. | N. A. | N. A. | N. A. |  | N. A. | N. A. | N. A. | N. A. | N. A. | N. A. | N. A. | N. A. | N. A. | N. A. | 1 | SUB COMPONENTS | 0 | ADDED NEW CODE NO AS PER ECR E010621 ON 22JUN2021 | N | BONE PLATES |  | No | No | N. A. | N. A. | N. A. | N. A.
B0726.00F | B0726.00F | DCS FORGING, 16MM WIDTH, 25MM BARREL, 316LVM, 95DEG., SINGLE ENDED |  | B0726.00F | 10 | 2014-08-05 | N. A. | N. A. | N. A. | QPF/B0713IHF | N. A. | N. A. | N. A. | N. A. | N. A. | PS/B0713IHF | 01 | 2019-02-03 | 2022-02-03 | 2019-12-04 | 44899 | B0726 | N. A. | N. A. | N. A. | SEMIFINISHED GOODS | N. A. | N. A. | N. A. | N. A. | N. A. | N. A. |  | N. A. | N. A. | N. A. | N. A. | N. A. | N. A. | N. A. | N. A. | N. A. | N. A. | 1 | SUB COMPONENTS | 0 | Initial issue | N | BONE PLATES |  | No | No | N. A. | N. A. | N. A. | N. A.
B0726 | B0726.04 | 95DEG. CONDYLAR SCREW PLATE, ADLER, 'XL', 4 HOLES |  | B0726.00 | 10 | 2014-08-05 | N. A. | N. A. | N. A. | QPF/B0726 | 03 | 2019-06-07 | 2022-06-07 | N. A. | N. A. | PS/B0726 | 03 | 2018-02-23 | 2021-02-23 | 2019-12-01 | 44896 | B0726 | TMF-1 | IU/1 | Class C | FINISHED GOODS | ADLER™ | 95DEG. CONDYLAR SCREW PLATE | XL', 4 HOLES | 16 | No | Yes |  | No | N. A. | No | N. A. | No | Yes | No | Yes | M. L.: MFG/MD/2021/000369 |  | 1 | ADLER PRODUCTS\CHS IMPLANTS\DCS PLATES | 0 | Initial issue | Y | BONE PLATES |  | 1 | No | Yes | Yes | Yes | N. A.
B0713F | B0726.04F | NEAR NET SHAPE FORGING FOR 95DEG. CONDYLAR SCREW PLATE, ADLER, 4 HOLES, LENGTH 82MM, TOP RADIUS |  | B0713.00F | 02 | 2016-04-12 | N. A. | N. A. | N. A. | QPF/B0713F | N. A. | N. A. | N. A. | N. A. | N. A. | PS/B0713F | 01 | 2019-02-03 | 2022-02-03 | 2019-12-04 | 44899 | B0713 | N. A. | N. A. | N. A. | SEMIFINISHED GOODS | N. A. | N. A. | N. A. | N. A. | N. A. | N. A. |  | N. A. | N. A. | N. A. | N. A. | N. A. | N. A. | N. A. | N. A. | N. A. | N. A. | 1 | SUB COMPONENTS | 0 | Initial issue | N | BONE PLATES |  | No | No | N. A. | N. A. | N. A. | N. A.
B0726 | B0726.05 | 95DEG. CONDYLAR SCREW PLATE, ADLER, 'XL', 5 HOLES |  | B0726.00 | 10 | 2014-08-05 | N. A. | N. A. | N. A. | QPF/B0726 | 03 | 2019-06-07 | 2022-06-07 | N. A. | N. A. | PS/B0726 | 03 | 2018-02-23 | 2021-02-23 | 2019-12-01 | 44896 | B0726 | TMF-1 | IU/1 | Class C | FINISHED GOODS | ADLER™ | 95DEG. CONDYLAR SCREW PLATE | XL', 5 HOLES | 16 | No | Yes |  | No | N. A. | No | N. A. | No | Yes | No | Yes | M. L.: MFG/MD/2021/000369 |  | 1 | ADLER PRODUCTS\CHS IMPLANTS\DCS PLATES | 0 | Initial issue | Y | BONE PLATES |  | 1 | No | Yes | Yes | Yes | N. A.
B0713F | B0726.05F | NEAR NET SHAPE FORGING FOR 95DEG. CONDYLAR SCREW PLATE, ADLER, 5 HOLES, LENGTH 98MM, TOP RADIUS |  | B0713.00F | 02 | 2016-04-12 | N. A. | N. A. | N. A. | QPF/B0713F | N. A. | N. A. | N. A. | N. A. | N. A. | PS/B0713F | 01 | 2019-02-03 | 2022-02-03 | 2019-12-04 | 44899 | B0713 | N. A. | N. A. | N. A. | SEMIFINISHED GOODS | N. A. | N. A. | N. A. | N. A. | N. A. | N. A. |  | N. A. | N. A. | N. A. | N. A. | N. A. | N. A. | N. A. | N. A. | N. A. | N. A. | 1 | SUB COMPONENTS | 0 | Initial issue | N | BONE PLATES |  | No | No | N. A. | N. A. | N. A. | N. A.
B0726 | B0726.06 | 95DEG. CONDYLAR SCREW PLATE, ADLER, 'XL', 6 HOLES |  | B0726.00 | 10 | 2014-08-05 | N. A. | N. A. | N. A. | QPF/B0726 | 03 | 2019-06-07 | 2022-06-07 | N. A. | N. A. | PS/B0726 | 03 | 2018-02-23 | 2021-02-23 | 2019-12-01 | 44896 | B0726 | TMF-1 | IU/1 | Class C | FINISHED GOODS | ADLER™ | 95DEG. CONDYLAR SCREW PLATE | XL', 6 HOLES | 16 | No | Yes |  | No | N. A. | No | N. A. | No | Yes | No | Yes | M. L.: MFG/MD/2021/000369 |  | 1 | ADLER PRODUCTS\CHS IMPLANTS\DCS PLATES | 0 | Initial issue | Y | BONE PLATES |  | 1 | No | Yes | Yes | Yes | N. A.
B0713F | B0726.06F | NEAR NET SHAPE FORGING FOR 95DEG. CONDYLAR SCREW PLATE, ADLER, 6 HOLES, LENGTH 114MM, TOP RADIUS |  | B0713.00F | 02 | 2016-04-12 | N. A. | N. A. | N. A. | QPF/B0713F | N. A. | N. A. | N. A. | N. A. | N. A. | PS/B0713F | 01 | 2019-02-03 | 2022-02-03 | 2019-12-04 | 44899 | B0713 | N. A. | N. A. | N. A. | SEMIFINISHED GOODS | N. A. | N. A. | N. A. | N. A. | N. A. | N. A. |  | N. A. | N. A. | N. A. | N. A. | N. A. | N. A. | N. A. | N. A. | N. A. | N. A. | 1 | SUB COMPONENTS | 0 | Initial issue | N | BONE PLATES |  | No | No | N. A. | N. A. | N. A. | N. A.
B0726 | B0726.07 | 95DEG. CONDYLAR SCREW PLATE, ADLER, 'XL', 7 HOLES |  | B0726.00 | 10 | 2014-08-05 | N. A. | N. A. | N. A. | QPF/B0726 | 03 | 2019-06-07 | 2022-06-07 | N. A. | N. A. | PS/B0726 | 03 | 2018-02-23 | 2021-02-23 | 2019-12-01 | 44896 | B0726 | TMF-1 | IU/1 | Class C | FINISHED GOODS | ADLER™ | 95DEG. CONDYLAR SCREW PLATE | XL', 7 HOLES | 16 | No | Yes |  | No | N. A. | No | N. A. | No | Yes | No | Yes | M. L.: MFG/MD/2021/000369 |  | 1 | ADLER PRODUCTS\CHS IMPLANTS\DCS PLATES | 0 | Initial issue | Y | BONE PLATES |  | 1 | No | Yes | Yes | Yes | N. A.
B0713F | B0726.07F | NEAR NET SHAPE FORGING FOR 95DEG. CONDYLAR SCREW PLATE, ADLER, 7 HOLES, LENGTH 130MM, TOP RADIUS |  | B0713.00F | 02 | 2016-04-12 | N. A. | N. A. | N. A. | QPF/B0713F | N. A. | N. A. | N. A. | N. A. | N. A. | PS/B0713F | 01 | 2019-02-03 | 2022-02-03 | 2019-12-04 | 44899 | B0713 | N. A. | N. A. | N. A. | SEMIFINISHED GOODS | N. A. | N. A. | N. A. | N. A. | N. A. | N. A. |  | N. A. | N. A. | N. A. | N. A. | N. A. | N. A. | N. A. | N. A. | N. A. | N. A. | 1 | SUB COMPONENTS | 0 | Initial issue | N | BONE PLATES |  | No | No | N. A. | N. A. | N. A. | N. A.
B0726 | B0726.08 | 95DEG. CONDYLAR SCREW PLATE, ADLER, 'XL', 8 HOLES |  | B0726.00 | 10 | 2014-08-05 | N. A. | N. A. | N. A. | QPF/B0726 | 03 | 2019-06-07 | 2022-06-07 | N. A. | N. A. | PS/B0726 | 03 | 2018-02-23 | 2021-02-23 | 2019-12-01 | 44896 | B0726 | TMF-1 | IU/1 | Class C | FINISHED GOODS | ADLER™ | 95DEG. CONDYLAR SCREW PLATE | XL', 8 HOLES | 16 | No | Yes |  | No | N. A. | No | N. A. | No | Yes | No | Yes | M. L.: MFG/MD/2021/000369 |  | 1 | ADLER PRODUCTS\CHS IMPLANTS\DCS PLATES | 0 | Initial issue | Y | BONE PLATES |  | 1 | No | Yes | Yes | Yes | N. A.
B0713F | B0726.08F | NEAR NET SHAPE FORGING FOR 95DEG. CONDYLAR SCREW PLATE, ADLER, 8 HOLES, LENGTH 146MM, TOP RADIUS |  | B0713.00F | 02 | 2016-04-12 | N. A. | N. A. | N. A. | QPF/B0713F | N. A. | N. A. | N. A. | N. A. | N. A. | PS/B0713F | 01 | 2019-02-03 | 2022-02-03 | 2019-12-04 | 44899 | B0713 | N. A. | N. A. | N. A. | SEMIFINISHED GOODS | N. A. | N. A. | N. A. | N. A. | N. A. | N. A. |  | N. A. | N. A. | N. A. | N. A. | N. A. | N. A. | N. A. | N. A. | N. A. | N. A. | 1 | SUB COMPONENTS | 0 | Initial issue | N | BONE PLATES |  | No | No | N. A. | N. A. | N. A. | N. A.
B0726 | B0726.09 | 95DEG. CONDYLAR SCREW PLATE, ADLER, 'XL', 9 HOLES |  | B0726.00 | 10 | 2014-08-05 | N. A. | N. A. | N. A. | QPF/B0726 | 03 | 2019-06-07 | 2022-06-07 | N. A. | N. A. | PS/B0726 | 03 | 2018-02-23 | 2021-02-23 | 2019-12-01 | 44896 | B0726 | TMF-1 | IU/1 | Class C | FINISHED GOODS | ADLER™ | 95DEG. CONDYLAR SCREW PLATE | XL', 9 HOLES | 16 | No | Yes |  | No | N. A. | No | N. A. | No | Yes | No | Yes | M. L.: MFG/MD/2021/000369 |  | 1 | ADLER PRODUCTS\CHS IMPLANTS\DCS PLATES | 0 | Initial issue | Y | BONE PLATES |  | 1 | No | Yes | Yes | Yes | N. A.
B0713F | B0726.09F | NEAR NET SHAPE FORGING FOR 95DEG. CONDYLAR SCREW PLATE, ADLER, 9 HOLES, LENGTH 162MM, TOP RADIUS |  | B0713.00F | 02 | 2016-04-12 | N. A. | N. A. | N. A. | QPF/B0713F | N. A. | N. A. | N. A. | N. A. | N. A. | PS/B0713F | 01 | 2019-02-03 | 2022-02-03 | 2019-12-04 | 44899 | B0713 | N. A. | N. A. | N. A. | SEMIFINISHED GOODS | N. A. | N. A. | N. A. | N. A. | N. A. | N. A. |  | N. A. | N. A. | N. A. | N. A. | N. A. | N. A. | N. A. | N. A. | N. A. | N. A. | 1 | SUB COMPONENTS | 0 | Initial issue | N | BONE PLATES |  | No | No | N. A. | N. A. | N. A. | N. A.
B0726 | B0726.10 | 95DEG. CONDYLAR SCREW PLATE, ADLER, 'XL', 10 HOLES |  | B0726.00 | 10 | 2014-08-05 | N. A. | N. A. | N. A. | QPF/B0726 | 03 | 2019-06-07 | 2022-06-07 | N. A. | N. A. | PS/B0726 | 03 | 2018-02-23 | 2021-02-23 | 2019-12-01 | 44896 | B0726 | TMF-1 | IU/1 | Class C | FINISHED GOODS | ADLER™ | 95DEG. CONDYLAR SCREW PLATE | XL', 10 HOLES | 16 | No | Yes |  | No | N. A. | No | N. A. | No | Yes | No | Yes | M. L.: MFG/MD/2021/000369 |  | 1 | ADLER PRODUCTS\CHS IMPLANTS\DCS PLATES | 0 | Initial issue | Y | BONE PLATES |  | 1 | No | Yes | Yes | Yes | N. A.
B0713F | B0726.10F | NEAR NET SHAPE FORGING FOR 95DEG. CONDYLAR SCREW PLATE, ADLER, 10 HOLES, LENGTH 178MM, TOP RADIUS |  | B0713.00F | 02 | 2016-04-12 | N. A. | N. A. | N. A. | QPF/B0713F | N. A. | N. A. | N. A. | N. A. | N. A. | PS/B0713F | 01 | 2019-02-03 | 2022-02-03 | 2019-12-04 | 44899 | B0713 | N. A. | N. A. | N. A. | SEMIFINISHED GOODS | N. A. | N. A. | N. A. | N. A. | N. A. | N. A. |  | N. A. | N. A. | N. A. | N. A. | N. A. | N. A. | N. A. | N. A. | N. A. | N. A. | 1 | SUB COMPONENTS | 0 | Initial issue | N | BONE PLATES |  | No | No | N. A. | N. A. | N. A. | N. A.
B0726 | B0726.11 | 95DEG. CONDYLAR SCREW PLATE, ADLER, 'XL', 11 HOLES |  | B0726.00 | 10 | 2014-08-05 | N. A. | N. A. | N. A. | QPF/B0726 | 03 | 2019-06-07 | 2022-06-07 | N. A. | N. A. | PS/B0726 | 03 | 2018-02-23 | 2021-02-23 | 2019-12-01 | 44896 | B0726 | TMF-1 | IU/1 | Class C | FINISHED GOODS | ADLER™ | 95DEG. CONDYLAR SCREW PLATE | XL', 11 HOLES | 16 | No | Yes |  | No | N. A. | No | N. A. | No | Yes | No | Yes | M. L.: MFG/MD/2021/000369 |  | 1 | ADLER PRODUCTS\CHS IMPLANTS\DCS PLATES | 0 | Initial issue | Y | BONE PLATES |  | 1 | No | Yes | Yes | Yes | N. A.
B0726.1122F | B0726.1122F | DCS FORGING, TOP RADIUSED, 16MM WIDTH, 25MM BARREL, 316LVM, 95DEG., 122MM |  | B0713.1000F | 02 | 2016-04-12 | N. A. | N. A. | N. A. | QPR/B0713 | N. A. | N. A. | N. A. | N. A. | N. A. | PS/B0713 | 01 | 2019-02-03 | 2022-02-03 | 2019-12-04 | 44899 | B0726 | N. A. | N. A. | N. A. | SEMIFINISHED GOODS | N. A. | N. A. | N. A. | N. A. | N. A. | N. A. |  | N. A. | N. A. | N. A. | N. A. | N. A. | N. A. | N. A. | N. A. | N. A. | N. A. | 1 | SUB COMPONENTS | 0 | Initial issue | N | BONE PLATES |  | No | No | N. A. | N. A. | N. A. | N. A.
B0726.1165F | B0726.1165F | DCS FORGING, TOP RADIUSED, 16MM WIDTH, 25MM BARREL, 316LVM, 95DEG., 165MM |  | B0713.1000F | 02 | 2016-04-12 | N. A. | N. A. | N. A. | QPR/B0713 | N. A. | N. A. | N. A. | N. A. | N. A. | PS/B0713 | 01 | 2019-02-03 | 2022-02-03 | 2019-12-04 | 44899 | B0726 | N. A. | N. A. | N. A. | SEMIFINISHED GOODS | N. A. | N. A. | N. A. | N. A. | N. A. | N. A. |  | N. A. | N. A. | N. A. | N. A. | N. A. | N. A. | N. A. | N. A. | N. A. | N. A. | 1 | SUB COMPONENTS | 0 | Initial issue | N | BONE PLATES |  | No | No | N. A. | N. A. | N. A. | N. A.
B0713F | B0726.11F | NEAR NET SHAPE FORGING FOR 95DEG. CONDYLAR SCREW PLATE, ADLER, 11 HOLES, LENGTH 194MM, TOP RADIUS |  | B0713.00F | 02 | 2016-04-12 | N. A. | N. A. | N. A. | QPF/B0713F | N. A. | N. A. | N. A. | N. A. | N. A. | PS/B0713F | 01 | 2019-02-03 | 2022-02-03 | 2019-12-04 | 44899 | B0713 | N. A. | N. A. | N. A. | SEMIFINISHED GOODS | N. A. | N. A. | N. A. | N. A. | N. A. | N. A. |  | N. A. | N. A. | N. A. | N. A. | N. A. | N. A. | N. A. | N. A. | N. A. | N. A. | 1 | SUB COMPONENTS | 0 | Initial issue | N | BONE PLATES |  | No | No | N. A. | N. A. | N. A. | N. A.
B0726 | B0726.12 | 95DEG. CONDYLAR SCREW PLATE, ADLER, 'XL', 12 HOLES |  | B0726.00 | 10 | 2014-08-05 | N. A. | N. A. | N. A. | QPF/B0726 | 03 | 2019-06-07 | 2022-06-07 | N. A. | N. A. | PS/B0726 | 03 | 2018-02-23 | 2021-02-23 | 2019-12-01 | 44896 | B0726 | TMF-1 | IU/1 | Class C | FINISHED GOODS | ADLER™ | 95DEG. CONDYLAR SCREW PLATE | XL', 12 HOLES | 16 | No | Yes |  | No | N. A. | No | N. A. | No | Yes | No | Yes | M. L.: MFG/MD/2021/000369 |  | 1 | ADLER PRODUCTS\CHS IMPLANTS\DCS PLATES | 0 | Initial issue | Y | BONE PLATES |  | 1 | No | Yes | Yes | Yes | N. A.
B0726.1215F | B0726.1215F | DCS FORGING, TOP RADIUSED, 16MM WIDTH, 25MM BARREL, 316LVM, 95DEG., 215MM |  | B0713.1000F | 02 | 2016-04-12 | N. A. | N. A. | N. A. | QPR/B0713 | N. A. | N. A. | N. A. | N. A. | N. A. | PS/B0713 | 01 | 2019-02-03 | 2022-02-03 | 2019-12-04 | 44899 | B0726 | N. A. | N. A. | N. A. | SEMIFINISHED GOODS | N. A. | N. A. | N. A. | N. A. | N. A. | N. A. |  | N. A. | N. A. | N. A. | N. A. | N. A. | N. A. | N. A. | N. A. | N. A. | N. A. | 1 | SUB COMPONENTS | 0 | Initial issue | N | BONE PLATES |  | No | No | N. A. | N. A. | N. A. | N. A.
B0726.1260F | B0726.1260F | DCS FORGING, TOP RADIUSED, 16MM WIDTH, 25MM BARREL, 316LVM, 95DEG., 260MM |  | B0713.1000F | 02 | 2016-04-12 | N. A. | N. A. | N. A. | QPR/B0713 | N. A. | N. A. | N. A. | N. A. | N. A. | PS/B0713 | 01 | 2019-02-03 | 2022-02-03 | 2019-12-04 | 44899 | B0726 | N. A. | N. A. | N. A. | SEMIFINISHED GOODS | N. A. | N. A. | N. A. | N. A. | N. A. | N. A. |  | N. A. | N. A. | N. A. | N. A. | N. A. | N. A. | N. A. | N. A. | N. A. | N. A. | 1 | SUB COMPONENTS | 0 | Initial issue | N | BONE PLATES |  | No | No | N. A. | N. A. | N. A. | N. A.
B0713F | B0726.12F | NEAR NET SHAPE FORGING FOR 95DEG. CONDYLAR SCREW PLATE, ADLER, 12 HOLES, LENGTH 210MM, TOP RADIUS |  | B0713.00F | 02 | 2016-04-12 | N. A. | N. A. | N. A. | QPF/B0713F | N. A. | N. A. | N. A. | N. A. | N. A. | PS/B0713F | 01 | 2019-02-03 | 2022-02-03 | 2019-12-04 | 44899 | B0713 | N. A. | N. A. | N. A. | SEMIFINISHED GOODS | N. A. | N. A. | N. A. | N. A. | N. A. | N. A. |  | N. A. | N. A. | N. A. | N. A. | N. A. | N. A. | N. A. | N. A. | N. A. | N. A. | 1 | SUB COMPONENTS | 0 | Initial issue | N | BONE PLATES |  | No | No | N. A. | N. A. | N. A. | N. A.
B0726 | B0726.13 | 95DEG. CONDYLAR SCREW PLATE, ADLER, 'XL', 13 HOLES |  | B0726.00 | 10 | 2014-08-05 | N. A. | N. A. | N. A. | QPF/B0726 | 03 | 2019-06-07 | 2022-06-07 | N. A. | N. A. | PS/B0726 | 03 | 2018-02-23 | 2021-02-23 | 2019-12-01 | 44896 | B0726 | TMF-1 | IU/1 | Class C | FINISHED GOODS | ADLER™ | 95DEG. CONDYLAR SCREW PLATE | XL', 13 HOLES | 16 | No | Yes |  | No | N. A. | No | N. A. | No | Yes | No | Yes | M. L.: MFG/MD/2021/000369 |  | 1 | ADLER PRODUCTS\CHS IMPLANTS\DCS PLATES | 0 | Initial issue | Y | BONE PLATES |  | 1 | No | Yes | Yes | Yes | N. A.
B0726.1310F | B0726.1310F | DCS FORGING, TOP RADIUSED, 16MM WIDTH, 25MM BARREL, 316LVM, 95DEG., 310MM |  | B0713.1000F | 02 | 2016-04-12 | N. A. | N. A. | N. A. | QPR/B0713 | N. A. | N. A. | N. A. | N. A. | N. A. | PS/B0713 | 01 | 2019-02-03 | 2022-02-03 | 2019-12-04 | 44899 | B0726 | N. A. | N. A. | N. A. | SEMIFINISHED GOODS | N. A. | N. A. | N. A. | N. A. | N. A. | N. A. |  | N. A. | N. A. | N. A. | N. A. | N. A. | N. A. | N. A. | N. A. | N. A. | N. A. | 1 | SUB COMPONENTS | 0 | Initial issue | N | BONE PLATES |  | No | No | N. A. | N. A. | N. A. | N. A.
B0726.1375F | B0726.1375F | DCS FORGING, TOP RADIUSED, 16MM WIDTH, 25MM BARREL, 316LVM, 95DEG., 375MM |  | B0713.1000F | 02 | 2016-04-12 | N. A. | N. A. | N. A. | QPR/B0713 | N. A. | N. A. | N. A. | N. A. | N. A. | PS/B0713 | 01 | 2019-02-03 | 2022-02-03 | 2019-12-04 | 44899 | B0726 | N. A. | N. A. | N. A. | SEMIFINISHED GOODS | N. A. | N. A. | N. A. | N. A. | N. A. | N. A. |  | N. A. | N. A. | N. A. | N. A. | N. A. | N. A. | N. A. | N. A. | N. A. | N. A. | 1 | SUB COMPONENTS | 0 | Initial issue | N | BONE PLATES |  | No | No | N. A. | N. A. | N. A. | N. A.
B0713F | B0726.13F | NEAR NET SHAPE FORGING FOR 95DEG. CONDYLAR SCREW PLATE, ADLER, 13 HOLES, LENGTH 226MM, TOP RADIUS |  | B0713.00F | 02 | 2016-04-12 | N. A. | N. A. | N. A. | QPF/B0713F | N. A. | N. A. | N. A. | N. A. | N. A. | PS/B0713F | 01 | 2019-02-03 | 2022-02-03 | 2019-12-04 | 44899 | B0713 | N. A. | N. A. | N. A. | SEMIFINISHED GOODS | N. A. | N. A. | N. A. | N. A. | N. A. | N. A. |  | N. A. | N. A. | N. A. | N. A. | N. A. | N. A. | N. A. | N. A. | N. A. | N. A. | 1 | SUB COMPONENTS | 0 | Initial issue | N | BONE PLATES |  | No | No | N. A. | N. A. | N. A. | N. A.
B0726 | B0726.14 | 95DEG. CONDYLAR SCREW PLATE, ADLER, 'XL', 14 HOLES |  | B0726.00 | 10 | 2014-08-05 | N. A. | N. A. | N. A. | QPF/B0726 | 03 | 2019-06-07 | 2022-06-07 | N. A. | N. A. | PS/B0726 | 03 | 2018-02-23 | 2021-02-23 | 2019-12-01 | 44896 | B0726 | TMF-1 | IU/1 | Class C | FINISHED GOODS | ADLER™ | 95DEG. CONDYLAR SCREW PLATE | XL', 14 HOLES | 16 | No | Yes |  | No | N. A. | No | N. A. | No | Yes | No | Yes | M. L.: MFG/MD/2021/000369 |  | 1 | ADLER PRODUCTS\CHS IMPLANTS\DCS PLATES | 0 | Initial issue | Y | BONE PLATES |  | 1 | No | Yes | Yes | Yes | N. A.
B0713F | B0726.14F | NEAR NET SHAPE FORGING FOR 95DEG. CONDYLAR SCREW PLATE, ADLER, 13 HOLES, LENGTH 242MM, TOP RADIUS |  | B0713.00F | 02 | 2016-04-12 | N. A. | N. A. | N. A. | QPF/B0713F | N. A. | N. A. | N. A. | N. A. | N. A. | PS/B0713F | 01 | 2019-02-03 | 2022-02-03 | 2019-12-04 | 44899 | B0713 | N. A. | N. A. | N. A. | SEMIFINISHED GOODS | N. A. | N. A. | N. A. | N. A. | N. A. | N. A. |  | N. A. | N. A. | N. A. | N. A. | N. A. | N. A. | N. A. | N. A. | N. A. | N. A. | 1 | SUB COMPONENTS | 0 | Initial issue | N | BONE PLATES |  | No | No | N. A. | N. A. | N. A. | N. A.
B0713F | B0726.15F | NEAR NET SHAPE FORGING FOR 95DEG. CONDYLAR SCREW PLATE, ADLER, 15 HOLES, LENGTH 258MM, TOP RADIUS |  | B0713.00F | 02 | 2016-04-12 | N. A. | N. A. | N. A. | QPF/B0713F | N. A. | N. A. | N. A. | N. A. | N. A. | PS/B0713F | 01 | 2019-02-03 | 2022-02-03 | 2019-12-04 | 44899 | B0713 | N. A. | N. A. | N. A. | SEMIFINISHED GOODS | N. A. | N. A. | N. A. | N. A. | N. A. | N. A. |  | N. A. | N. A. | N. A. | N. A. | N. A. | N. A. | N. A. | N. A. | N. A. | N. A. | 1 | SUB COMPONENTS | 0 | Initial issue | N | BONE PLATES |  | No | No | N. A. | N. A. | N. A. | N. A.
B0726 | B0726.16 | 95DEG. CONDYLAR SCREW PLATE, ADLER, 'XL', 16 HOLES |  | B0726.00 | 10 | 2014-08-05 | N. A. | N. A. | N. A. | QPF/B0726 | 03 | 2019-06-07 | 2022-06-07 | N. A. | N. A. | PS/B0726 | 03 | 2018-02-23 | 2021-02-23 | 2019-12-01 | 44896 | B0726 | TMF-1 | IU/1 | Class C | FINISHED GOODS | ADLER™ | 95DEG. CONDYLAR SCREW PLATE | XL', 16 HOLES | 16 | No | Yes |  | No | N. A. | No | N. A. | No | Yes | No | Yes | M. L.: MFG/MD/2021/000369 |  | 1 | ADLER PRODUCTS\CHS IMPLANTS\DCS PLATES | 0 | Initial issue | Y | BONE PLATES |  | 1 | No | Yes | Yes | Yes | N. A.
B0713F | B0726.16F | NEAR NET SHAPE FORGING FOR 95DEG. CONDYLAR SCREW PLATE, ADLER, 16 HOLES, LENGTH 274MM, TOP RADIUS |  | B0713.00F | 02 | 2016-04-12 | N. A. | N. A. | N. A. | QPF/B0713F | N. A. | N. A. | N. A. | N. A. | N. A. | PS/B0713F | 01 | 2019-02-03 | 2022-02-03 | 2019-12-04 | 44899 | B0713 | N. A. | N. A. | N. A. | SEMIFINISHED GOODS | N. A. | N. A. | N. A. | N. A. | N. A. | N. A. |  | N. A. | N. A. | N. A. | N. A. | N. A. | N. A. | N. A. | N. A. | N. A. | N. A. | 1 | SUB COMPONENTS | 0 | Initial issue | N | BONE PLATES |  | No | No | N. A. | N. A. | N. A. | N. A.
B0713F | B0726.17F | NEAR NET SHAPE FORGING FOR 95DEG. CONDYLAR SCREW PLATE, ADLER, 17 HOLES, LENGTH 290MM, TOP RADIUS |  | B0713.00F | 02 | 2016-04-12 | N. A. | N. A. | N. A. | QPF/B0713F | N. A. | N. A. | N. A. | N. A. | N. A. | PS/B0713F | 01 | 2019-02-03 | 2022-02-03 | 2019-12-04 | 44899 | B0713 | N. A. | N. A. | N. A. | SEMIFINISHED GOODS | N. A. | N. A. | N. A. | N. A. | N. A. | N. A. |  | N. A. | N. A. | N. A. | N. A. | N. A. | N. A. | N. A. | N. A. | N. A. | N. A. | 1 | SUB COMPONENTS | 0 | Initial issue | N | BONE PLATES |  | No | No | N. A. | N. A. | N. A. | N. A.
B0726 | B0726.18 | 95DEG. CONDYLAR SCREW PLATE, ADLER, 'XL', 18 HOLES |  | B0726.00 | 10 | 2014-08-05 | N. A. | N. A. | N. A. | QPF/B0726 | 03 | 2019-06-07 | 2022-06-07 | N. A. | N. A. | PS/B0726 | 03 | 2018-02-23 | 2021-02-23 | 2019-12-01 | 44896 | B0726 | TMF-1 | IU/1 | Class C | FINISHED GOODS | ADLER™ | 95DEG. CONDYLAR SCREW PLATE | XL', 18 HOLES | 16 | No | Yes |  | No | N. A. | No | N. A. | No | Yes | No | Yes | M. L.: MFG/MD/2021/000369 |  | 1 | ADLER PRODUCTS\CHS IMPLANTS\DCS PLATES | 0 | Initial issue | Y | BONE PLATES |  | 1 | No | Yes | Yes | Yes | N. A.
B0713F | B0726.18F | NEAR NET SHAPE FORGING FOR 95DEG. CONDYLAR SCREW PLATE, ADLER, 18 HOLES, LENGTH 306MM, TOP RADIUS |  | B0713.00F | 02 | 2016-04-12 | N. A. | N. A. | N. A. | QPF/B0713F | N. A. | N. A. | N. A. | N. A. | N. A. | PS/B0713F | 01 | 2019-02-03 | 2022-02-03 | 2019-12-04 | 44899 | B0713 | N. A. | N. A. | N. A. | SEMIFINISHED GOODS | N. A. | N. A. | N. A. | N. A. | N. A. | N. A. |  | N. A. | N. A. | N. A. | N. A. | N. A. | N. A. | N. A. | N. A. | N. A. | N. A. | 1 | SUB COMPONENTS | 0 | Initial issue | N | BONE PLATES |  | No | No | N. A. | N. A. | N. A. | N. A.
B0713F | B0726.19F | NEAR NET SHAPE FORGING FOR 95DEG. CONDYLAR SCREW PLATE, ADLER, 19 HOLES, LENGTH 322MM, TOP RADIUS |  | B0713.00F | 02 | 2016-04-12 | N. A. | N. A. | N. A. | QPF/B0713F | N. A. | N. A. | N. A. | N. A. | N. A. | PS/B0713F | 01 | 2019-02-03 | 2022-02-03 | 2019-12-04 | 44899 | B0713 | N. A. | N. A. | N. A. | SEMIFINISHED GOODS | N. A. | N. A. | N. A. | N. A. | N. A. | N. A. |  | N. A. | N. A. | N. A. | N. A. | N. A. | N. A. | N. A. | N. A. | N. A. | N. A. | 1 | SUB COMPONENTS | 0 | Initial issue | N | BONE PLATES |  | No | No | N. A. | N. A. | N. A. | N. A.
B0726 | B0726.20 | 95DEG. CONDYLAR SCREW PLATE, ADLER, 'XL', 20 HOLES |  | B0726.00 | 10 | 2014-08-05 | N. A. | N. A. | N. A. | QPF/B0726 | 03 | 2019-06-07 | 2022-06-07 | N. A. | N. A. | PS/B0726 | 03 | 2018-02-23 | 2021-02-23 | 2019-12-01 | 44896 | B0726 | TMF-1 | IU/1 | Class C | FINISHED GOODS | ADLER™ | 95DEG. CONDYLAR SCREW PLATE | XL', 20 HOLES | 16 | No | Yes |  | No | N. A. | No | N. A. | No | Yes | No | Yes | M. L.: MFG/MD/2021/000369 |  | 1 | ADLER PRODUCTS\CHS IMPLANTS\DCS PLATES | 0 | Initial issue | Y | BONE PLATES |  | 1 | No | Yes | Yes | Yes | N. A.
B0713F | B0726.20F | NEAR NET SHAPE FORGING FOR 95DEG. CONDYLAR SCREW PLATE, ADLER, 20 HOLES, LENGTH 338MM, TOP RADIUS |  | B0713.00F | 02 | 2016-04-12 | N. A. | N. A. | N. A. | QPF/B0713F | N. A. | N. A. | N. A. | N. A. | N. A. | PS/B0713F | 01 | 2019-02-03 | 2022-02-03 | 2019-12-04 | 44899 | B0713 | N. A. | N. A. | N. A. | SEMIFINISHED GOODS | N. A. | N. A. | N. A. | N. A. | N. A. | N. A. |  | N. A. | N. A. | N. A. | N. A. | N. A. | N. A. | N. A. | N. A. | N. A. | N. A. | 1 | SUB COMPONENTS | 0 | Initial issue | N | BONE PLATES |  | No | No | N. A. | N. A. | N. A. | N. A.
B0713F | B0726.21F | NEAR NET SHAPE FORGING FOR 95DEG. CONDYLAR SCREW PLATE, ADLER, 21 HOLES, LENGTH 354MM, TOP RADIUS |  | B0713.00F | 02 | 2016-04-12 | N. A. | N. A. | N. A. | QPF/B0713F | N. A. | N. A. | N. A. | N. A. | N. A. | PS/B0713F | 01 | 2019-02-03 | 2022-02-03 | 2019-12-04 | 44899 | B0713 | N. A. | N. A. | N. A. | SEMIFINISHED GOODS | N. A. | N. A. | N. A. | N. A. | N. A. | N. A. |  | N. A. | N. A. | N. A. | N. A. | N. A. | N. A. | N. A. | N. A. | N. A. | N. A. | 1 | SUB COMPONENTS | 0 | Initial issue | N | BONE PLATES |  | No | No | N. A. | N. A. | N. A. | N. A.
B0726 | B0726.22 | 95DEG. CONDYLAR SCREW PLATE, ADLER, 'XL', 22 HOLES |  | B0726.00 | 10 | 2014-08-05 | N. A. | N. A. | N. A. | QPF/B0726 | 03 | 2019-06-07 | 2022-06-07 | N. A. | N. A. | PS/B0726 | 03 | 2018-02-23 | 2021-02-23 | 2019-12-01 | 44896 | B0726 | TMF-1 | IU/1 | Class C | FINISHED GOODS | ADLER™ | 95DEG. CONDYLAR SCREW PLATE | XL', 22 HOLES | 16 | No | Yes |  | No | N. A. | No | N. A. | No | Yes | No | Yes | M. L.: MFG/MD/2021/000369 |  | 1 | ADLER PRODUCTS\CHS IMPLANTS\DCS PLATES | 0 | Initial issue | Y | BONE PLATES |  | 1 | No | Yes | Yes | Yes | N. A.
B0713F | B0726.22F | NEAR NET SHAPE FORGING FOR 95DEG. CONDYLAR SCREW PLATE, ADLER, 22 HOLES, LENGTH 370MM, TOP RADIUS |  | B0713.00F | 02 | 2016-04-12 | N. A. | N. A. | N. A. | QPF/B0713F | N. A. | N. A. | N. A. | N. A. | N. A. | PS/B0713F | 01 | 2019-02-03 | 2022-02-03 | 2019-12-04 | 44899 | B0713 | N. A. | N. A. | N. A. | SEMIFINISHED GOODS | N. A. | N. A. | N. A. | N. A. | N. A. | N. A. |  | N. A. | N. A. | N. A. | N. A. | N. A. | N. A. | N. A. | N. A. | N. A. | N. A. | 1 | SUB COMPONENTS | 0 | Initial issue | N | BONE PLATES |  | No | No | N. A. | N. A. | N. A. | N. A.
B0713F | B0726.23F | NEAR NET SHAPE FORGING FOR 95DEG. CONDYLAR SCREW PLATE, ADLER, 23 HOLES, LENGTH 386MM, TOP RADIUS |  | B0713.00F | 02 | 2016-04-12 | N. A. | N. A. | N. A. | QPR/B0713F | N. A. | N. A. | N. A. | N. A. | N. A. | PS/B0713F | 01 | 2019-02-03 | 2022-02-03 | 2019-12-04 | 44899 | B0713 | N. A. | N. A. | N. A. | SEMIFINISHED GOODS | N. A. | N. A. | N. A. | N. A. | N. A. | N. A. |  | N. A. | N. A. | N. A. | N. A. | N. A. | N. A. | N. A. | N. A. | N. A. | N. A. | 1 | SUB COMPONENTS | 0 | Initial issue | N | BONE PLATES |  | No | No | N. A. | N. A. | N. A. | N. A.
B0713F | B0726.24F | NEAR NET SHAPE FORGING FOR 95DEG. CONDYLAR SCREW PLATE, ADLER, 24 HOLES, LENGTH 402MM, TOP RADIUS |  | B0713.00F | 02 | 2016-04-12 | N. A. | N. A. | N. A. | QPR/B0713F | N. A. | N. A. | N. A. | N. A. | N. A. | PS/B0713F | 01 | 2019-02-03 | 2022-02-03 | 2019-12-04 | 44899 | B0713 | N. A. | N. A. | N. A. | SEMIFINISHED GOODS | N. A. | N. A. | N. A. | N. A. | N. A. | N. A. |  | N. A. | N. A. | N. A. | N. A. | N. A. | N. A. | N. A. | N. A. | N. A. | N. A. | 1 | SUB COMPONENTS | 0 | Initial issue | N | BONE PLATES |  | No | No | N. A. | N. A. | N. A. | N. A.
B0713F | B0726.25F | NEAR NET SHAPE FORGING FOR 95DEG. CONDYLAR SCREW PLATE, ADLER, 25 HOLES, LENGTH 418MM, TOP RADIUS |  | B0713.00F | 02 | 2016-04-12 | N. A. | N. A. | N. A. | QPR/B0713F | N. A. | N. A. | N. A. | N. A. | N. A. | PS/B0713F | 01 | 2019-02-03 | 2022-02-03 | 2019-12-04 | 44899 | B0713 | N. A. | N. A. | N. A. | SEMIFINISHED GOODS | N. A. | N. A. | N. A. | N. A. | N. A. | N. A. |  | N. A. | N. A. | N. A. | N. A. | N. A. | N. A. | N. A. | N. A. | N. A. | N. A. | 1 | SUB COMPONENTS | 0 | Initial issue | N | BONE PLATES |  | No | No | N. A. | N. A. | N. A. | N. A.
B0713F | B0726.26F | NEAR NET SHAPE FORGING FOR 95DEG. CONDYLAR SCREW PLATE, ADLER, 26 HOLES, LENGTH 434MM, TOP RADIUS |  | B0713.00F | 02 | 2016-04-12 | N. A. | N. A. | N. A. | QPR/B0713F | N. A. | N. A. | N. A. | N. A. | N. A. | PS/B0713F | 01 | 2019-02-03 | 2022-02-03 | 2019-12-04 | 44899 | B0713 | N. A. | N. A. | N. A. | SEMIFINISHED GOODS | N. A. | N. A. | N. A. | N. A. | N. A. | N. A. |  | N. A. | N. A. | N. A. | N. A. | N. A. | N. A. | N. A. | N. A. | N. A. | N. A. | 1 | SUB COMPONENTS | 0 | Initial issue | N | BONE PLATES |  | No | No | N. A. | N. A. | N. A. | N. A.
B0713F | B0726.27F | NEAR NET SHAPE FORGING FOR 95DEG. CONDYLAR SCREW PLATE, ADLER, 27 HOLES, LENGTH 450MM, TOP RADIUS |  | B0713.00F | 02 | 2016-04-12 | N. A. | N. A. | N. A. | QPR/B0713F | N. A. | N. A. | N. A. | N. A. | N. A. | PS/B0713F | 01 | 2019-02-03 | 2022-02-03 | 2019-12-04 | 44899 | B0713 | N. A. | N. A. | N. A. | SEMIFINISHED GOODS | N. A. | N. A. | N. A. | N. A. | N. A. | N. A. |  | N. A. | N. A. | N. A. | N. A. | N. A. | N. A. | N. A. | N. A. | N. A. | N. A. | 1 | SUB COMPONENTS | 0 | Initial issue | N | BONE PLATES |  | No | No | N. A. | N. A. | N. A. | N. A.
B0713F | B0726.28F | NEAR NET SHAPE FORGING FOR 95DEG. CONDYLAR SCREW PLATE, ADLER, 28 HOLES, LENGTH 466MM, TOP RADIUS |  | B0713.00F | 02 | 2016-04-12 | N. A. | N. A. | N. A. | QPR/B0713F | N. A. | N. A. | N. A. | N. A. | N. A. | PS/B0713F | 01 | 2019-02-03 | 2022-02-03 | 2019-12-04 | 44899 | B0713 | N. A. | N. A. | N. A. | SEMIFINISHED GOODS | N. A. | N. A. | N. A. | N. A. | N. A. | N. A. |  | N. A. | N. A. | N. A. | N. A. | N. A. | N. A. | N. A. | N. A. | N. A. | N. A. | 1 | SUB COMPONENTS | 0 | Initial issue | N | BONE PLATES |  | No | No | N. A. | N. A. | N. A. | N. A.
B0809 | B0801.02 | ONE THIRD TUBULAR PLATE, S`RUT, 28MM, 2 HOLES |  | B0809.00 | 01 | 2016-08-10 | N. A. | N. A. | N. A. | QPF/B0809 | 02 | 2021-02-07 | N. A. | N. A. | N. A. | PS/B0809 | 01 | 2017-09-14 | 2019-09-13 | 2019-12-04 | 44899 | B0809 | TMF-1 | IU/1 | Class C | FINISHED GOODS | SUSHRUT™ | ONE THIRD TUBULAR PLATE | 28MM, 2 HOLES | 16 | No | Yes |  | No | N. A. | No | N. A. | No | Yes | No | Yes | M. L.: MFG/MD/2021/000369 |  | 1 | SUSHRUT PRODUCTS\INTERNATIONAL IMPLANTS\PLATES FOR SMALL SCREWS\ONE-THIRD TUBULAR PLATES | 0.0032 | Initial issue | N | BONE PLATES |  | 1 | No | Yes | Yes | Yes | N. A.
B0809 | B0801.03 | ONE THIRD TUBULAR PLATE, S`RUT, 40MM, 3 HOLES |  | B0809.00 | 01 | 2016-08-10 | N. A. | N. A. | N. A. | QPF/B0809 | 02 | 2021-02-07 | N. A. | N. A. | N. A. | PS/B0809 | 01 | 2017-09-14 | 2019-09-13 | 2019-12-04 | 44899 | B0809 | TMF-1 | IU/1 | Class C | FINISHED GOODS | SUSHRUT™ | ONE THIRD TUBULAR PLATE | 40MM, 3 HOLES | 16 | No | Yes |  | No | N. A. | No | N. A. | No | Yes | No | Yes | M. L.: MFG/MD/2021/000369 |  | 1 | SUSHRUT PRODUCTS\INTERNATIONAL IMPLANTS\PLATES FOR SMALL SCREWS\ONE-THIRD TUBULAR PLATES | 0 | Initial issue | N | BONE PLATES |  | 1 | No | Yes | Yes | Yes | N. A.
B0809 | B0801.04 | ONE THIRD TUBULAR PLATE, S`RUT, 52MM, 4 HOLES |  | B0809.00 | 01 | 2016-08-10 | N. A. | N. A. | N. A. | QPF/B0809 | 02 | 2021-02-07 | N. A. | N. A. | N. A. | PS/B0809 | 01 | 2017-09-14 | 2019-09-13 | 2019-12-04 | 44899 | B0809 | TMF-1 | IU/1 | Class C | FINISHED GOODS | SUSHRUT™ | ONE THIRD TUBULAR PLATE | 52MM, 4 HOLES | 16 | No | Yes |  | No | N. A. | No | N. A. | No | Yes | No | Yes | M. L.: MFG/MD/2021/000369 |  | 1 | SUSHRUT PRODUCTS\INTERNATIONAL IMPLANTS\PLATES FOR SMALL SCREWS\ONE-THIRD TUBULAR PLATES | 0 | Initial issue | N | BONE PLATES |  | 1 | No | Yes | Yes | Yes | N. A.
B0809 | B0801.05 | ONE THIRD TUBULAR PLATE, S`RUT, 64MM, 5 HOLES |  | B0809.00 | 01 | 2016-08-10 | N. A. | N. A. | N. A. | QPF/B0809 | 02 | 2021-02-07 | N. A. | N. A. | N. A. | PS/B0809 | 01 | 2017-09-14 | 2019-09-13 | 2019-12-04 | 44899 | B0809 | TMF-1 | IU/1 | Class C | FINISHED GOODS | SUSHRUT™ | ONE THIRD TUBULAR PLATE | 64MM, 5 HOLES | 16 | No | Yes |  | No | N. A. | No | N. A. | No | Yes | No | Yes | M. L.: MFG/MD/2021/000369 |  | 1 | SUSHRUT PRODUCTS\INTERNATIONAL IMPLANTS\PLATES FOR SMALL SCREWS\ONE-THIRD TUBULAR PLATES | 0.0053025 | Initial issue | N | BONE PLATES |  | 1 | No | Yes | Yes | Yes | N. A.
B0809 | B0801.06 | ONE THIRD TUBULAR PLATE, S`RUT, 76MM, 6 HOLES |  | B0809.00 | 01 | 2016-08-10 | N. A. | N. A. | N. A. | QPF/B0809 | 02 | 2021-02-07 | N. A. | N. A. | N. A. | PS/B0809 | 01 | 2017-09-14 | 2019-09-13 | 2019-12-04 | 44899 | B0809 | TMF-1 | IU/1 | Class C | FINISHED GOODS | SUSHRUT™ | ONE THIRD TUBULAR PLATE | 76MM, 6 HOLES | 16 | No | Yes |  | No | N. A. | No | N. A. | No | Yes | No | Yes | M. L.: MFG/MD/2021/000369 |  | 1 | SUSHRUT PRODUCTS\INTERNATIONAL IMPLANTS\PLATES FOR SMALL SCREWS\ONE-THIRD TUBULAR PLATES | 0 | Initial issue | N | BONE PLATES |  | 1 | No | Yes | Yes | Yes | N. A.
B0809 | B0801.07 | ONE THIRD TUBULAR PLATE, S`RUT, 88MM, 7 HOLES |  | B0809.00 | 01 | 2016-08-10 | N. A. | N. A. | N. A. | QPF/B0809 | 02 | 2021-02-07 | N. A. | N. A. | N. A. | PS/B0809 | 01 | 2017-09-14 | 2019-09-13 | 2019-12-04 | 44899 | B0809 | TMF-1 | IU/1 | Class C | FINISHED GOODS | SUSHRUT™ | ONE THIRD TUBULAR PLATE | 88MM, 7 HOLES | 16 | No | Yes |  | No | N. A. | No | N. A. | No | Yes | No | Yes | M. L.: MFG/MD/2021/000369 |  | 1 | SUSHRUT PRODUCTS\INTERNATIONAL IMPLANTS\PLATES FOR SMALL SCREWS\ONE-THIRD TUBULAR PLATES | 0 | Initial issue | N | BONE PLATES |  | 1 | No | Yes | Yes | Yes | N. A.
B0809 | B0801.08 | ONE THIRD TUBULAR PLATE, S`RUT, 100MM, 8 HOLES |  | B0809.00 | 01 | 2016-08-10 | N. A. | N. A. | N. A. | QPF/B0809 | 02 | 2021-02-07 | N. A. | N. A. | N. A. | PS/B0809 | 01 | 2017-09-14 | 2019-09-13 | 2019-12-04 | 44899 | B0809 | TMF-1 | IU/1 | Class C | FINISHED GOODS | SUSHRUT™ | ONE THIRD TUBULAR PLATE | 100MM, 8 HOLES | 16 | No | Yes |  | No | N. A. | No | N. A. | No | Yes | No | Yes | M. L.: MFG/MD/2021/000369 |  | 1 | SUSHRUT PRODUCTS\INTERNATIONAL IMPLANTS\PLATES FOR SMALL SCREWS\ONE-THIRD TUBULAR PLATES | 0.0080818 | Initial issue | N | BONE PLATES |  | 1 | No | Yes | Yes | Yes | N. A.
B0809 | B0801.09 | ONE THIRD TUBULAR PLATE, S`RUT, 112MM, 9 HOLES |  | B0809.00 | 01 | 2016-08-10 | N. A. | N. A. | N. A. | QPF/B0809 | 02 | 2021-02-07 | N. A. | N. A. | N. A. | PS/B0809 | 01 | 2017-09-14 | 2019-09-13 | 2019-12-04 | 44899 | B0809 | TMF-1 | IU/1 | Class C | FINISHED GOODS | SUSHRUT™ | ONE THIRD TUBULAR PLATE | 112MM, 9 HOLES | 16 | No | Yes |  | No | N. A. | No | N. A. | No | Yes | No | Yes | M. L.: MFG/MD/2021/000369 |  | 1 | SUSHRUT PRODUCTS\INTERNATIONAL IMPLANTS\PLATES FOR SMALL SCREWS\ONE-THIRD TUBULAR PLATES | 0 | Initial issue | N | BONE PLATES |  | 1 | No | Yes | Yes | Yes | N. A.
B0809 | B0801.10 | ONE THIRD TUBULAR PLATE, S`RUT, 124MM, 10 HOLES |  | B0809.00 | 01 | 2016-08-10 | N. A. | N. A. | N. A. | QPF/B0809 | 02 | 2021-02-07 | N. A. | N. A. | N. A. | PS/B0809 | 01 | 2017-09-14 | 2019-09-13 | 2019-12-04 | 44899 | B0809 | TMF-1 | IU/1 | Class C | FINISHED GOODS | SUSHRUT™ | ONE THIRD TUBULAR PLATE | 124MM, 10 HOLES | 16 | No | Yes |  | No | N. A. | No | N. A. | No | Yes | No | Yes | M. L.: MFG/MD/2021/000369 |  | 1 | SUSHRUT PRODUCTS\INTERNATIONAL IMPLANTS\PLATES FOR SMALL SCREWS\ONE-THIRD TUBULAR PLATES | 0 | Initial issue | N | BONE PLATES |  | 1 | No | Yes | Yes | Yes | N. A.
B0809 | B0801.11 | ONE-THIRD TUBULAR PLATE, S`RUT, 136MM, 11 HOLES |  | B0809.00 | 01 | 2016-08-10 | N. A. | N. A. | N. A. | QPF/B0809 | 02 | 2021-02-07 | N. A. | N. A. | N. A. | PS/B0809 | 01 | 2017-09-14 | 2019-09-13 | 2019-12-04 | 44899 | B0809 | TMF-1 | IU/1 | Class C | FINISHED GOODS | SUSHRUT™ | ONE THIRD TUBULAR PLATE | 136MM, 11 HOLES | 16 | No | Yes |  | No | N. A. | No | N. A. | No | Yes | No | Yes | M. L.: MFG/MD/2021/000369 |  | 1 | SUSHRUT PRODUCTS\INTERNATIONAL IMPLANTS\PLATES FOR SMALL SCREWS\ONE-THIRD TUBULAR PLATES | 0 | Initial issue | N | BONE PLATES |  | 1 | No | Yes | Yes | Yes | N. A.
B0809 | B0801.12 | ONE THIRD TUBULAR PLATE, S`RUT, 148MM, 12 HOLES |  | B0809.00 | 01 | 2016-08-10 | N. A. | N. A. | N. A. | QPF/B0809 | 02 | 2021-02-07 | N. A. | N. A. | N. A. | PS/B0809 | 01 | 2017-09-14 | 2019-09-13 | 2019-12-04 | 44899 | B0809 | TMF-1 | IU/1 | Class C | FINISHED GOODS | SUSHRUT™ | ONE THIRD TUBULAR PLATE | 148MM, 12 HOLES | 16 | No | Yes |  | No | N. A. | No | N. A. | No | Yes | No | Yes | M. L.: MFG/MD/2021/000369 |  | 1 | SUSHRUT PRODUCTS\INTERNATIONAL IMPLANTS\PLATES FOR SMALL SCREWS\ONE-THIRD TUBULAR PLATES | 0.0131 | Initial issue | N | BONE PLATES |  | 1 | No | Yes | Yes | Yes | N. A.
B0801 | B0801.18.01 | BLANK FOR ONE THIRD TUBULAR PLATE, S`RUT, 2 HOLES TO 18 HOLES |  | B0801.18.01 | 00 | 2018-09-14 | N. A. | N. A. | N. A. | N. A. | N. A. | N. A. | N. A. | N. A. | N. A. | PS/B0801.00.01 | N. A. | N. A. | N. A. | N. A. | N. A. | B0801 | N. A. | N. A. | N. A. | SEMIFINISHED GOODS | N. A. | N. A. | N. A. | N. A. | N. A. | N. A. |  | N. A. | N. A. | N. A. | N. A. | N. A. | N. A. | N. A. | N. A. | N. A. | N. A. | 1 | SUB COMPONENTS | 0 | Initial issue | N | Special Plates |  | No | No | N. A. | N. A. | N. A. | N. A.
B0802 | B0802.02 | SMALL FRAGMENT PLATE, S`RUT, 3MM, 27MM, 2 AUTO COMP. HOLES |  | B0810.00 | 04 | 2018-01-04 | N. A. | N. A. | N. A. | QPF/B0810 | 04 | 2017-01-14 | 2019-01-13 | N. A. | N. A. | PS/B0802 | 04 | 2018-03-15 | 2020-03-14 | 2019-12-01 | 44896 | B0802 | TMF-1 | IU/1 | Class C | FINISHED GOODS | SUSHRUT™ | SMALL FRAGMENT PLATES 3MM | 27MM, 2 AUTO COMP. HOLES | 16 | No | Yes |  | No | N. A. | No | N. A. | No | Yes | No | Yes | M. L.: MFG/MD/2021/000369 |  | 1 | SUSHRUT PRODUCTS\INTERNATIONAL IMPLANTS\PLATES FOR SMALL SCREWS\SMALL FRAGMENT AUTO COMP PLATES | 0 | Initial issue | Y | BONE PLATES |  | 1 | No | Yes | Yes | Yes | N. A.
B0802 | B0802.03 | SMALL FRAGMENT PLATE, S`RUT, 3MM, 39MM, 3 AUTO COMP. HOLES |  | B0810.00 | 04 | 2018-01-04 | N. A. | N. A. | N. A. | QPF/B0810 | 04 | 2017-01-14 | 2019-01-13 | N. A. | N. A. | PS/B0802 | 04 | 2018-03-15 | 2020-03-14 | 2019-12-01 | 44896 | B0802 | TMF-1 | IU/1 | Class C | FINISHED GOODS | SUSHRUT™ | SMALL FRAGMENT PLATES 3MM | 39MM, 3 AUTO COMP. HOLES | 16 | No | Yes |  | No | N. A. | No | N. A. | No | Yes | No | Yes | M. L.: MFG/MD/2021/000369 |  | 1 | SUSHRUT PRODUCTS\INTERNATIONAL IMPLANTS\PLATES FOR SMALL SCREWS\SMALL FRAGMENT AUTO COMP PLATES | 0.0089 | Initial issue | Y | BONE PLATES |  | 1 | No | Yes | Yes | Yes | N. A.
B0802 | B0802.04 | SMALL FRAGMENT PLATE, S`RUT, 3MM, 51MM, 4 AUTO COMP. HOLES |  | B0810.00 | 04 | 2018-01-04 | N. A. | N. A. | N. A. | QPF/B0810 | 04 | 2017-01-14 | 2019-01-13 | N. A. | N. A. | PS/B0802 | 04 | 2018-03-15 | 2020-03-14 | 2019-12-01 | 44896 | B0802 | TMF-1 | IU/1 | Class C | FINISHED GOODS | SUSHRUT™ | SMALL FRAGMENT PLATES 3MM | 51MM, 4 AUTO COMP. HOLES | 16 | No | Yes |  | No | N. A. | No | N. A. | No | Yes | No | Yes | M. L.: MFG/MD/2021/000369 |  | 1 | SUSHRUT PRODUCTS\INTERNATIONAL IMPLANTS\PLATES FOR SMALL SCREWS\SMALL FRAGMENT AUTO COMP PLATES | 0.0107 | Initial issue | N | BONE PLATES |  | 1 | No | Yes | Yes | Yes | N. A.
B0802 | B0802.05 | SMALL FRAGMENT PLATE, S`RUT, 3MM, 63MM, 5 AUTO COMP. HOLES |  | B0810.00 | 04 | 2018-01-04 | N. A. | N. A. | N. A. | QPF/B0810 | 04 | 2017-01-14 | 2019-01-13 | N. A. | N. A. | PS/B0802 | 04 | 2018-03-15 | 2020-03-14 | 2019-12-01 | 44896 | B0802 | TMF-1 | IU/1 | Class C | FINISHED GOODS | SUSHRUT™ | SMALL FRAGMENT PLATES 3MM | 63MM, 5 AUTO COMP. HOLES | 16 | No | Yes |  | No | N. A. | No | N. A. | No | Yes | No | Yes | M. L.: MFG/MD/2021/000369 |  | 1 | SUSHRUT PRODUCTS\INTERNATIONAL IMPLANTS\PLATES FOR SMALL SCREWS\SMALL FRAGMENT AUTO COMP PLATES | 0.013549 | Initial issue | N | BONE PLATES |  | 1 | No | Yes | Yes | Yes | N. A.
B0802 | B0802.06 | SMALL FRAGMENT PLATE, S`RUT, 3MM, 75MM, 6 AUTO COMP. HOLES |  | B0810.00 | 04 | 2018-01-04 | N. A. | N. A. | N. A. | QPF/B0810 | 04 | 2017-01-14 | 2019-01-13 | N. A. | N. A. | PS/B0802 | 04 | 2018-03-15 | 2020-03-14 | 2019-12-01 | 44896 | B0802 | TMF-1 | IU/1 | Class C | FINISHED GOODS | SUSHRUT™ | SMALL FRAGMENT PLATES 3MM | 75MM, 6 AUTO COMP. HOLES | 16 | No | Yes |  | No | N. A. | No | N. A. | No | Yes | No | Yes | M. L.: MFG/MD/2021/000369 |  | 1 | SUSHRUT PRODUCTS\INTERNATIONAL IMPLANTS\PLATES FOR SMALL SCREWS\SMALL FRAGMENT AUTO COMP PLATES | 0.016033 | Initial issue | N | BONE PLATES |  | 1 | No | Yes | Yes | Yes | N. A.
B0802 | B0802.07 | SMALL FRAGMENT PLATE, S`RUT, 3MM, 87MM, 7 AUTO COMP. HOLES |  | B0810.00 | 04 | 2018-01-04 | N. A. | N. A. | N. A. | QPF/B0810 | 04 | 2017-01-14 | 2019-01-13 | N. A. | N. A. | PS/B0802 | 04 | 2018-03-15 | 2020-03-14 | 2019-12-01 | 44896 | B0802 | TMF-1 | IU/1 | Class C | FINISHED GOODS | SUSHRUT™ | SMALL FRAGMENT PLATES 3MM | 87MM, 7 AUTO COMP. HOLES | 16 | No | Yes |  | No | N. A. | No | N. A. | No | Yes | No | Yes | M. L.: MFG/MD/2021/000369 |  | 1 | SUSHRUT PRODUCTS\INTERNATIONAL IMPLANTS\PLATES FOR SMALL SCREWS\SMALL FRAGMENT AUTO COMP PLATES | 0 | Initial issue | N | BONE PLATES |  | 1 | No | Yes | Yes | Yes | N. A.
B0802 | B0802.08 | SMALL FRAGMENT PLATE, S`RUT, 3MM, 99MM, 8 AUTO COMP. HOLES |  | B0810.00 | 04 | 2018-01-04 | N. A. | N. A. | N. A. | QPF/B0810 | 04 | 2017-01-14 | 2019-01-13 | N. A. | N. A. | PS/B0802 | 04 | 2018-03-15 | 2020-03-14 | 2019-12-01 | 44896 | B0802 | TMF-1 | IU/1 | Class C | FINISHED GOODS | SUSHRUT™ | SMALL FRAGMENT PLATES 3MM | 99MM, 8 AUTO COMP. HOLES | 16 | No | Yes |  | No | N. A. | No | N. A. | No | Yes | No | Yes | M. L.: MFG/MD/2021/000369 |  | 1 | SUSHRUT PRODUCTS\INTERNATIONAL IMPLANTS\PLATES FOR SMALL SCREWS\SMALL FRAGMENT AUTO COMP PLATES | 0.0212 | Initial issue | N | BONE PLATES |  | 1 | No | Yes | Yes | Yes | N. A.
B0802 | B0802.09 | SMALL FRAGMENT PLATE, S`RUT, 3MM, 111MM, 9 AUTO COMP. HOLES |  | B0810.00 | 04 | 2018-01-04 | N. A. | N. A. | N. A. | QPF/B0810 | 04 | 2017-01-14 | 2019-01-13 | N. A. | N. A. | PS/B0802 | 04 | 2018-03-15 | 2020-03-14 | 2019-12-01 | 44896 | B0802 | TMF-1 | IU/1 | Class C | FINISHED GOODS | SUSHRUT™ | SMALL FRAGMENT PLATES 3MM | 111MM, 9 AUTO COMP. HOLES | 16 | No | Yes |  | No | N. A. | No | N. A. | No | Yes | No | Yes | M. L.: MFG/MD/2021/000369 |  | 1 | SUSHRUT PRODUCTS\INTERNATIONAL IMPLANTS\PLATES FOR SMALL SCREWS\SMALL FRAGMENT AUTO COMP PLATES | 0.0244 | Initial issue | N | BONE PLATES |  | 1 | No | Yes | Yes | Yes | N. A.
B0802 | B0802.10 | SMALL FRAGMENT PLATE, S`RUT, 3MM, 123MM, 10 AUTO COMP. HOLES |  | B0810.00 | 04 | 2018-01-04 | N. A. | N. A. | N. A. | QPF/B0810 | 04 | 2017-01-14 | 2019-01-13 | N. A. | N. A. | PS/B0802 | 04 | 2018-03-15 | 2020-03-14 | 2019-12-01 | 44896 | B0802 | TMF-1 | IU/1 | Class C | FINISHED GOODS | SUSHRUT™ | SMALL FRAGMENT PLATES 3MM | 123MM, 10 AUTO COMP. HOLES | 16 | No | Yes |  | No | N. A. | No | N. A. | No | Yes | No | Yes | M. L.: MFG/MD/2021/000369 |  | 1 | SUSHRUT PRODUCTS\INTERNATIONAL IMPLANTS\PLATES FOR SMALL SCREWS\SMALL FRAGMENT AUTO COMP PLATES | 0 | Initial issue | N | BONE PLATES |  | 1 | No | Yes | Yes | Yes | N. A.
B0802 | B0802.11 | SMALL FRAGMENT PLATE, S`RUT, 3MM, 135MM, 11 AUTO COMP. HOLES |  | B0810.00 | 04 | 2018-01-04 | N. A. | N. A. | N. A. | QPF/B0810 | 04 | 2017-01-14 | 2019-01-13 | N. A. | N. A. | PS/B0802 | 04 | 2018-03-15 | 2020-03-14 | 2019-12-01 | 44896 | B0802 | TMF-1 | IU/1 | Class C | FINISHED GOODS | SUSHRUT™ | SMALL FRAGMENT PLATES 3MM | 135MM, 11 AUTO COMP. HOLES | 16 | No | Yes |  | No | N. A. | No | N. A. | No | Yes | No | Yes | M. L.: MFG/MD/2021/000369 |  | 1 | SUSHRUT PRODUCTS\INTERNATIONAL IMPLANTS\PLATES FOR SMALL SCREWS\SMALL FRAGMENT AUTO COMP PLATES | 0.0286 | Initial issue | N | BONE PLATES |  | 1 | No | Yes | Yes | Yes | N. A.
B0802 | B0802.12 | SMALL FRAGMENT PLATE, S`RUT, 3MM, 147MM, 12 AUTO COMP. HOLES |  | B0810.00 | 04 | 2018-01-04 | N. A. | N. A. | N. A. | QPF/B0810 | 04 | 2017-01-14 | 2019-01-13 | N. A. | N. A. | PS/B0802 | 04 | 2018-03-15 | 2020-03-14 | 2019-12-01 | 44896 | B0802 | TMF-1 | IU/1 | Class C | FINISHED GOODS | SUSHRUT™ | SMALL FRAGMENT PLATES 3MM | 147MM, 12 AUTO COMP. HOLES | 16 | No | Yes |  | No | N. A. | No | N. A. | No | Yes | No | Yes | M. L.: MFG/MD/2021/000369 |  | 1 | SUSHRUT PRODUCTS\INTERNATIONAL IMPLANTS\PLATES FOR SMALL SCREWS\SMALL FRAGMENT AUTO COMP PLATES | 0.0316 | Initial issue | N | BONE PLATES |  | 1 | No | Yes | Yes | Yes | N. A.
B0802 | B0802.13 | SMALL FRAGMENT PLATE, S`RUT, 3MM, 159MM, 13 AUTO COMP. HOLES |  | B0810.00 | 04 | 2018-01-04 | N. A. | N. A. | N. A. | QPF/B0810 | 04 | 2017-01-14 | 2019-01-13 | N. A. | N. A. | PS/B0802 | 04 | 2018-03-15 | 2020-03-14 | 2019-12-01 | 44896 | B0802 | TMF-1 | IU/1 | Class C | FINISHED GOODS | SUSHRUT™ | SMALL FRAGMENT PLATES 3MM | 159MM, 13 AUTO COMP. HOLES | 16 | No | Yes |  | No | N. A. | No | N. A. | No | Yes | No | Yes | M. L.: MFG/MD/2021/000369 |  | 1 | SUSHRUT PRODUCTS\INTERNATIONAL IMPLANTS\PLATES FOR SMALL SCREWS\SMALL FRAGMENT AUTO COMP PLATES | 0.0364 | Initial issue | N | BONE PLATES |  | 1 | No | Yes | Yes | Yes | N. A.
B0802 | B0802.14 | SMALL FRAGMENT PLATE, S`RUT, 3MM, 171MM, 14 AUTO COMP. HOLES |  | B0810.00 | 04 | 2018-01-04 | N. A. | N. A. | N. A. | QPF/B0810 | 04 | 2017-01-14 | 2019-01-13 | N. A. | N. A. | PS/B0802 | 04 | 2018-03-15 | 2020-03-14 | 2019-12-01 | 44896 | B0802 | TMF-1 | IU/1 | Class C | FINISHED GOODS | SUSHRUT™ | SMALL FRAGMENT PLATES 3MM | 171MM, 14 AUTO COMP. HOLES | 16 | No | Yes |  | No | N. A. | No | N. A. | No | Yes | No | Yes | M. L.: MFG/MD/2021/000369 |  | 1 | SUSHRUT PRODUCTS\INTERNATIONAL IMPLANTS\PLATES FOR SMALL SCREWS\SMALL FRAGMENT AUTO COMP PLATES | 0.039 | Initial issue | N | BONE PLATES |  | 1 | No | Yes | Yes | Yes | N. A.
B0802 | B0802.15 | SMALL FRAGMENT PLATE, S`RUT, 3MM, 183MM, 15 AUTO COMP. HOLES |  | B0810.00 | 04 | 2018-01-04 | N. A. | N. A. | N. A. | QPF/B0810 | 04 | 2017-01-14 | 2019-01-13 | N. A. | N. A. | PS/B0802 | 04 | 2018-03-15 | 2020-03-14 | 2019-12-01 | 44896 | B0802 | TMF-1 | IU/1 | Class C | FINISHED GOODS | SUSHRUT™ | SMALL FRAGMENT PLATES 3MM | 183MM, 15 AUTO COMP. HOLES | 16 | No | Yes |  | No | N. A. | No | N. A. | No | Yes | No | Yes | M. L.: MFG/MD/2021/000369 |  | 1 | SUSHRUT PRODUCTS\INTERNATIONAL IMPLANTS\PLATES FOR SMALL SCREWS\SMALL FRAGMENT AUTO COMP PLATES | 0.0377 | Initial issue | N | BONE PLATES |  | 1 | No | Yes | Yes | Yes | N. A.
B0802 | B0802.16 | SMALL FRAGMENT PLATE, S`RUT, 3MM, 195MM, 16 AUTO COMP. HOLES |  | B0810.00 | 04 | 2018-01-04 | N. A. | N. A. | N. A. | QPF/B0810 | 04 | 2017-01-14 | 2019-01-13 | N. A. | N. A. | PS/B0802 | 04 | 2018-03-15 | 2020-03-14 | 2019-12-01 | 44896 | B0802 | TMF-1 | IU/1 | Class C | FINISHED GOODS | SUSHRUT™ | SMALL FRAGMENT PLATES 3MM | 195MM, 16 AUTO COMP. HOLES | 16 | No | Yes |  | No | N. A. | No | N. A. | No | Yes | No | Yes | M. L.: MFG/MD/2021/000369 |  | 1 | SUSHRUT PRODUCTS\INTERNATIONAL IMPLANTS\PLATES FOR SMALL SCREWS\SMALL FRAGMENT AUTO COMP PLATES | 0.0405 | Initial issue | N | BONE PLATES |  | 1 | No | Yes | Yes | Yes | N. A.
B0811 | B0803.49 | SMALL 'T' PLATE, S`RUT, 49MM, 3 HEAD HOLES, 3 SHAFT HOLES |  | B0803.49 | 01 | 2009-04-04 | N. A. | N. A. | N. A. | QPF/B0811 | 01 | 2021-02-07 | N. A. | N. A. | N. A. | PS/B0803 | 04 | 2018-03-08 | 2020-03-07 | 2019-12-01 | 44896 | B0811 | TMF-1 | IU/1 | Class C | FINISHED GOODS | SUSHRUT™ | SMALL 'T' PLATE | 49MM, 3 HEAD HOLES, 3 SHAFT HOLES | 16 | No | Yes |  | No | N. A. | No | N. A. | No | Yes | No | Yes | M. L.: MFG/MD/2021/000369 |  | 1 | SUSHRUT PRODUCTS\INTERNATIONAL IMPLANTS\PLATES FOR SMALL SCREWS\SMALL T PLATES | 0.006902 | Initial issue | N | BONE PLATES |  | 1 | No | Yes | Yes | Yes | N. A.
B0811 | B0803.56 | SMALL 'T' PLATE, S`RUT, 56MM, 4 HEAD HOLES, 4 SHAFT HOLES |  | B0803.56 | 01 | 2009-08-26 | N. A. | N. A. | N. A. | QPF/B0811 | 01 | 2021-02-07 | N. A. | N. A. | N. A. | PS/B0803 | 04 | 2018-03-08 | 2020-03-07 | 2019-12-01 | 44896 | B0811 | TMF-1 | IU/1 | Class C | FINISHED GOODS | SUSHRUT™ | SMALL 'T' PLATE | 56MM, 4 HEAD HOLES, 4 SHAFT HOLES | 16 | No | Yes |  | No | N. A. | No | N. A. | No | Yes | No | Yes | M. L.: MFG/MD/2021/000369 |  | 1 | SUSHRUT PRODUCTS\INTERNATIONAL IMPLANTS\PLATES FOR SMALL SCREWS\SMALL T PLATES | 0.0070909 | Initial issue | N | BONE PLATES |  | 1 | No | Yes | Yes | Yes | N. A.
B0811 | B0803.67 | SMALL 'T' PLATE, S`RUT, 67MM, 3 HEAD HOLES, 5 SHAFT HOLES |  | B0803.67 | 02 | 2017-10-05 | N. A. | N. A. | N. A. | QPF/B0811 | 01 | 2021-02-07 | N. A. | N. A. | N. A. | PS/B0803 | 04 | 2018-03-08 | 2020-03-07 | 2019-12-01 | 44896 | B0811 | TMF-1 | IU/1 | Class C | FINISHED GOODS | SUSHRUT™ | SMALL 'T' PLATE | 67MM, 3 HEAD HOLES, 5 SHAFT HOLES | 16 | No | Yes |  | No | N. A. | No | N. A. | No | Yes | No | Yes | M. L.: MFG/MD/2021/000369 |  | 1 | SUSHRUT PRODUCTS\INTERNATIONAL IMPLANTS\PLATES FOR SMALL SCREWS\SMALL T PLATES | 0.0071 | Initial issue | N | BONE PLATES |  | 1 | No | Yes | Yes | Yes | N. A.
B0811 | B0803.78 | SMALL 'T' PLATE, S`RUT, 78MM, 4 HEAD HOLES, 6 SHAFT HOLES |  | B0803.78 | 03 | 2013-11-27 | N. A. | N. A. | N. A. | QPF/B0811 | 01 | 2021-02-07 | N. A. | N. A. | N. A. | PS/B0803 | 04 | 2018-03-08 | 2020-03-07 | 2019-12-01 | 44896 | B0811 | TMF-1 | IU/1 | Class C | FINISHED GOODS | SUSHRUT™ | SMALL 'T' PLATE | 78MM, 4 HEAD HOLES, 6 SHAFT HOLES | 16 | No | Yes |  | No | N. A. | No | N. A. | No | Yes | No | Yes | M. L.: MFG/MD/2021/000369 |  | 1 | SUSHRUT PRODUCTS\INTERNATIONAL IMPLANTS\PLATES FOR SMALL SCREWS\SMALL T PLATES | 0.0082 | Initial issue | N | BONE PLATES |  | 1 | No | Yes | Yes | Yes | N. A.
B0812 | B0804.52 | SMALL OBLIQUE 'T' PLATE, S`RUT, FOR 3.5MM SCREWS, 52MM, 3 HEAD HOLES, 3 SHAFT HOLES |  | B0804.52 | N. A. | N. A. | N. A. | N. A. | N. A. | QPF/B0812 | 01 | 2021-02-07 | N. A. | N. A. | N. A. | PS/B0812 | 03 | 2018-03-11 | 2021-03-11 | N. A. | N. A. | B0812 | TMF-1 | IU/1 | Class C | FINISHED GOODS | SUSHRUT™ | SMALL OBLIQUE 'T' PLATE | FOR 3.5MM SCREWS, 52MM, 3 HEAD HOLES, 3 SHAFT HOLES | 16 | No | Yes |  | No | N. A. | No | N. A. | No | Yes | No | Yes | M. L.: MFG/MD/2021/000369 |  | 1 | SUSHRUT PRODUCTS\INTERNATIONAL IMPLANTS\PLATES FOR SMALL SCREWS\SMALL OBLIQUE T PLATES | 0.0086 | Initial issue | N | BONE PLATES |  | 1 | No | Yes | Yes | Yes | N. A.
B0812 | B0804.63 | SMALL OBLIQUE 'T' PLATE, S`RUT, FOR 3.5MM SCREWS, 63MM, 3 HEAD HOLES, 4 SHAFT HOLES |  | B0804.63 | N. A. | N. A. | N. A. | N. A. | N. A. | QPF/B0812 | 01 | 2021-02-07 | N. A. | N. A. | N. A. | PS/B0812 | 03 | 2018-03-11 | 2021-03-11 | N. A. | N. A. | B0812 | TMF-1 | IU/1 | Class C | FINISHED GOODS | SUSHRUT™ | SMALL OBLIQUE 'T' PLATE | FOR 3.5MM SCREWS, 63MM, 3 HEAD HOLES, 4 SHAFT HOLES | 16 | No | Yes |  | No | N. A. | No | N. A. | No | Yes | No | Yes | M. L.: MFG/MD/2021/000369 |  | 1 | SUSHRUT PRODUCTS\INTERNATIONAL IMPLANTS\PLATES FOR SMALL SCREWS\SMALL OBLIQUE T PLATES | 0 | Initial issue | N | BONE PLATES |  | 1 | No | Yes | Yes | Yes | N. A.
B0812 | B0804.74 | SMALL OBLIQUE 'T' PLATE, S`RUT, FOR 3.5MM SCREWS, 74MM, 3 HEAD HOLES, 5 SHAFT HOLES |  | B0804.74 | N. A. | N. A. | N. A. | N. A. | N. A. | QPF/B0812 | 01 | 2021-02-07 | N. A. | N. A. | N. A. | PS/B0812 | 03 | 2018-03-11 | 2021-03-11 | N. A. | N. A. | B0812 | TMF-1 | IU/1 | Class C | FINISHED GOODS | SUSHRUT™ | SMALL OBLIQUE 'T' PLATE | FOR 3.5MM SCREWS, 74MM, 3 HEAD HOLES, 5 SHAFT HOLES | 16 | No | Yes |  | No | N. A. | No | N. A. | No | Yes | No | Yes | M. L.: MFG/MD/2021/000369 |  | 1 | SUSHRUT PRODUCTS\INTERNATIONAL IMPLANTS\PLATES FOR SMALL SCREWS\SMALL OBLIQUE T PLATES | 0 | Initial issue | N | BONE PLATES |  | 1 | No | Yes | Yes | Yes | N. A.
B0804 | B0804.74.01 | BLANK FOR SMALL OBLIQUE `T` PLATE, S`RUT, FOR 3.5MM SCREWS |  | B0804.74.01 | N. A. | N. A. | N. A. | N. A. | N. A. | N. A. | N. A. | N. A. | N. A. | N. A. | N. A. | PS/B0804.00.01 | 00 | 2018-03-24 | 2021-03-24 | 2019-12-04 | 44534 | B0804 | N. A. | N. A. | N. A. | SEMIFINISHED GOODS | N. A. | N. A. | N. A. | N. A. | N. A. | N. A. |  | N. A. | N. A. | N. A. | N. A. | N. A. | N. A. | N. A. | N. A. | N. A. | N. A. | 1 | SUB COMPONENTS | 0 | Initial issue | N | Special Plates |  | No | No | N. A. | N. A. | N. A. | N. A.
B0812 | B0804.85 | SMALL OBLIQUE 'T' PLATE, S`RUT, FOR 3.5MM SCREWS, 85MM, 3 HEAD HOLES, 6 SHAFT HOLES |  | B0804.85 | #N/A | #N/A | N. A. | N. A. | N. A. | QPF/B0812 | #N/A | #N/A | #N/A | #N/A | #N/A | PS/B0812 | #N/A | #N/A | #N/A | #N/A | #N/A | B0812 | TMF-1 | IU/1 | Class C | FINISHED GOODS | SUSHRUT™ | SMALL OBLIQUE 'T' PLATE | FOR 3.5MM SCREWS, 85MM, 3 HEAD HOLES, 6 SHAFT HOLES | 16 | No | Yes |  | No | N. A. | No | N. A. | No | Yes | No | Yes | M. L.: MFG/MD/2021/000369 |  | 1 | SUSHRUT PRODUCTS\INTERNATIONAL IMPLANTS\PLATES FOR SMALL SCREWS\SMALL OBLIQUE T PLATES | 0 | Initial issue | Y | BONE PLATES |  | 1 | No | Yes | Yes | Yes | N. A.
B0813 | B0805.01 | 'Y' PLATE, S`RUT |  | B0813.01 | N. A. | N. A. | N. A. | N. A. | N. A. | QPF/B0813 | N. A. | N. A. | N. A. | N. A. | N. A. | PS/B0813 | N. A. | N. A. | N. A. | N. A. | N. A. | B0813 | TMF-1 | IU/1 | Class C | FINISHED GOODS | SUSHRUT™ | Y' PLATE |  | 16 | No | Yes |  | No | N. A. | No | N. A. | No | Yes | No | Yes | M. L.: MFG/MD/2021/000369 |  | 1 | SUSHRUT PRODUCTS\INTERNATIONAL IMPLANTS\PLATES FOR SMALL SCREWS\Y PLATES | 0.025 | Initial issue | N | BONE PLATES |  | 1 | No | Yes | Yes | Yes | N. A.
B0820 | B0808.04 | SMALL SS LOW CONTACT AUTO COMPRESSION PLATE, S`RUT, 3.5MM, FOR RADIUS & ULNA, 51MM, 4 HOLES |  | B0808.00 | 03 | 2016-06-25 | N. A. | N. A. | N. A. | QPF/B0820 | 00 | 2008-01-19 | N. A. | N. A. | N. A. | PS/B0820 | 02 | 2018-02-22 | 2021-02-22 | 2019-12-01 | 44896 | B0820 | TMF-1 | IU/1 | Class C | FINISHED GOODS | SUSHRUT™ | SMALL SS LOW CONTACT AUTO COMPRESSION PLATE | 3.5MM, FOR RADIUS & ULNA, 51MM, 4 HOLES | 16 | No | Yes |  | No | N. A. | No | N. A. | No | Yes | No | Yes | M. L.: MFG/MD/2021/000369 |  | 1 | SUSHRUT PRODUCTS\INTERNATIONAL IMPLANTS\PLATES FOR SMALL SCREWS\SMALL LCDC PLATES | 0 | Initial issue | N | BONE PLATES |  | 1 | No | Yes | Yes | Yes | N. A.
B0820 | B0808.05 | SMALL SS LOW CONTACT AUTO COMPRESSION PLATE, S`RUT, 3.5MM, FOR RADIUS & ULNA, 64MM, 5 HOLES |  | B0808.00 | 03 | 2016-06-25 | N. A. | N. A. | N. A. | QPF/B0820 | 00 | 2008-01-19 | N. A. | N. A. | N. A. | PS/B0820 | 02 | 2018-02-22 | 2021-02-22 | 2019-12-01 | 44896 | B0820 | TMF-1 | IU/1 | Class C | FINISHED GOODS | SUSHRUT™ | SMALL SS LOW CONTACT AUTO COMPRESSION PLATE | 3.5MM, FOR RADIUS & ULNA, 64MM, 5 HOLES | 16 | No | Yes |  | No | N. A. | No | N. A. | No | Yes | No | Yes | M. L.: MFG/MD/2021/000369 |  | 1 | SUSHRUT PRODUCTS\INTERNATIONAL IMPLANTS\PLATES FOR SMALL SCREWS\SMALL LCDC PLATES | 0.013867 | Initial issue | N | BONE PLATES |  | 1 | No | Yes | Yes | Yes | N. A.
B0820 | B0808.06 | SMALL SS LOW CONTACT AUTO COMPRESSION PLATE, S`RUT, 3.5MM, FOR RADIUS & ULNA, 77MM, 6 HOLES |  | B0808.00 | 03 | 2016-06-25 | N. A. | N. A. | N. A. | QPF/B0820 | 00 | 2008-01-19 | N. A. | N. A. | N. A. | PS/B0820 | 02 | 2018-02-22 | 2021-02-22 | 2019-12-01 | 44896 | B0820 | TMF-1 | IU/1 | Class C | FINISHED GOODS | SUSHRUT™ | SMALL SS LOW CONTACT AUTO COMPRESSION PLATE | 3.5MM, FOR RADIUS & ULNA, 77MM, 6 HOLES | 16 | No | Yes |  | No | N. A. | No | N. A. | No | Yes | No | Yes | M. L.: MFG/MD/2021/000369 |  | 1 | SUSHRUT PRODUCTS\INTERNATIONAL IMPLANTS\PLATES FOR SMALL SCREWS\SMALL LCDC PLATES | 0 | Initial issue | N | BONE PLATES |  | 1 | No | Yes | Yes | Yes | N. A.
B0820 | B0808.07 | SMALL SS LOW CONTACT AUTO COMPRESSION PLATE, S`RUT, 3.5MM, FOR RADIUS & ULNA, 90MM, 7 HOLES |  | B0808.00 | 03 | 2016-06-25 | N. A. | N. A. | N. A. | QPF/B0820 | 00 | 2008-01-19 | N. A. | N. A. | N. A. | PS/B0820 | 02 | 2018-02-22 | 2021-02-22 | 2019-12-01 | 44896 | B0820 | TMF-1 | IU/1 | Class C | FINISHED GOODS | SUSHRUT™ | SML SS LOW CNCT AUTO CMP PLATE | 3.5MM, FOR RADIUS & ULNA, 90MM, 7 HOLES | 16 | No | Yes |  | No | N. A. | No | N. A. | No | Yes | No | Yes | M. L.: MFG/MD/2021/000369 |  | 1 | SUSHRUT PRODUCTS\INTERNATIONAL IMPLANTS\PLATES FOR SMALL SCREWS\SMALL LCDC PLATES | 0 | Initial issue | N | BONE PLATES |  | 1 | No | Yes | Yes | Yes | N. A.
B0820 | B0808.08 | SMALL SS LOW CONTACT AUTO COMPRESSION PLATE, S`RUT, 3.5MM, FOR RADIUS & ULNA, 103MM, 8 HOLES |  | B0808.00 | 03 | 2016-06-25 | N. A. | N. A. | N. A. | QPF/B0820 | 00 | 2008-01-19 | N. A. | N. A. | N. A. | PS/B0820 | 02 | 2018-02-22 | 2021-02-22 | 2019-12-01 | 44896 | B0820 | TMF-1 | IU/1 | Class C | FINISHED GOODS | SUSHRUT™ | SML SS LOW CNCT AUTO CMP PLATE | 3.5MM, FOR RADIUS & ULNA, 103MM, 8 HOLES | 16 | No | Yes |  | No | N. A. | No | N. A. | No | Yes | No | Yes | M. L.: MFG/MD/2021/000369 |  | 1 | SUSHRUT PRODUCTS\INTERNATIONAL IMPLANTS\PLATES FOR SMALL SCREWS\SMALL LCDC PLATES | 0 | Initial issue | N | BONE PLATES |  | 1 | No | Yes | Yes | Yes | N. A.
B0820 | B0808.09 | SMALL SS LOW CONTACT AUTO COMPRESSION PLATE, S`RUT, 3.5MM, FOR RADIUS & ULNA, 116MM, 9 HOLES |  | B0808.00 | 03 | 2016-06-25 | N. A. | N. A. | N. A. | QPF/B0820 | 00 | 2008-01-19 | N. A. | N. A. | N. A. | PS/B0820 | 02 | 2018-02-22 | 2021-02-22 | 2019-12-01 | 44896 | B0820 | TMF-1 | IU/1 | Class C | FINISHED GOODS | SUSHRUT™ | SMALL SS LOW CONTACT AUTO COMPRESSION PLATE | 3.5MM, FOR RADIUS & ULNA, 116MM, 9 HOLES | 16 | No | Yes |  | No | N. A. | No | N. A. | No | Yes | No | Yes | M. L.: MFG/MD/2021/000369 |  | 1 | SUSHRUT PRODUCTS\INTERNATIONAL IMPLANTS\PLATES FOR SMALL SCREWS\SMALL LCDC PLATES | 0 | Initial issue | N | BONE PLATES |  | 1 | No | Yes | Yes | Yes | N. A.
B0820 | B0808.10 | SMALL SS LOW CONTACT AUTO COMPRESSION PLATE, S`RUT, 3.5MM, FOR RADIUS & ULNA, 129MM, 10 HOLES |  | B0808.00 | 03 | 2016-06-25 | N. A. | N. A. | N. A. | QPF/B0820 | 00 | 2008-01-19 | N. A. | N. A. | N. A. | PS/B0820 | 02 | 2018-02-22 | 2021-02-22 | 2019-12-01 | 44896 | B0820 | TMF-1 | IU/1 | Class C | FINISHED GOODS | SUSHRUT™ | SMALL SS LOW CONTACT AUTO COMPRESSION PLATE | 3.5MM, FOR RADIUS & ULNA, 129MM, 10 HOLES | 16 | No | Yes |  | No | N. A. | No | N. A. | No | Yes | No | Yes | M. L.: MFG/MD/2021/000369 |  | 1 | SUSHRUT PRODUCTS\INTERNATIONAL IMPLANTS\PLATES FOR SMALL SCREWS\SMALL LCDC PLATES | 0 | Initial issue | N | BONE PLATES |  | 1 | No | Yes | Yes | Yes | N. A.
B0820 | B0808.11 | SMALL SS LOW CONTACT AUTO COMPRESSION PLATE, S`RUT, 3.5MM, FOR RADIUS & ULNA, 142MM, 11 HOLES |  | B0808.00 | 03 | 2016-06-25 | N. A. | N. A. | N. A. | QPF/B0820 | 00 | 2008-01-19 | N. A. | N. A. | N. A. | PS/B0820 | 02 | 2018-02-22 | 2021-02-22 | 2019-12-01 | 44896 | B0820 | TMF-1 | IU/1 | Class C | FINISHED GOODS | SUSHRUT™ | SMALL SS LOW CONTACT AUTO COMPRESSION PLATE | 3.5MM, FOR RADIUS & ULNA, 142MM, 11 HOLES | 16 | No | Yes |  | No | N. A. | No | N. A. | No | Yes | No | Yes | M. L.: MFG/MD/2021/000369 |  | 1 | SUSHRUT PRODUCTS\INTERNATIONAL IMPLANTS\PLATES FOR SMALL SCREWS\SMALL LCDC PLATES | 0 | Initial issue | N | BONE PLATES |  | 1 | No | Yes | Yes | Yes | N. A.
B0820 | B0808.12 | SMALL SS LOW CONTACT AUTO COMPRESSION PLATE, S`RUT, 3.5MM, FOR RADIUS & ULNA, 155MM, 12 HOLES |  | B0808.00 | 03 | 2016-06-25 | N. A. | N. A. | N. A. | QPF/B0820 | 00 | 2008-01-19 | N. A. | N. A. | N. A. | PS/B0820 | 02 | 2018-02-22 | 2021-02-22 | 2019-12-01 | 44896 | B0820 | TMF-1 | IU/1 | Class C | FINISHED GOODS | SUSHRUT™ | SMALL SS LOW CONTACT AUTO COMPRESSION PLATE | 3.5MM, FOR RADIUS & ULNA, 155MM, 12 HOLES | 16 | No | Yes |  | No | N. A. | No | N. A. | No | Yes | No | Yes | M. L.: MFG/MD/2021/000369 |  | 1 | SUSHRUT PRODUCTS\INTERNATIONAL IMPLANTS\PLATES FOR SMALL SCREWS\SMALL LCDC PLATES | 0 | Initial issue | N | BONE PLATES |  | 1 | No | Yes | Yes | Yes | N. A.
B0809 | B0809.02 | ONE THIRD TUBULAR PLATE, ADLER, 28MM, 2 HOLES |  | B0809.00 | 01 | 2016-08-10 | N. A. | N. A. | N. A. | QPF/B0809 | 01 | 2007-11-21 | N. A. | N. A. | N. A. | PS/B0809 | 01 | 2017-09-14 | 2020-09-14 | 2019-12-04 | 44899 | B0809 | TMF-1 | IU/1 | Class C | FINISHED GOODS | ADLER™ | ONE THIRD TUBULAR PLATE | 28MM, 2 HOLES | 16 | No | Yes |  | No | N. A. | No | N. A. | No | Yes | No | Yes | M. L.: MFG/MD/2021/000369 |  | 1 | ADLER PRODUCTS\PLATES FOR SMALL SCREWS, ADLER\ONE-THIRD TUBULAR PLATES, ADLER | 0.002 | Initial issue | Y | BONE PLATES |  | 1 | No | Yes | Yes | Yes | N. A.
B0809 | B0809.03 | ONE THIRD TUBULAR PLATE, ADLER, 40MM, 3 HOLES |  | B0809.00 | 01 | 2016-08-10 | N. A. | N. A. | N. A. | QPF/B0809 | 01 | 2007-11-21 | N. A. | N. A. | N. A. | PS/B0809 | 01 | 2017-09-14 | 2020-09-14 | 2019-12-04 | 44899 | B0809 | TMF-1 | IU/1 | Class C | FINISHED GOODS | ADLER™ | ONE THIRD TUBULAR PLATE | 40MM, 3 HOLES | 16 | No | Yes |  | No | N. A. | No | N. A. | No | Yes | No | Yes | M. L.: MFG/MD/2021/000369 |  | 1 | ADLER PRODUCTS\PLATES FOR SMALL SCREWS, ADLER\ONE-THIRD TUBULAR PLATES, ADLER | 0.003 | Initial issue | N | BONE PLATES |  | 1 | No | Yes | Yes | Yes | N. A.
B0809 | B0809.04 | ONE THIRD TUBULAR PLATE, ADLER, 52MM, 4 HOLES |  | B0809.00 | 01 | 2016-08-10 | N. A. | N. A. | N. A. | QPF/B0809 | 01 | 2007-11-21 | N. A. | N. A. | N. A. | PS/B0809 | 01 | 2017-09-14 | 2020-09-14 | 2019-12-04 | 44899 | B0809 | TMF-1 | IU/1 | Class C | FINISHED GOODS | ADLER™ | ONE THIRD TUBULAR PLATE | 52MM, 4 HOLES | 16 | No | Yes |  | No | N. A. | No | N. A. | No | Yes | No | Yes | M. L.: MFG/MD/2021/000369 |  | 1 | ADLER PRODUCTS\PLATES FOR SMALL SCREWS, ADLER\ONE-THIRD TUBULAR PLATES, ADLER | 0.004 | Initial issue | N | BONE PLATES |  | 1 | No | Yes | Yes | Yes | N. A.
B0809 | B0809.05 | ONE THIRD TUBULAR PLATE, ADLER, 64MM, 5 HOLES |  | B0809.00 | 01 | 2016-08-10 | N. A. | N. A. | N. A. | QPF/B0809 | 01 | 2007-11-21 | N. A. | N. A. | N. A. | PS/B0809 | 01 | 2017-09-14 | 2020-09-14 | 2019-12-04 | 44899 | B0809 | TMF-1 | IU/1 | Class C | FINISHED GOODS | ADLER™ | ONE THIRD TUBULAR PLATE | 64MM, 5 HOLES | 16 | No | Yes |  | No | N. A. | No | N. A. | No | Yes | No | Yes | M. L.: MFG/MD/2021/000369 |  | 1 | ADLER PRODUCTS\PLATES FOR SMALL SCREWS, ADLER\ONE-THIRD TUBULAR PLATES, ADLER | 0 | Initial issue | N | BONE PLATES |  | 1 | No | Yes | Yes | Yes | N. A.
B0809 | B0809.06 | ONE THIRD TUBULAR PLATE, ADLER, 76MM, 6 HOLES |  | B0809.00 | 01 | 2016-08-10 | N. A. | N. A. | N. A. | QPF/B0809 | 01 | 2007-11-21 | N. A. | N. A. | N. A. | PS/B0809 | 01 | 2017-09-14 | 2020-09-14 | 2019-12-04 | 44899 | B0809 | TMF-1 | IU/1 | Class C | FINISHED GOODS | ADLER™ | ONE THIRD TUBULAR PLATE | 76MM, 6 HOLES | 16 | No | Yes |  | No | N. A. | No | N. A. | No | Yes | No | Yes | M. L.: MFG/MD/2021/000369 |  | 1 | ADLER PRODUCTS\PLATES FOR SMALL SCREWS, ADLER\ONE-THIRD TUBULAR PLATES, ADLER | 0.005 | Initial issue | N | BONE PLATES |  | 1 | No | Yes | Yes | Yes | N. A.
B0809 | B0809.07 | ONE THIRD TUBULAR PLATE, ADLER, 88MM, 7 HOLES |  | B0809.00 | 01 | 2016-08-10 | N. A. | N. A. | N. A. | QPF/B0809 | 01 | 2007-11-21 | N. A. | N. A. | N. A. | PS/B0809 | 01 | 2017-09-14 | 2020-09-14 | 2019-12-04 | 44899 | B0809 | TMF-1 | IU/1 | Class C | FINISHED GOODS | ADLER™ | ONE THIRD TUBULAR PLATE | 88MM, 7 HOLES | 16 | No | Yes |  | No | N. A. | No | N. A. | No | Yes | No | Yes | M. L.: MFG/MD/2021/000369 |  | 1 | ADLER PRODUCTS\PLATES FOR SMALL SCREWS, ADLER\ONE-THIRD TUBULAR PLATES, ADLER | 0.006 | Initial issue | N | BONE PLATES |  | 1 | No | Yes | Yes | Yes | N. A.
B0809 | B0809.08 | ONE THIRD TUBULAR PLATE, ADLER, 100MM, 8 HOLES |  | B0809.00 | 01 | 2016-08-10 | N. A. | N. A. | N. A. | QPF/B0809 | 01 | 2007-11-21 | N. A. | N. A. | N. A. | PS/B0809 | 01 | 2017-09-14 | 2020-09-14 | 2019-12-04 | 44899 | B0809 | TMF-1 | IU/1 | Class C | FINISHED GOODS | ADLER™ | ONE THIRD TUBULAR PLATE | 100MM, 8 HOLES | 16 | No | Yes |  | No | N. A. | No | N. A. | No | Yes | No | Yes | M. L.: MFG/MD/2021/000369 |  | 1 | ADLER PRODUCTS\PLATES FOR SMALL SCREWS, ADLER\ONE-THIRD TUBULAR PLATES, ADLER | 0 | Initial issue | N | BONE PLATES |  | 1 | No | Yes | Yes | Yes | N. A.
B0809 | B0809.09 | ONE THIRD TUBULAR PLATE, ADLER, 112MM, 9 HOLES |  | B0809.00 | 01 | 2016-08-10 | N. A. | N. A. | N. A. | QPF/B0809 | 01 | 2007-11-21 | N. A. | N. A. | N. A. | PS/B0809 | 01 | 2017-09-14 | 2020-09-14 | 2019-12-04 | 44899 | B0809 | TMF-1 | IU/1 | Class C | FINISHED GOODS | ADLER™ | ONE THIRD TUBULAR PLATE | 112MM, 9 HOLES | 16 | No | Yes |  | No | N. A. | No | N. A. | No | Yes | No | Yes | M. L.: MFG/MD/2021/000369 |  | 1 | ADLER PRODUCTS\PLATES FOR SMALL SCREWS, ADLER\ONE-THIRD TUBULAR PLATES, ADLER | 0.007 | Initial issue | N | BONE PLATES |  | 1 | No | Yes | Yes | Yes | N. A.
B0809 | B0809.10 | ONE THIRD TUBULAR PLATE, ADLER, 124MM, 10 HOLES |  | B0809.00 | 01 | 2016-08-10 | N. A. | N. A. | N. A. | QPF/B0809 | 01 | 2007-11-21 | N. A. | N. A. | N. A. | PS/B0809 | 01 | 2017-09-14 | 2020-09-14 | 2019-12-04 | 44899 | B0809 | TMF-1 | IU/1 | Class C | FINISHED GOODS | ADLER™ | ONE THIRD TUBULAR PLATE | 124MM, 10 HOLES | 16 | No | Yes |  | No | N. A. | No | N. A. | No | Yes | No | Yes | M. L.: MFG/MD/2021/000369 |  | 1 | ADLER PRODUCTS\PLATES FOR SMALL SCREWS, ADLER\ONE-THIRD TUBULAR PLATES, ADLER | 0.01 | Initial issue | N | BONE PLATES |  | 1 | No | Yes | Yes | Yes | N. A.
B0809 | B0809.11 | ONE THIRD TUBULAR PLATE, ADLER, 136MM, 11 HOLES |  | B0809.00 | 01 | 2016-08-10 | N. A. | N. A. | N. A. | QPF/B0809 | 01 | 2007-11-21 | N. A. | N. A. | N. A. | PS/B0809 | 01 | 2017-09-14 | 2020-09-14 | 2019-12-04 | 44899 | B0809 | TMF-1 | IU/1 | Class C | FINISHED GOODS | ADLER™ | ONE THIRD TUBULAR PLATE | 136MM, 11 HOLES | 16 | No | Yes |  | No | N. A. | No | N. A. | No | Yes | No | Yes | M. L.: MFG/MD/2021/000369 |  | 1 | ADLER PRODUCTS\PLATES FOR SMALL SCREWS, ADLER\ONE-THIRD TUBULAR PLATES, ADLER | 0 | Initial issue | N | BONE PLATES |  | 1 | No | Yes | Yes | Yes | N. A.
B0809 | B0809.12 | ONE THIRD TUBULAR PLATE, ADLER, 148MM, 12 HOLES |  | B0809.00 | 01 | 2016-08-10 | N. A. | N. A. | N. A. | QPF/B0809 | 01 | 2007-11-21 | N. A. | N. A. | N. A. | PS/B0809 | 01 | 2017-09-14 | 2020-09-14 | 2019-12-04 | 44899 | B0809 | TMF-1 | IU/1 | Class C | FINISHED GOODS | ADLER™ | ONE THIRD TUBULAR PLATE | 148MM, 12 HOLES | 16 | No | Yes |  | No | N. A. | No | N. A. | No | Yes | No | Yes | M. L.: MFG/MD/2021/000369 |  | 1 | ADLER PRODUCTS\PLATES FOR SMALL SCREWS, ADLER\ONE-THIRD TUBULAR PLATES, ADLER | 0.012 | Initial issue | N | BONE PLATES |  | 1 | No | Yes | Yes | Yes | N. A.
B0809 | B0809.18 | ONE THIRD TUBULAR PLATE, ADLER, 217MM, 18 HOLES |  | B0809.00 | 01 | 2016-08-10 | N. A. | N. A. | N. A. | QPF/B0809 | 01 | 2007-11-21 | N. A. | N. A. | N. A. | PS/B0809 | 01 | 2017-09-14 | 2020-09-14 | 2019-12-04 | 44899 | B0809 | TMF-1 | IU/1 | Class C | FINISHED GOODS | ADLER™ | ONE THIRD TUBULAR PLATE | 217MM, 18 HOLES | 16 | No | Yes |  | No | N. A. | No | N. A. | No | Yes | No | Yes | M. L.: MFG/MD/2021/000369 |  | 1 | ADLER PRODUCTS\PLATES FOR SMALL SCREWS, ADLER\ONE-THIRD TUBULAR PLATES, ADLER | 0.02 | Initial issue | Y | BONE PLATES |  | 1 | No | Yes | Yes | Yes | N. A.
B0809 | B0809.18.01 | BLANK FOR ONE THIRD TUBULAR PLATE, ADLER, 2 HOLES TO 18 HOLES |  | B0809.18.01 | N. A. | N. A. | N. A. | N. A. | N. A. | N. A. | N. A. | N. A. | N. A. | N. A. | N. A. | PS/B0809.00.01 | 00 | 2018-09-14 | 2021-09-14 | 2019-12-04 | 44899 | B0809 | N. A. | N. A. | N. A. | SEMIFINISHED GOODS | N. A. | N. A. | N. A. | N. A. | N. A. | N. A. |  | N. A. | N. A. | N. A. | N. A. | N. A. | N. A. | N. A. | N. A. | N. A. | N. A. | 1 | SUB COMPONENTS | 0 | Initial issue | N | Special Plates |  | No | No | N. A. | N. A. | N. A. | N. A.
B0810 | B0810.02 | SMALL FRAGMENT PLATE, ADLER, 3MM, 27MM, 2 AUTO COMP. HOLES |  | B0810.00 | 04 | 2018-06-04 | N. A. | N. A. | N. A. | QPF/B0810 | 04 | 2017-01-04 | 2020-01-04 | N. A. | N. A. | PS/B0810 | 04 | 2018-03-15 | 2021-03-15 | 2019-12-01 | 44896 | B0810 | TMF-1 | IU/1 | Class C | FINISHED GOODS | ADLER™ | SMALL FRAGMENT PLATE | 3MM, 27MM, 2 AUTO COMP. HOLES | 16 | No | Yes |  | No | N. A. | No | N. A. | No | Yes | No | Yes | M. L.: MFG/MD/2021/000369 |  | 1 | ADLER PRODUCTS\PLATES FOR SMALL SCREWS, ADLER\SMALL FRAGMENT AUTO COMP PLATES, ADLER | 0.0071325 | Initial issue | N | BONE PLATES |  | 1 | No | Yes | Yes | Yes | N. A.
B0810 | B0810.03 | SMALL FRAGMENT PLATE, ADLER, 3MM, 39MM, 3 AUTO COMP. HOLES |  | B0810.00 | 04 | 2018-06-04 | N. A. | N. A. | N. A. | QPF/B0810 | 04 | 2017-01-04 | 2020-01-04 | N. A. | N. A. | PS/B0810 | 04 | 2018-03-15 | 2021-03-15 | 2019-12-01 | 44896 | B0810 | TMF-1 | IU/1 | Class C | FINISHED GOODS | ADLER™ | SMALL FRAGMENT PLATES 3MM | 39MM, 3 AUTO COMP. HOLES | 16 | No | Yes |  | No | N. A. | No | N. A. | No | Yes | No | Yes | M. L.: MFG/MD/2021/000369 |  | 1 | ADLER PRODUCTS\PLATES FOR SMALL SCREWS, ADLER\SMALL FRAGMENT AUTO COMP PLATES, ADLER | 0.009425 | Initial issue | N | BONE PLATES |  | 1 | No | Yes | Yes | Yes | N. A.
B0810 | B0810.04 | SMALL FRAGMENT PLATE, ADLER, 3MM, 51MM, 4 AUTO COMP. HOLES |  | B0810.00 | 04 | 2018-06-04 | N. A. | N. A. | N. A. | QPF/B0810 | 04 | 2017-01-04 | 2020-01-04 | N. A. | N. A. | PS/B0810 | 04 | 2018-03-15 | 2021-03-15 | 2019-12-01 | 44896 | B0810 | TMF-1 | IU/1 | Class C | FINISHED GOODS | ADLER™ | SMALL FRAGMENT PLATES 3MM | 51MM, 4 AUTO COMP. HOLES | 16 | No | Yes |  | No | N. A. | No | N. A. | No | Yes | No | Yes | M. L.: MFG/MD/2021/000369 |  | 1 | ADLER PRODUCTS\PLATES FOR SMALL SCREWS, ADLER\SMALL FRAGMENT AUTO COMP PLATES, ADLER | 0.01175 | Initial issue | N | BONE PLATES |  | 1 | No | Yes | Yes | Yes | N. A.
B0810 | B0810.05 | SMALL FRAGMENT PLATE, ADLER, 3MM, 63MM, 5 AUTO COMP. HOLES |  | B0810.00 | 04 | 2018-06-04 | N. A. | N. A. | N. A. | QPF/B0810 | 04 | 2017-01-04 | 2020-01-04 | N. A. | N. A. | PS/B0810 | 04 | 2018-03-15 | 2021-03-15 | 2019-12-01 | 44896 | B0810 | TMF-1 | IU/1 | Class C | FINISHED GOODS | ADLER™ | SMALL FRAGMENT PLATES 3MM | 63MM, 5 AUTO COMP. HOLES | 16 | No | Yes |  | No | N. A. | No | N. A. | No | Yes | No | Yes | M. L.: MFG/MD/2021/000369 |  | 1 | ADLER PRODUCTS\PLATES FOR SMALL SCREWS, ADLER\SMALL FRAGMENT AUTO COMP PLATES, ADLER | 0.01395 | Initial issue | N | BONE PLATES |  | 1 | No | Yes | Yes | Yes | N. A.
B0810 | B0810.06 | SMALL FRAGMENT PLATE, ADLER, 3MM, 75MM, 6 AUTO COMP. HOLES |  | B0810.00 | 04 | 2018-06-04 | N. A. | N. A. | N. A. | QPF/B0810 | 04 | 2017-01-04 | 2020-01-04 | N. A. | N. A. | PS/B0810 | 04 | 2018-03-15 | 2021-03-15 | 2019-12-01 | 44896 | B0810 | TMF-1 | IU/1 | Class C | FINISHED GOODS | ADLER™ | SMALL FRAGMENT PLATES 3MM | 75MM, 6 AUTO COMP. HOLES | 16 | No | Yes |  | No | N. A. | No | N. A. | No | Yes | No | Yes | M. L.: MFG/MD/2021/000369 |  | 1 | ADLER PRODUCTS\PLATES FOR SMALL SCREWS, ADLER\SMALL FRAGMENT AUTO COMP PLATES, ADLER | 0.016325 | Initial issue | N | BONE PLATES |  | 1 | No | Yes | Yes | Yes | N. A.
B0810 | B0810.07 | SMALL FRAGMENT PLATE, ADLER, 3MM, 87MM, 7 AUTO COMP. HOLES |  | B0810.00 | 04 | 2018-06-04 | N. A. | N. A. | N. A. | QPF/B0810 | 04 | 2017-01-04 | 2020-01-04 | N. A. | N. A. | PS/B0810 | 04 | 2018-03-15 | 2021-03-15 | 2019-12-01 | 44896 | B0810 | TMF-1 | IU/1 | Class C | FINISHED GOODS | ADLER™ | SMALL FRAGMENT PLATES 3MM | 87MM, 7 AUTO COMP. HOLES | 16 | No | Yes |  | No | N. A. | No | N. A. | No | Yes | No | Yes | M. L.: MFG/MD/2021/000369 |  | 1 | ADLER PRODUCTS\PLATES FOR SMALL SCREWS, ADLER\SMALL FRAGMENT AUTO COMP PLATES, ADLER | 0.0186 | Initial issue | N | BONE PLATES |  | 1 | No | Yes | Yes | Yes | N. A.
B0810 | B0810.08 | SMALL FRAGMENT PLATE, ADLER, 3MM, 99MM, 8 AUTO COMP. HOLES |  | B0810.00 | 04 | 2018-06-04 | N. A. | N. A. | N. A. | QPF/B0810 | 04 | 2017-01-04 | 2020-01-04 | N. A. | N. A. | PS/B0810 | 04 | 2018-03-15 | 2021-03-15 | 2019-12-01 | 44896 | B0810 | TMF-1 | IU/1 | Class C | FINISHED GOODS | ADLER™ | SMALL FRAGMENT PLATES 3MM | 99MM, 8 AUTO COMP. HOLES | 16 | No | Yes |  | No | N. A. | No | N. A. | No | Yes | No | Yes | M. L.: MFG/MD/2021/000369 |  | 1 | ADLER PRODUCTS\PLATES FOR SMALL SCREWS, ADLER\SMALL FRAGMENT AUTO COMP PLATES, ADLER | 0.020887 | Initial issue | N | BONE PLATES |  | 1 | No | Yes | Yes | Yes | N. A.
B0810 | B0810.09 | SMALL FRAGMENT PLATE, ADLER, 3MM, 111MM, 9 AUTO COMP. HOLES |  | B0810.00 | 04 | 2018-06-04 | N. A. | N. A. | N. A. | QPF/B0810 | 04 | 2017-01-04 | 2020-01-04 | N. A. | N. A. | PS/B0810 | 04 | 2018-03-15 | 2021-03-15 | 2019-12-01 | 44896 | B0810 | TMF-1 | IU/1 | Class C | FINISHED GOODS | ADLER™ | SMALL FRAGMENT PLATES 3MM | 111MM, 9 AUTO COMP. HOLES | 16 | No | Yes |  | No | N. A. | No | N. A. | No | Yes | No | Yes | M. L.: MFG/MD/2021/000369 |  | 1 | ADLER PRODUCTS\PLATES FOR SMALL SCREWS, ADLER\SMALL FRAGMENT AUTO COMP PLATES, ADLER | 0.02318 | Initial issue | N | BONE PLATES |  | 1 | No | Yes | Yes | Yes | N. A.
B0810 | B0810.10 | SMALL FRAGMENT PLATE, ADLER, 3MM, 123MM, 10 AUTO COMP. HOLES |  | B0810.00 | 04 | 2018-06-04 | N. A. | N. A. | N. A. | QPF/B0810 | 04 | 2017-01-04 | 2020-01-04 | N. A. | N. A. | PS/B0810 | 04 | 2018-03-15 | 2021-03-15 | 2019-12-01 | 44896 | B0810 | TMF-1 | IU/1 | Class C | FINISHED GOODS | ADLER™ | SMALL FRAGMENT PLATES 3MM | 123MM, 10 AUTO COMP. HOLES | 16 | No | Yes |  | No | N. A. | No | N. A. | No | Yes | No | Yes | M. L.: MFG/MD/2021/000369 |  | 1 | ADLER PRODUCTS\PLATES FOR SMALL SCREWS, ADLER\SMALL FRAGMENT AUTO COMP PLATES, ADLER | 0.025472 | Initial issue | N | BONE PLATES |  | 1 | No | Yes | Yes | Yes | N. A.
B0810 | B0810.11 | SMALL FRAGMENT PLATE, ADLER, 3MM, 135MM, 11 AUTO COMP. HOLES |  | B0810.00 | 04 | 2018-06-04 | N. A. | N. A. | N. A. | QPF/B0810 | 04 | 2017-01-04 | 2020-01-04 | N. A. | N. A. | PS/B0810 | 04 | 2018-03-15 | 2021-03-15 | 2019-12-01 | 44896 | B0810 | TMF-1 | IU/1 | Class C | FINISHED GOODS | ADLER™ | SMALL FRAGMENT PLATES 3MM | 135MM, 11 AUTO COMP. HOLES | 16 | No | Yes |  | No | N. A. | No | N. A. | No | Yes | No | Yes | M. L.: MFG/MD/2021/000369 |  | 1 | ADLER PRODUCTS\PLATES FOR SMALL SCREWS, ADLER\SMALL FRAGMENT AUTO COMP PLATES, ADLER | 0.027765 | Initial issue | N | BONE PLATES |  | 1 | No | Yes | Yes | Yes | N. A.
B0810 | B0810.12 | SMALL FRAGMENT PLATE, ADLER, 3MM, 147MM, 12 AUTO COMP. HOLES |  | B0810.00 | 04 | 2018-06-04 | N. A. | N. A. | N. A. | QPF/B0810 | 04 | 2017-01-04 | 2020-01-04 | N. A. | N. A. | PS/B0810 | 04 | 2018-03-15 | 2021-03-15 | 2019-12-01 | 44896 | B0810 | TMF-1 | IU/1 | Class C | FINISHED GOODS | ADLER™ | SMALL FRAGMENT PLATES 3MM | 147MM, 12 AUTO COMP. HOLES | 16 | No | Yes |  | No | N. A. | No | N. A. | No | Yes | No | Yes | M. L.: MFG/MD/2021/000369 |  | 1 | ADLER PRODUCTS\PLATES FOR SMALL SCREWS, ADLER\SMALL FRAGMENT AUTO COMP PLATES, ADLER | 0 | Initial issue | N | BONE PLATES |  | 1 | No | Yes | Yes | Yes | N. A.
B0810 | B0810.13 | SMALL FRAGMENT PLATE, ADLER, 3MM, 159MM, 13 AUTO COMP. HOLES |  | B0810.00 | 04 | 2018-06-04 | N. A. | N. A. | N. A. | QPF/B0810 | 04 | 2017-01-04 | 2020-01-04 | N. A. | N. A. | PS/B0810 | 04 | 2018-03-15 | 2021-03-15 | 2019-12-01 | 44896 | B0810 | TMF-1 | IU/1 | Class C | FINISHED GOODS | ADLER™ | SMALL FRAGMENT PLATES 3MM | 159MM, 13 AUTO COMP. HOLES | 16 | No | Yes |  | No | N. A. | No | N. A. | No | Yes | No | Yes | M. L.: MFG/MD/2021/000369 |  | 1 | ADLER PRODUCTS\PLATES FOR SMALL SCREWS, ADLER\SMALL FRAGMENT AUTO COMP PLATES, ADLER | 0.030057 | Initial issue | N | BONE PLATES |  | 1 | No | Yes | Yes | Yes | N. A.
B0810 | B0810.14 | SMALL FRAGMENT PLATE, ADLER, 3MM, 171MM, 14 AUTO COMP. HOLES |  | B0810.00 | 04 | 2018-06-04 | N. A. | N. A. | N. A. | QPF/B0810 | 04 | 2017-01-04 | 2020-01-04 | N. A. | N. A. | PS/B0810 | 04 | 2018-03-15 | 2021-03-15 | 2019-12-01 | 44896 | B0810 | TMF-1 | IU/1 | Class C | FINISHED GOODS | ADLER™ | SMALL FRAGMENT PLATES 3MM | 171MM, 14 AUTO COMP. HOLES | 16 | No | Yes |  | No | N. A. | No | N. A. | No | Yes | No | Yes | M. L.: MFG/MD/2021/000369 |  | 1 | ADLER PRODUCTS\PLATES FOR SMALL SCREWS, ADLER\SMALL FRAGMENT AUTO COMP PLATES, ADLER | 0.03235 | Initial issue | N | BONE PLATES |  | 1 | No | Yes | Yes | Yes | N. A.
B0810 | B0810.15 | SMALL FRAGMENT PLATE, ADLER, 3MM, 183MM, 15 AUTO COMP. HOLES |  | B0810.00 | 04 | 2018-06-04 | N. A. | N. A. | N. A. | QPF/B0810 | 04 | 2017-01-04 | 2020-01-04 | N. A. | N. A. | PS/B0810 | 04 | 2018-03-15 | 2021-03-15 | 2019-12-01 | 44896 | B0810 | TMF-1 | IU/1 | Class C | FINISHED GOODS | ADLER™ | SMALL FRAGMENT PLATES 3MM | 183MM, 15 AUTO COMP. HOLES | 16 | No | Yes |  | No | N. A. | No | N. A. | No | Yes | No | Yes | M. L.: MFG/MD/2021/000369 |  | 1 | ADLER PRODUCTS\PLATES FOR SMALL SCREWS, ADLER\SMALL FRAGMENT AUTO COMP PLATES, ADLER | 0.034642 | Initial issue | N | BONE PLATES |  | 1 | No | Yes | Yes | Yes | N. A.
B0810 | B0810.16 | SMALL FRAGMENT PLATE, ADLER, 3MM, 195MM, 16 AUTO COMP. HOLES |  | B0810.00 | 04 | 2018-06-04 | N. A. | N. A. | N. A. | QPF/B0810 | 04 | 2017-01-04 | 2020-01-04 | N. A. | N. A. | PS/B0810 | 04 | 2018-03-15 | 2021-03-15 | 2019-12-01 | 44896 | B0810 | TMF-1 | IU/1 | Class C | FINISHED GOODS | ADLER™ | SMALL FRAGMENT PLATES 3MM | 195MM, 16 AUTO COMP. HOLES | 16 | No | Yes |  | No | N. A. | No | N. A. | No | Yes | No | Yes | M. L.: MFG/MD/2021/000369 |  | 1 | ADLER PRODUCTS\PLATES FOR SMALL SCREWS, ADLER\SMALL FRAGMENT AUTO COMP PLATES, ADLER | 0.036934 | Initial issue | N | BONE PLATES |  | 1 | No | Yes | Yes | Yes | N. A.
B0811 | B0811.49 | SMALL 'T' PLATE, ADLER, 49MM, HEAD HOLES 3, SHAFT HOLES 3 |  | B0811.49 | 01 | 2009-08-26 | N. A. | N. A. | N. A. | QPF/B0811 | 00 | 2007-11-24 | N. A. | N. A. | N. A. | PS/B0811 | 02 | 2018-01-25 | 2021-01-25 | 2019-12-01 | 44896 | B0811 | TMF-1 | IU/1 | Class C | FINISHED GOODS | ADLER™ | SMALL 'T' PLATE | 49MM, HEAD HOLES 3, SHAFT HOLES 3 | 16 | No | Yes |  | No | N. A. | No | N. A. | No | Yes | No | Yes | M. L.: MFG/MD/2021/000369 |  | 1 | ADLER PRODUCTS\PLATES FOR SMALL SCREWS, ADLER\SMALL T PLATES, ADLER | 0 | Initial issue | N | BONE PLATES |  | 1 | No | Yes | Yes | Yes | N. A.
B0811 | B0811.56 | SMALL 'T' PLATE, ADLER, 56MM, HEAD HOLES 4, SHAFT HOLES 4 |  | B0811.56 | 02 | 2017-10-05 | N. A. | N. A. | N. A. | QPF/B0811 | 00 | 2007-11-24 | N. A. | N. A. | N. A. | PS/B0811 | 02 | 2018-01-25 | 2021-01-25 | 2019-12-01 | 44896 | B0811 | TMF-1 | IU/1 | Class C | FINISHED GOODS | ADLER™ | SMALL 'T' PLATE | 56MM, HEAD HOLES 4, SHAFT HOLES 4 | 16 | No | Yes |  | No | N. A. | No | N. A. | No | Yes | No | Yes | M. L.: MFG/MD/2021/000369 |  | 1 | ADLER PRODUCTS\PLATES FOR SMALL SCREWS, ADLER\SMALL T PLATES, ADLER | 0 | Initial issue | N | BONE PLATES |  | 1 | No | Yes | Yes | Yes | N. A.
B0811 | B0811.67 | SMALL 'T' PLATE, ADLER, 67MM, HEAD HOLES 3, SHAFT HOLES 5 |  | B0811.67 | 01 | 2009-08-26 | N. A. | N. A. | N. A. | QPF/B0811 | 00 | 2007-11-24 | N. A. | N. A. | N. A. | PS/B0811 | 02 | 2018-01-25 | 2021-01-25 | 2019-12-01 | 44896 | B0811 | TMF-1 | IU/1 | Class C | FINISHED GOODS | ADLER™ | SMALL 'T' PLATE | 67MM, HEAD HOLES 3, SHAFT HOLES 5 | 16 | No | Yes |  | No | N. A. | No | N. A. | No | Yes | No | Yes | M. L.: MFG/MD/2021/000369 |  | 1 | ADLER PRODUCTS\PLATES FOR SMALL SCREWS, ADLER\SMALL T PLATES, ADLER | 0 | Initial issue | N | BONE PLATES |  | 1 | No | Yes | Yes | Yes | N. A.
B0811 | B0811.78 | SMALL 'T' PLATE, ADLER, 78MM, HEAD HOLES 4, SHAFT HOLES 6 |  | B0811.78 | 03 | 2013-11-07 | N. A. | N. A. | N. A. | QPF/B0811 | 00 | 2007-11-24 | N. A. | N. A. | N. A. | PS/B0811 | 02 | 2018-01-25 | 2021-01-25 | 2019-12-01 | 44896 | B0811 | TMF-1 | IU/1 | Class C | FINISHED GOODS | ADLER™ | SMALL 'T' PLATE | 78MM, HEAD HOLES 4, SHAFT HOLES 6 | 16 | No | Yes |  | No | N. A. | No | N. A. | No | Yes | No | Yes | M. L.: MFG/MD/2021/000369 |  | 1 | ADLER PRODUCTS\PLATES FOR SMALL SCREWS, ADLER\SMALL T PLATES, ADLER | 0 | Initial issue | N | BONE PLATES |  | 1 | No | Yes | Yes | Yes | N. A.
B0812.39 | B0812.39 | SMALL 'T' PLATES, ADLER, OBLIQUE ANGLED HEAD 3 HOLES 39MM |  | B0812.39 | N. A. | N. A. | N. A. | N. A. | N. A. | QPF/B0812.39 | N. A. | N. A. | N. A. | N. A. | N. A. | PS/B0812.39 | N. A. | N. A. | N. A. | N. A. | N. A. | B0812.39 | TMF-1 | IU/1 | Class C | FINISHED GOODS | ADLER™ | SMALL `T` PLATE, OBLIQUE ANGLED | HEAD 3 HOLES 39MM | 16 | No | Yes |  | No | N. A. | No | N. A. | No | Yes | No | Yes | M. L.: MFG/MD/2021/000369 |  | 1 | ADLER PRODUCTS\PLATES FOR SMALL SCREWS, ADLER\SMALL OBLIQUE T PLATES, ADLER | 0 | Initial issue | Y | BONE PLATES |  | 1 | No | Yes | Yes | Yes | N. A.
B0812 | B0812.52 | SMALL 'T' PLATE, ADLER, OBLIQUE ANGLED, HEAD HOLES 3, SHAFT HOLES 3, 52MM |  | B0812.52 | N. A. | N. A. | N. A. | N. A. | N. A. | QPF/B0812 | N. A. | N. A. | N. A. | N. A. | N. A. | PS/B0812 | N. A. | N. A. | N. A. | N. A. | N. A. | B0812 | TMF-1 | IU/1 | Class C | FINISHED GOODS | ADLER™ | SMALL `T` PLATE, OBLIQUE ANGLED | HEAD HOLES 3, SHAFT HOLES 3, 52MM | 16 | No | Yes |  | No | N. A. | No | N. A. | No | Yes | No | Yes | M. L.: MFG/MD/2021/000369 |  | 1 | ADLER PRODUCTS\PLATES FOR SMALL SCREWS, ADLER\SMALL OBLIQUE T PLATES, ADLER | 0 | Initial issue | N | BONE PLATES |  | 1 | No | Yes | Yes | Yes | N. A.
B0812 | B0812.63 | SMALL 'T' PLATE, ADLER, OBLIQUE ANGLED, HEAD HOLES 3, SHAFT HOLES 4, 63MM |  | B0812.63 | N. A. | N. A. | N. A. | N. A. | N. A. | QPF/B0812 | N. A. | N. A. | N. A. | N. A. | N. A. | PS/B0812 | N. A. | N. A. | N. A. | N. A. | N. A. | B0812 | TMF-1 | IU/1 | Class C | FINISHED GOODS | ADLER™ | SMALL `T` PLATE, OBLIQUE ANGLED | HEAD HOLES 3, SHAFT HOLES 4, 63MM | 16 | No | Yes |  | No | N. A. | No | N. A. | No | Yes | No | Yes | M. L.: MFG/MD/2021/000369 |  | 1 | ADLER PRODUCTS\PLATES FOR SMALL SCREWS, ADLER\SMALL OBLIQUE T PLATES, ADLER | 0 | Initial issue | N | BONE PLATES |  | 1 | No | Yes | Yes | Yes | N. A.
B0812 | B0812.74 | SMALL 'T' PLATE, ADLER, OBLIQUE ANGLED, HEAD HOLES 3, SHAFT HOLES 5, 74MM |  | B0812.74 | N. A. | N. A. | N. A. | N. A. | N. A. | QPF/B0812 | N. A. | N. A. | N. A. | N. A. | N. A. | PS/B0812 | N. A. | N. A. | N. A. | N. A. | N. A. | B0812 | TMF-1 | IU/1 | Class C | FINISHED GOODS | ADLER™ | SMALL `T` PLATE, OBLIQUE ANGLED | HEAD HOLES 3, SHAFT HOLES 5, 74MM | 16 | No | Yes |  | No | N. A. | No | N. A. | No | Yes | No | Yes | M. L.: MFG/MD/2021/000369 |  | 1 | ADLER PRODUCTS\PLATES FOR SMALL SCREWS, ADLER\SMALL OBLIQUE T PLATES, ADLER | 0 | Initial issue | N | BONE PLATES |  | 1 | No | Yes | Yes | Yes | N. A.
B0812 | B0812.74.01 | BLANK FOR SMALL `T` PLATE, ADLER, OBLIQUE ANGLED |  | B0812.74.01 | N. A. | N. A. | N. A. | N. A. | N. A. | N. A. | N. A. | N. A. | N. A. | N. A. | N. A. | PS/B0812.00.01 | N. A. | N. A. | N. A. | N. A. | N. A. | B0812 | N. A. | N. A. | N. A. | SEMIFINISHED GOODS | N. A. | N. A. | N. A. | N. A. | N. A. | N. A. |  | N. A. | N. A. | N. A. | N. A. | N. A. | N. A. | N. A. | N. A. | N. A. | N. A. | 1 | SUB COMPONENTS | 0 | Initial issue | N | Special Plates |  | No | No | N. A. | N. A. | N. A. | N. A.
B0812 | B0812.85 | SMALL 'T' PLATE, ADLER, OBLIQUE ANGLED, HEAD HOLES 3, SHAFT HOLES 6, 85MM |  | B0812.85 | N. A. | N. A. | N. A. | N. A. | N. A. | QPF/B0812 | N. A. | N. A. | N. A. | N. A. | N. A. | PS/B0812 | N. A. | N. A. | N. A. | N. A. | N. A. | B0812 | TMF-1 | IU/1 | Class C | FINISHED GOODS | ADLER™ | SMALL `T` PLATE, OBLIQUE ANGLED | HEAD HOLES 3, SHAFT HOLES 6, 85MM | 16 | No | Yes |  | No | N. A. | No | N. A. | No | Yes | No | Yes | M. L.: MFG/MD/2021/000369 |  | 1 | ADLER PRODUCTS\PLATES FOR SMALL SCREWS, ADLER\SMALL OBLIQUE T PLATES, ADLER | 0 | Initial issue | Y | BONE PLATES |  | 1 | No | Yes | Yes | Yes | N. A.
B0813 | B0813.01 | 'Y' PLATE ADLER |  | B0813.01 | N. A. | N. A. | N. A. | N. A. | N. A. | QPF/B0813 | N. A. | N. A. | N. A. | N. A. | N. A. | PS/B0813 | N. A. | N. A. | N. A. | N. A. | N. A. | B0813 | TMF-1 | IU/1 | Class C | FINISHED GOODS | ADLER™ | Y' PLATE |  | 16 | No | Yes |  | No | N. A. | No | N. A. | No | Yes | No | Yes | M. L.: MFG/MD/2021/000369 |  | 1 | ADLER PRODUCTS\PLATES FOR SMALL SCREWS, ADLER\Y PLATES, ADLER | 0 | Initial issue | Y | BONE PLATES |  | 1 | No | Yes | Yes | Yes | N. A.
B0815 | B0815.05 | RECONSTRUCTION PLATE, ADLER, FOR 3.5MM SCREWS, 58MM, 5 HOLES |  | B0815.00 | 00 | 2007-12-19 | N. A. | N. A. | N. A. | QPF/B0815 | 00 | 2008-05-29 | N. A. | N. A. | N. A. | PS/B0815 | 02 | 2018-09-18 | 2021-09-18 | 2019-12-04 | 44899 | B0815 | TMF-1 | IU/1 | Class C | FINISHED GOODS | ADLER™ | RECONSTRUCTION PLATE | FOR 3.5MM SCREWS, 58MM, 5 HOLES | 16 | No | Yes |  | No | N. A. | No | N. A. | No | Yes | No | Yes | M. L.: MFG/MD/2021/000369 |  | 1 | ADLER PRODUCTS\PLATES FOR SMALL SCREWS, ADLER\RECONST. PLATES 3.5, ADLER | 0 | Initial issue | Y | BONE PLATES |  | 1 | No | Yes | Yes | Yes | N. A.
B0815 | B0815.06 | RECONSTRUCTION PLATE, ADLER, FOR 3.5MM SCREWS, 70MM, 6 HOLES |  | B0815.00 | 00 | 2007-12-19 | N. A. | N. A. | N. A. | QPF/B0815 | 00 | 2008-05-29 | N. A. | N. A. | N. A. | PS/B0815 | 02 | 2018-09-18 | 2021-09-18 | 2019-12-04 | 44899 | B0815 | TMF-1 | IU/1 | Class C | FINISHED GOODS | ADLER™ | RECONSTRUCTION PLATE | FOR 3.5MM SCREWS, 70MM, 6 HOLES | 16 | No | Yes |  | No | N. A. | No | N. A. | No | Yes | No | Yes | M. L.: MFG/MD/2021/000369 |  | 1 | ADLER PRODUCTS\PLATES FOR SMALL SCREWS, ADLER\RECONST. PLATES 3.5, ADLER | 0 | Initial issue | N | BONE PLATES |  | 1 | No | Yes | Yes | Yes | N. A.
B0815 | B0815.07 | RECONSTRUCTION PLATE, ADLER, FOR 3.5MM SCREWS, 82MM, 7 HOLES |  | B0815.00 | 00 | 2007-12-19 | N. A. | N. A. | N. A. | QPF/B0815 | 00 | 2008-05-29 | N. A. | N. A. | N. A. | PS/B0815 | 02 | 2018-09-18 | 2021-09-18 | 2019-12-04 | 44899 | B0815 | TMF-1 | IU/1 | Class C | FINISHED GOODS | ADLER™ | RECONSTRUCTION PLATE | FOR 3.5MM SCREWS, 82MM, 7 HOLES | 16 | No | Yes |  | No | N. A. | No | N. A. | No | Yes | No | Yes | M. L.: MFG/MD/2021/000369 |  | 1 | ADLER PRODUCTS\PLATES FOR SMALL SCREWS, ADLER\RECONST. PLATES 3.5, ADLER | 0 | Initial issue | N | BONE PLATES |  | 1 | No | Yes | Yes | Yes | N. A.
B0815 | B0815.08 | RECONSTRUCTION PLATE, ADLER, FOR 3.5MM SCREWS, 94MM, 8 HOLES |  | B0815.00 | 00 | 2007-12-19 | N. A. | N. A. | N. A. | QPF/B0815 | 00 | 2008-05-29 | N. A. | N. A. | N. A. | PS/B0815 | 02 | 2018-09-18 | 2021-09-18 | 2019-12-04 | 44899 | B0815 | TMF-1 | IU/1 | Class C | FINISHED GOODS | ADLER™ | RECONSTRUCTION PLATE | FOR 3.5MM SCREWS, 94MM, 8 HOLES | 16 | No | Yes |  | No | N. A. | No | N. A. | No | Yes | No | Yes | M. L.: MFG/MD/2021/000369 |  | 1 | ADLER PRODUCTS\PLATES FOR SMALL SCREWS, ADLER\RECONST. PLATES 3.5, ADLER | 0 | Initial issue | N | BONE PLATES |  | 1 | No | Yes | Yes | Yes | N. A.
B0815 | B0815.09 | RECONSTRUCTION PLATE, ADLER, FOR 3.5MM SCREWS, 106MM, 9 HOLES |  | B0815.00 | 00 | 2007-12-19 | N. A. | N. A. | N. A. | QPF/B0815 | 00 | 2008-05-29 | N. A. | N. A. | N. A. | PS/B0815 | 02 | 2018-09-18 | 2021-09-18 | 2019-12-04 | 44899 | B0815 | TMF-1 | IU/1 | Class C | FINISHED GOODS | ADLER™ | RECONSTRUCTION PLATE | FOR 3.5MM SCREWS, 106MM, 9 HOLES | 16 | No | Yes |  | No | N. A. | No | N. A. | No | Yes | No | Yes | M. L.: MFG/MD/2021/000369 |  | 1 | ADLER PRODUCTS\PLATES FOR SMALL SCREWS, ADLER\RECONST. PLATES 3.5, ADLER | 0 | Initial issue | N | BONE PLATES |  | 1 | No | Yes | Yes | Yes | N. A.
B0815 | B0815.10 | RECONSTRUCTION PLATE, ADLER, FOR 3.5MM SCREWS, 118MM, 10 HOLES |  | B0815.00 | 00 | 2007-12-19 | N. A. | N. A. | N. A. | QPF/B0815 | 00 | 2008-05-29 | N. A. | N. A. | N. A. | PS/B0815 | 02 | 2018-09-18 | 2021-09-18 | 2019-12-04 | 44899 | B0815 | TMF-1 | IU/1 | Class C | FINISHED GOODS | ADLER™ | RECONSTRUCTION PLATE | FOR 3.5MM SCREWS, 118MM, 10 HOLES | 16 | No | Yes |  | No | N. A. | No | N. A. | No | Yes | No | Yes | M. L.: MFG/MD/2021/000369 |  | 1 | ADLER PRODUCTS\PLATES FOR SMALL SCREWS, ADLER\RECONST. PLATES 3.5, ADLER | 0 | Initial issue | N | BONE PLATES |  | 1 | No | Yes | Yes | Yes | N. A.
B0815 | B0815.11 | RECONSTRUCTION PLATE, ADLER, FOR 3.5MM SCREWS, 130MM, 11 HOLES |  | B0815.00 | 00 | 2007-12-19 | N. A. | N. A. | N. A. | QPF/B0815 | 00 | 2008-05-29 | N. A. | N. A. | N. A. | PS/B0815 | 02 | 2018-09-18 | 2021-09-18 | 2019-12-04 | 44899 | B0815 | TMF-1 | IU/1 | Class C | FINISHED GOODS | ADLER™ | RECONSTRUCTION PLATE | FOR 3.5MM SCREWS, 130MM, 11 HOLES | 16 | No | Yes |  | No | N. A. | No | N. A. | No | Yes | No | Yes | M. L.: MFG/MD/2021/000369 |  | 1 | ADLER PRODUCTS\PLATES FOR SMALL SCREWS, ADLER\RECONST. PLATES 3.5, ADLER | 0 | Initial issue | N | BONE PLATES |  | 1 | No | Yes | Yes | Yes | N. A.
B0815 | B0815.12 | RECONSTRUCTION PLATE, ADLER, FOR 3.5MM SCREWS, 142MM, 12 HOLES |  | B0815.00 | 00 | 2007-12-19 | N. A. | N. A. | N. A. | QPF/B0815 | 00 | 2008-05-29 | N. A. | N. A. | N. A. | PS/B0815 | 02 | 2018-09-18 | 2021-09-18 | 2019-12-04 | 44899 | B0815 | TMF-1 | IU/1 | Class C | FINISHED GOODS | ADLER™ | RECONSTRUCTION PLATE | FOR 3.5MM SCREWS, 142MM, 12 HOLES | 16 | No | Yes |  | No | N. A. | No | N. A. | No | Yes | No | Yes | M. L.: MFG/MD/2021/000369 |  | 1 | ADLER PRODUCTS\PLATES FOR SMALL SCREWS, ADLER\RECONST. PLATES 3.5, ADLER | 0 | Initial issue | N | BONE PLATES |  | 1 | No | Yes | Yes | Yes | N. A.
B0815 | B0815.13 | RECONSTRUCTION PLATE, ADLER, FOR 3.5MM SCREWS, 154MM, 13 HOLES |  | B0815.00 | 00 | 2007-12-19 | N. A. | N. A. | N. A. | QPF/B0815 | 00 | 2008-05-29 | N. A. | N. A. | N. A. | PS/B0815 | 02 | 2018-09-18 | 2021-09-18 | 2019-12-04 | 44899 | B0815 | TMF-1 | IU/1 | Class C | FINISHED GOODS | ADLER™ | RECONSTRUCTION PLATE | FOR 3.5MM SCREWS, 154MM, 13 HOLES | 16 | No | Yes |  | No | N. A. | No | N. A. | No | Yes | No | Yes | M. L.: MFG/MD/2021/000369 |  | 1 | ADLER PRODUCTS\PLATES FOR SMALL SCREWS, ADLER\RECONST. PLATES 3.5, ADLER | 0 | Initial issue | Y | BONE PLATES |  | 1 | No | Yes | Yes | Yes | N. A.
B0815 | B0815.14 | RECONSTRUCTION PLATE, ADLER, FOR 3.5MM SCREWS, 166MM, 14 HOLES |  | B0815.00 | 00 | 2007-12-19 | N. A. | N. A. | N. A. | QPF/B0815 | 00 | 2008-05-29 | N. A. | N. A. | N. A. | PS/B0815 | 02 | 2018-09-18 | 2021-09-18 | 2019-12-04 | 44899 | B0815 | TMF-1 | IU/1 | Class C | FINISHED GOODS | ADLER™ | RECONSTRUCTION PLATE | FOR 3.5MM SCREWS, 166MM, 14 HOLES | 16 | No | Yes |  | No | N. A. | No | N. A. | No | Yes | No | Yes | M. L.: MFG/MD/2021/000369 |  | 1 | ADLER PRODUCTS\PLATES FOR SMALL SCREWS, ADLER\RECONST. PLATES 3.5, ADLER | 0 | Initial issue | Y | BONE PLATES |  | 1 | No | Yes | Yes | Yes | N. A.
B0815 | B0815.15 | RECONSTRUCTION PLATE, ADLER, FOR 3.5MM SCREWS, 178MM, 15 HOLES |  | B0815.00 | 00 | 2007-12-19 | N. A. | N. A. | N. A. | QPF/B0815 | 00 | 2008-05-29 | N. A. | N. A. | N. A. | PS/B0815 | 02 | 2018-09-18 | 2021-09-18 | 2019-12-04 | 44899 | B0815 | TMF-1 | IU/1 | Class C | FINISHED GOODS | ADLER™ | RECONSTRUCTION PLATE | FOR 3.5MM SCREWS, 178MM, 15 HOLES | 16 | No | Yes |  | No | N. A. | No | N. A. | No | Yes | No | Yes | M. L.: MFG/MD/2021/000369 |  | 1 | ADLER PRODUCTS\PLATES FOR SMALL SCREWS, ADLER\RECONST. PLATES 3.5, ADLER | 0 | Initial issue | Y | BONE PLATES |  | 1 | No | Yes | Yes | Yes | N. A.
B0815 | B0815.16 | RECONSTRUCTION PLATE, ADLER, FOR 3.5MM SCREWS, 190MM, 16 HOLES |  | B0815.00 | 00 | 2007-12-19 | N. A. | N. A. | N. A. | QPF/B0815 | 00 | 2008-05-29 | N. A. | N. A. | N. A. | PS/B0815 | 02 | 2018-09-18 | 2021-09-18 | 2019-12-04 | 44899 | B0815 | TMF-1 | IU/1 | Class C | FINISHED GOODS | ADLER™ | RECONSTRUCTION PLATE | FOR 3.5MM SCREWS, 190MM, 16 HOLES | 16 | No | Yes |  | No | N. A. | No | N. A. | No | Yes | No | Yes | M. L.: MFG/MD/2021/000369 |  | 1 | ADLER PRODUCTS\PLATES FOR SMALL SCREWS, ADLER\RECONST. PLATES 3.5, ADLER | 0 | Initial issue | Y | BONE PLATES |  | 1 | No | Yes | Yes | Yes | N. A.
B0815 | B0815.18 | RECONSTRUCTION PLATE, ADLER, FOR 3.5MM SCREWS, 214MM, 18 HOLES |  | B0815.00 | 00 | 2007-12-19 | N. A. | N. A. | N. A. | QPF/B0815 | 00 | 2008-05-29 | N. A. | N. A. | N. A. | PS/B0815 | 02 | 2018-09-18 | 2021-09-18 | 2019-12-04 | 44899 | B0815 | TMF-1 | IU/1 | Class C | FINISHED GOODS | ADLER™ | RECONSTRUCTION PLATE | FOR 3.5MM SCREWS, 214MM, 18 HOLES | 16 | No | Yes |  | No | N. A. | No | N. A. | No | Yes | No | Yes | M. L.: MFG/MD/2021/000369 |  | 1 | ADLER PRODUCTS\PLATES FOR SMALL SCREWS, ADLER\RECONST. PLATES 3.5, ADLER | 0 | Initial issue | Y | BONE PLATES |  | 1 | No | Yes | Yes | Yes | N. A.
B0815 | B0815.20 | RECONSTRUCTION PLATE, ADLER, FOR 3.5MM SCREWS, 238MM, 20 HOLES |  | B0815.00 | 00 | 2007-12-19 | N. A. | N. A. | N. A. | QPF/B0815 | 00 | 2008-05-29 | N. A. | N. A. | N. A. | PS/B0815 | 02 | 2018-09-18 | 2021-09-18 | 2019-12-04 | 44899 | B0815 | TMF-1 | IU/1 | Class C | FINISHED GOODS | ADLER™ | RECONSTRUCTION PLATE | FOR 3.5MM SCREWS, 238MM, 20 HOLES | 16 | No | Yes |  | No | N. A. | No | N. A. | No | Yes | No | Yes | M. L.: MFG/MD/2021/000369 |  | 1 | ADLER PRODUCTS\PLATES FOR SMALL SCREWS, ADLER\RECONST. PLATES 3.5, ADLER | 0 | Initial issue | Y | BONE PLATES |  | 1 | No | Yes | Yes | Yes | N. A.
B0815 | B0815.22 | RECONSTRUCTION PLATE, ADLER, FOR 3.5MM SCREWS, 262MM, 22 HOLES |  | B0815.00 | 00 | 2007-12-19 | N. A. | N. A. | N. A. | QPF/B0815 | 00 | 2008-05-29 | N. A. | N. A. | N. A. | PS/B0815 | 02 | 2018-09-18 | 2021-09-18 | 2019-12-04 | 44899 | B0815 | TMF-1 | IU/1 | Class C | FINISHED GOODS | ADLER™ | RECONSTRUCTION PLATE | FOR 3.5MM SCREWS, 262MM, 22 HOLES | 16 | No | Yes |  | No | N. A. | No | N. A. | No | Yes | No | Yes | M. L.: MFG/MD/2021/000369 |  | 1 | ADLER PRODUCTS\PLATES FOR SMALL SCREWS, ADLER\RECONST. PLATES 3.5, ADLER | 0 | Initial issue | Y | BONE PLATES |  | 1 | No | Yes | Yes | Yes | N. A.
B0819 | B0816.05 | RECONSTRUCTION PLATE, S`RUT, 4.5MM, STRAIGHT, 77MM, 5 HOLES |  | B0819.00 | #N/A | #N/A | N. A. | N. A. | N. A. | QPF/B0819 | #N/A | #N/A | #N/A | #N/A | #N/A | PS/B0819 | #N/A | #N/A | #N/A | #N/A | #N/A | B0819 | TMF-1 | IU/1 | Class C | FINISHED GOODS | SUSHRUT™ | RECONSTRUCTION PLATE | STRAIGHT, 77MM, 5 HOLES | 16 | No | Yes |  | No | N. A. | No | N. A. | No | Yes | No | Yes | M. L.: MFG/MD/2021/000369 |  | 1 | SUSHRUT PRODUCTS\INTERNATIONAL IMPLANTS\PLATES FOR LARGE SCREWS\RECONSTRUCTION PLATES, 4.5 | 0 | Initial issue | Y | BONE PLATES |  | 1 | No | Yes | Yes | Yes | N. A.
B0819 | B0816.08 | RECONSTRUCTION PLATE, S`RUT, 4.5MM, STRAIGHT, 125MM, 8 HOLES |  | B0819.00 | #N/A | #N/A | N. A. | N. A. | N. A. | QPF/B0819 | #N/A | #N/A | #N/A | #N/A | #N/A | PS/B0819 | #N/A | #N/A | #N/A | #N/A | #N/A | B0819 | TMF-1 | IU/1 | Class C | FINISHED GOODS | SUSHRUT™ | RECONSTRUCTION PLATE | STRAIGHT, 125MM, 8 HOLES | 16 | No | Yes |  | No | N. A. | No | N. A. | No | Yes | No | Yes | M. L.: MFG/MD/2021/000369 |  | 1 | SUSHRUT PRODUCTS\INTERNATIONAL IMPLANTS\PLATES FOR LARGE SCREWS\RECONSTRUCTION PLATES, 4.5 | 0.032267 | Initial issue | Y | BONE PLATES |  | 1 | No | Yes | Yes | Yes | N. A.
B0819 | B0816.09 | RECONSTRUCTION PLATE, S`RUT, 4.5MM, STRAIGHT, 141MM, 9 HOLES |  | B0819.00 | #N/A | #N/A | N. A. | N. A. | N. A. | QPF/B0819 | #N/A | #N/A | #N/A | #N/A | #N/A | PS/B0819 | #N/A | #N/A | #N/A | #N/A | #N/A | B0819 | TMF-1 | IU/1 | Class C | FINISHED GOODS | SUSHRUT™ | RECONSTRUCTION PLATE | STRAIGHT, 141MM, 9 HOLES | 16 | No | Yes |  | No | N. A. | No | N. A. | No | Yes | No | Yes | M. L.: MFG/MD/2021/000369 |  | 1 | SUSHRUT PRODUCTS\INTERNATIONAL IMPLANTS\PLATES FOR LARGE SCREWS\RECONSTRUCTION PLATES, 4.5 | 0.03765 | Initial issue | Y | BONE PLATES |  | 1 | No | Yes | Yes | Yes | N. A.
B0819 | B0816.10 | RECONSTRUCTION PLATE, S`RUT, 4.5MM, STRAIGHT, 157MM, 10 HOLES |  | B0819.00 | #N/A | #N/A | N. A. | N. A. | N. A. | QPF/B0819 | #N/A | #N/A | #N/A | #N/A | #N/A | PS/B0819 | #N/A | #N/A | #N/A | #N/A | #N/A | B0819 | TMF-1 | IU/1 | Class C | FINISHED GOODS | SUSHRUT™ | RECONSTRUCTION PLATE | STRAIGHT, 157MM, 10 HOLES | 16 | No | Yes |  | No | N. A. | No | N. A. | No | Yes | No | Yes | M. L.: MFG/MD/2021/000369 |  | 1 | SUSHRUT PRODUCTS\INTERNATIONAL IMPLANTS\PLATES FOR LARGE SCREWS\RECONSTRUCTION PLATES, 4.5 | 0 | Initial issue | Y | BONE PLATES |  | 1 | No | Yes | Yes | Yes | N. A.
B0817 | B0817.04 | RECONSTRUCTION PLATE, S`RUT, 3.5MM, STRAIGHT, RADIUSED,46MM, 4 HOLES |  | B0817.00 | 05 | 2017-12-03 | N. A. | N. A. | N. A. | QPF/B0817 | 02 | 2014-04-26 | N. A. | N. A. | N. A. | PS/B0817 | 02 | 2018-02-11 | 2021-02-11 | 2019-12-01 | 44896 | B0817 | TMF-1 | IU/1 | Class C | FINISHED GOODS | SUSHRUT™ | RECONSTRUCTION PLATE, 3.5MM, STRAIGHT RADIUSED | 46MM, 4 HOLES | 16 | No | Yes |  | No | N. A. | No | N. A. | No | Yes | No | Yes | M. L.: MFG/MD/2021/000369 |  | 1 | SUSHRUT PRODUCTS\INTERNATIONAL IMPLANTS\PLATES FOR SMALL SCREWS\RECONSTRUCTION PLATES, 3.5 | 0 | Initial issue | N | BONE PLATES |  | 1 | No | Yes | Yes | Yes | N. A.
B0817 | B0817.05 | RECONSTRUCTION PLATE, S`RUT, 3.5MM, STRAIGHT, RADIUSED,58MM, 5HOLES |  | B0817.00 | 05 | 2017-12-03 | N. A. | N. A. | N. A. | QPF/B0817 | 02 | 2014-04-26 | N. A. | N. A. | N. A. | PS/B0817 | 02 | 2018-02-11 | 2021-02-11 | 2019-12-01 | 44896 | B0817 | TMF-1 | IU/1 | Class C | FINISHED GOODS | SUSHRUT™ | RECONSTRUCTION PLATE, 3.5MM, STRAIGHT RADIUSED | 58MM, 5HOLES | 16 | No | Yes |  | No | N. A. | No | N. A. | No | Yes | No | Yes | M. L.: MFG/MD/2021/000369 |  | 1 | SUSHRUT PRODUCTS\INTERNATIONAL IMPLANTS\PLATES FOR SMALL SCREWS\RECONSTRUCTION PLATES, 3.5 | 0.0094125 | Initial issue | N | BONE PLATES |  | 1 | No | Yes | Yes | Yes | N. A.
B0817 | B0817.06 | RECONSTRUCTION PLATE, S`RUT, 3.5MM, STRAIGHT, RADIUSED,70MM, 6HOLES |  | B0817.00 | 05 | 2017-12-03 | N. A. | N. A. | N. A. | QPF/B0817 | 02 | 2014-04-26 | N. A. | N. A. | N. A. | PS/B0817 | 02 | 2018-02-11 | 2021-02-11 | 2019-12-01 | 44896 | B0817 | TMF-1 | IU/1 | Class C | FINISHED GOODS | SUSHRUT™ | RECONSTRUCTION PLATE, 3.5MM, STRAIGHT RADIUSED | 70MM, 6HOLES | 16 | No | Yes |  | No | N. A. | No | N. A. | No | Yes | No | Yes | M. L.: MFG/MD/2021/000369 |  | 1 | SUSHRUT PRODUCTS\INTERNATIONAL IMPLANTS\PLATES FOR SMALL SCREWS\RECONSTRUCTION PLATES, 3.5 | 0.02878 | Initial issue | N | BONE PLATES |  | 1 | No | Yes | Yes | Yes | N. A.
B0817 | B0817.07 | RECONSTRUCTION PLATE, S`RUT, 3.5MM, STRAIGHT, RADIUSED,82MM, 7 HOLES |  | B0817.00 | 05 | 2017-12-03 | N. A. | N. A. | N. A. | QPF/B0817 | 02 | 2014-04-26 | N. A. | N. A. | N. A. | PS/B0817 | 02 | 2018-02-11 | 2021-02-11 | 2019-12-01 | 44896 | B0817 | TMF-1 | IU/1 | Class C | FINISHED GOODS | SUSHRUT™ | RECONSTRUCTION PLATE, 3.5MM, STRAIGHT RADIUSED | 82MM, 7 HOLES | 16 | No | Yes |  | No | N. A. | No | N. A. | No | Yes | No | Yes | M. L.: MFG/MD/2021/000369 |  | 1 | SUSHRUT PRODUCTS\INTERNATIONAL IMPLANTS\PLATES FOR SMALL SCREWS\RECONSTRUCTION PLATES, 3.5 | 0.01245 | Initial issue | N | BONE PLATES |  | 1 | No | Yes | Yes | Yes | N. A.
B0817 | B0817.08 | RECONSTRUCTION PLATE, S`RUT, 3.5MM, STRAIGHT, RADIUSED,94MM, 8HOLES |  | B0817.00 | 05 | 2017-12-03 | N. A. | N. A. | N. A. | QPF/B0817 | 02 | 2014-04-26 | N. A. | N. A. | N. A. | PS/B0817 | 02 | 2018-02-11 | 2021-02-11 | 2019-12-01 | 44896 | B0817 | TMF-1 | IU/1 | Class C | FINISHED GOODS | SUSHRUT™ | RECONSTRUCTION PLATE, 3.5MM, STRAIGHT RADIUSED | 94MM, 8HOLES | 16 | No | Yes |  | No | N. A. | No | N. A. | No | Yes | No | Yes | M. L.: MFG/MD/2021/000369 |  | 1 | SUSHRUT PRODUCTS\INTERNATIONAL IMPLANTS\PLATES FOR SMALL SCREWS\RECONSTRUCTION PLATES, 3.5 | 0 | Initial issue | N | BONE PLATES |  | 1 | No | Yes | Yes | Yes | N. A.
B0817 | B0817.09 | RECONSTRUCTION PLATE, S`RUT, 3.5MM, STRAIGHT, RADIUSED,106MM, 9 HOLES |  | B0817.00 | 05 | 2017-12-03 | N. A. | N. A. | N. A. | QPF/B0817 | 02 | 2014-04-26 | N. A. | N. A. | N. A. | PS/B0817 | 02 | 2018-02-11 | 2021-02-11 | 2019-12-01 | 44896 | B0817 | TMF-1 | IU/1 | Class C | FINISHED GOODS | SUSHRUT™ | RECONSTRUCTION PLATE, 3.5MM, STRAIGHT RADIUSED | 106MM, 9 HOLES | 16 | No | Yes |  | No | N. A. | No | N. A. | No | Yes | No | Yes | M. L.: MFG/MD/2021/000369 |  | 1 | SUSHRUT PRODUCTS\INTERNATIONAL IMPLANTS\PLATES FOR SMALL SCREWS\RECONSTRUCTION PLATES, 3.5 | 0.016 | Initial issue | N | BONE PLATES |  | 1 | No | Yes | Yes | Yes | N. A.
B0817 | B0817.10 | RECONSTRUCTION PLATE, S`RUT, 3.5MM, STRAIGHT, RADIUSED,118MM, 10HOLES |  | B0817.00 | 05 | 2017-12-03 | N. A. | N. A. | N. A. | QPF/B0817 | 02 | 2014-04-26 | N. A. | N. A. | N. A. | PS/B0817 | 02 | 2018-02-11 | 2021-02-11 | 2019-12-01 | 44896 | B0817 | TMF-1 | IU/1 | Class C | FINISHED GOODS | SUSHRUT™ | RECONSTRUCTION PLATE, 3.5MM, STRAIGHT RADIUSED | 118MM, 10HOLES | 16 | No | Yes |  | No | N. A. | No | N. A. | No | Yes | No | Yes | M. L.: MFG/MD/2021/000369 |  | 1 | SUSHRUT PRODUCTS\INTERNATIONAL IMPLANTS\PLATES FOR SMALL SCREWS\RECONSTRUCTION PLATES, 3.5 | 0.0172 | Initial issue | N | BONE PLATES |  | 1 | No | Yes | Yes | Yes | N. A.
B0817 | B0817.11 | RECONSTRUCTION PLATE, S`RUT, 3.5MM, STRAIGHT, RADIUSED,130MM, 11HOLES |  | B0817.00 | 05 | 2017-12-03 | N. A. | N. A. | N. A. | QPF/B0817 | 02 | 2014-04-26 | N. A. | N. A. | N. A. | PS/B0817 | 02 | 2018-02-11 | 2021-02-11 | 2019-12-01 | 44896 | B0817 | TMF-1 | IU/1 | Class C | FINISHED GOODS | SUSHRUT™ | RECONSTRUCTION PLATE, 3.5MM, STRAIGHT RADIUSED | 130MM, 11HOLES | 16 | No | Yes |  | No | N. A. | No | N. A. | No | Yes | No | Yes | M. L.: MFG/MD/2021/000369 |  | 1 | SUSHRUT PRODUCTS\INTERNATIONAL IMPLANTS\PLATES FOR SMALL SCREWS\RECONSTRUCTION PLATES, 3.5 | 0 | Initial issue | N | BONE PLATES |  | 1 | No | Yes | Yes | Yes | N. A.
B0817 | B0817.12 | RECONSTRUCTION PLATE, S`RUT, 3.5MM, STRAIGHT, RADIUSED,142MM, 12HOLES |  | B0817.00 | 05 | 2017-12-03 | N. A. | N. A. | N. A. | QPF/B0817 | 02 | 2014-04-26 | N. A. | N. A. | N. A. | PS/B0817 | 02 | 2018-02-11 | 2021-02-11 | 2019-12-01 | 44896 | B0817 | TMF-1 | IU/1 | Class C | FINISHED GOODS | SUSHRUT™ | RECONSTRUCTION PLATE, 3.5MM, STRAIGHT RADIUSED | 142MM, 12HOLES | 16 | No | Yes |  | No | N. A. | No | N. A. | No | Yes | No | Yes | M. L.: MFG/MD/2021/000369 |  | 1 | SUSHRUT PRODUCTS\INTERNATIONAL IMPLANTS\PLATES FOR SMALL SCREWS\RECONSTRUCTION PLATES, 3.5 | 0.020667 | Initial issue | N | BONE PLATES |  | 1 | No | Yes | Yes | Yes | N. A.
B0817 | B0817.14 | RECONSTRUCTION PLATE, S`RUT, 3.5MM, STRAIGHT, RADIUSED,166MM, 14HOLES |  | B0817.00 | 05 | 2017-12-03 | N. A. | N. A. | N. A. | QPF/B0817 | 02 | 2014-04-26 | N. A. | N. A. | N. A. | PS/B0817 | 02 | 2018-02-11 | 2021-02-11 | 2019-12-01 | 44896 | B0817 | TMF-1 | IU/1 | Class C | FINISHED GOODS | SUSHRUT™ | RECONSTRUCTION PLATE, 3.5MM, STRAIGHT RADIUSED | 166MM, 14HOLES | 16 | No | Yes |  | No | N. A. | No | N. A. | No | Yes | No | Yes | M. L.: MFG/MD/2021/000369 |  | 1 | SUSHRUT PRODUCTS\INTERNATIONAL IMPLANTS\PLATES FOR SMALL SCREWS\RECONSTRUCTION PLATES, 3.5 | 0.024375 | Initial issue | N | BONE PLATES |  | 1 | No | Yes | Yes | Yes | N. A.
B0817 | B0817.16 | RECONSTRUCTION PLATE, S`RUT, 3.5MM, STRAIGHT, RADIUSED,190MM, 16HOLES |  | B0817.00 | 05 | 2017-12-03 | N. A. | N. A. | N. A. | QPF/B0817 | 02 | 2014-04-26 | N. A. | N. A. | N. A. | PS/B0817 | 02 | 2018-02-11 | 2021-02-11 | 2019-12-01 | 44896 | B0817 | TMF-1 | IU/1 | Class C | FINISHED GOODS | SUSHRUT™ | RECONSTRUCTION PLATE, 3.5MM, STRAIGHT RADIUSED | 190MM, 16HOLES | 16 | No | Yes |  | No | N. A. | No | N. A. | No | Yes | No | Yes | M. L.: MFG/MD/2021/000369 |  | 1 | SUSHRUT PRODUCTS\INTERNATIONAL IMPLANTS\PLATES FOR SMALL SCREWS\RECONSTRUCTION PLATES, 3.5 | 0.02675 | Initial issue | N | BONE PLATES |  | 1 | No | Yes | Yes | Yes | N. A.
B0817 | B0817.18 | RECONSTRUCTION PLATE, S`RUT, 3.5MM, STRAIGHT, RADIUSED,214MM, 18HOLES |  | B0817.00 | 05 | 2017-12-03 | N. A. | N. A. | N. A. | QPF/B0817 | 02 | 2014-04-26 | N. A. | N. A. | N. A. | PS/B0817 | 02 | 2018-02-11 | 2021-02-11 | 2019-12-01 | 44896 | B0817 | TMF-1 | IU/1 | Class C | FINISHED GOODS | SUSHRUT™ | RECONSTRUCTION PLATE, 3.5MM, STRAIGHT RADIUSED | 214MM, 18HOLES | 16 | No | Yes |  | No | N. A. | No | N. A. | No | Yes | No | Yes | M. L.: MFG/MD/2021/000369 |  | 1 | SUSHRUT PRODUCTS\INTERNATIONAL IMPLANTS\PLATES FOR SMALL SCREWS\RECONSTRUCTION PLATES, 3.5 | 0.0301 | Initial issue | N | BONE PLATES |  | 1 | No | Yes | Yes | Yes | N. A.
B0817 | B0817.20 | RECONSTRUCTION PLATE, S`RUT, 3.5MM, STRAIGHT, RADIUSED,238MM, 20HOLES |  | B0817.00 | 05 | 2017-12-03 | N. A. | N. A. | N. A. | QPF/B0817 | 02 | 2014-04-26 | N. A. | N. A. | N. A. | PS/B0817 | 02 | 2018-02-11 | 2021-02-11 | 2019-12-01 | 44896 | B0817 | TMF-1 | IU/1 | Class C | FINISHED GOODS | SUSHRUT™ | RECONSTRUCTION PLATE, 3.5MM, STRAIGHT RADIUSED | 238MM, 20HOLES | 16 | No | Yes |  | No | N. A. | No | N. A. | No | Yes | No | Yes | M. L.: MFG/MD/2021/000369 |  | 1 | SUSHRUT PRODUCTS\INTERNATIONAL IMPLANTS\PLATES FOR SMALL SCREWS\RECONSTRUCTION PLATES, 3.5 | 0.0332 | Initial issue | N | BONE PLATES |  | 1 | No | Yes | Yes | Yes | N. A.
B0817 | B0817.22 | RECONSTRUCTION PLATE, S`RUT, 3.5MM, STRAIGHT, RADIUSED,262MM, 22HOLES |  | B0817.00 | 05 | 2017-12-03 | N. A. | N. A. | N. A. | QPF/B0817 | 02 | 2014-04-26 | N. A. | N. A. | N. A. | PS/B0817 | 02 | 2018-02-11 | 2021-02-11 | 2019-12-01 | 44896 | B0817 | TMF-1 | IU/1 | Class C | FINISHED GOODS | SUSHRUT™ | RECONSTRUCTION PLATE, 3.5MM, STRAIGHT RADIUSED | 262MM, 22HOLES | 16 | No | Yes |  | No | N. A. | No | N. A. | No | Yes | No | Yes | M. L.: MFG/MD/2021/000369 |  | 1 | SUSHRUT PRODUCTS\INTERNATIONAL IMPLANTS\PLATES FOR SMALL SCREWS\RECONSTRUCTION PLATES, 3.5 | 0.037067 | Initial issue | N | BONE PLATES |  | 1 | No | Yes | Yes | Yes | N. A.
B0817 | B0817.25 | RECONSTRUCTION PLATE, S`RUT, 3.5MM, STRAIGHT, RADIUSED, 298MM, 25 HOLES. |  | B0817.00 | 05 | 2017-12-03 | N. A. | N. A. | N. A. | QPF/B0817 | 02 | 2014-04-26 | N. A. | N. A. | N. A. | PS/B0817 | 02 | 2018-02-11 | 2021-02-11 | 2019-12-01 | 44896 | B0817 | TMF-1 | IU/1 | Class C | FINISHED GOODS | SUSHRUT™ | RECONSTRUCTION PLATE, 3.5MM, STRAIGHT RADIUSED | 298MM, 25 HOLES. | 16 | No | Yes |  | No | N. A. | No | N. A. | No | Yes | No | Yes | M. L.: MFG/MD/2021/000369 |  | 1 | SUSHRUT PRODUCTS\INTERNATIONAL IMPLANTS\PLATES FOR SMALL SCREWS\RECONSTRUCTION PLATES, 3.5 | 0 | Initial issue | Y | BONE PLATES |  | 1 | No | Yes | Yes | Yes | N. A.
B0818 | B0818.03 | RECONSTRUCTION PLATE, S`RUT, FOR 4.5MM, STRAIGHT, RADIUSED, 45MM, 3 HOLES |  | B0818.00 | 02 | 2019-02-01 | N. A. | N. A. | N. A. | QPF/B0818 | 00 | 2007-01-23 | N. A. | N. A. | N. A. | PS/B0818 | 01 | 2017-03-03 | 2020-03-03 | 2019-12-04 | 44899 | B0818 | TMF-1 | IU/1 | Class C | FINISHED GOODS | SUSHRUT™ | RECONSTRUCTION PLATE | STRAIGHT, RADIUSED, 45MM, 3 HOLES | 16 | No | Yes |  | No | N. A. | No | N. A. | No | Yes | No | Yes | M. L.: MFG/MD/2021/000369 |  | 1 | SUSHRUT PRODUCTS\INTERNATIONAL IMPLANTS\PLATES FOR LARGE SCREWS\RECONSTRUCTION PLATES, 4.5 | 0 | Initial issue | N | BONE PLATES |  | 1 | No | Yes | Yes | Yes | N. A.
B0818 | B0818.04 | RECONSTRUCTION PLATE, S`RUT, FOR 4.5MM, STRAIGHT, RADIUSED 61MM, 4 HOLES |  | B0818.00 | 02 | 2019-02-01 | N. A. | N. A. | N. A. | QPF/B0818 | 00 | 2007-01-23 | N. A. | N. A. | N. A. | PS/B0818 | 01 | 2017-03-03 | 2020-03-03 | 2019-12-04 | 44899 | B0818 | TMF-1 | IU/1 | Class C | FINISHED GOODS | SUSHRUT™ | RECONSTRUCTION PLATE | STRAIGHT, RADIUSED 61MM, 4 HOLES | 16 | No | Yes |  | No | N. A. | No | N. A. | No | Yes | No | Yes | M. L.: MFG/MD/2021/000369 |  | 1 | SUSHRUT PRODUCTS\INTERNATIONAL IMPLANTS\PLATES FOR LARGE SCREWS\RECONSTRUCTION PLATES, 4.5 | 0 | Initial issue | N | BONE PLATES |  | 1 | No | Yes | Yes | Yes | N. A.
B0818 | B0818.05 | RECONSTRUCTION PLATE, S`RUT, FOR 4.5MM, STRAIGHT, RADIUSED 77MM, 5 HOLES |  | B0818.00 | 02 | 2019-02-01 | N. A. | N. A. | N. A. | QPF/B0818 | 00 | 2007-01-23 | N. A. | N. A. | N. A. | PS/B0818 | 01 | 2017-03-03 | 2020-03-03 | 2019-12-04 | 44899 | B0818 | TMF-1 | IU/1 | Class C | FINISHED GOODS | SUSHRUT™ | RECONSTRUCTION PLATE | STRAIGHT, RADIUSED 77MM, 5 HOLES | 16 | No | Yes |  | No | N. A. | No | N. A. | No | Yes | No | Yes | M. L.: MFG/MD/2021/000369 |  | 1 | SUSHRUT PRODUCTS\INTERNATIONAL IMPLANTS\PLATES FOR LARGE SCREWS\RECONSTRUCTION PLATES, 4.5 | 0 | Initial issue | N | BONE PLATES |  | 1 | No | Yes | Yes | Yes | N. A.
B0818 | B0818.06 | RECONSTRUCTION PLATE, S`RUT, FOR 4.5MM, STRAIGHT, RADIUSED 93MM, 6 HOLES |  | B0818.00 | 02 | 2019-02-01 | N. A. | N. A. | N. A. | QPF/B0818 | 00 | 2007-01-23 | N. A. | N. A. | N. A. | PS/B0818 | 01 | 2017-03-03 | 2020-03-03 | 2019-12-04 | 44899 | B0818 | TMF-1 | IU/1 | Class C | FINISHED GOODS | SUSHRUT™ | RECONSTRUCTION PLATE | STRAIGHT, RADIUSED 93MM, 6 HOLES | 16 | No | Yes |  | No | N. A. | No | N. A. | No | Yes | No | Yes | M. L.: MFG/MD/2021/000369 |  | 1 | SUSHRUT PRODUCTS\INTERNATIONAL IMPLANTS\PLATES FOR LARGE SCREWS\RECONSTRUCTION PLATES, 4.5 | 0 | Initial issue | N | BONE PLATES |  | 1 | No | Yes | Yes | Yes | N. A.
B0818 | B0818.07 | RECONSTRUCTION PLATE, S`RUT, FOR 4.5MM, STRAIGHT, RADIUSED 109MM, 7 HOLES |  | B0818.00 | 02 | 2019-02-01 | N. A. | N. A. | N. A. | QPF/B0818 | 00 | 2007-01-23 | N. A. | N. A. | N. A. | PS/B0818 | 01 | 2017-03-03 | 2020-03-03 | 2019-12-04 | 44899 | B0818 | TMF-1 | IU/1 | Class C | FINISHED GOODS | SUSHRUT™ | RECONSTRUCTION PLATE | STRAIGHT, RADIUSED 109MM, 7 HOLES | 16 | No | Yes |  | No | N. A. | No | N. A. | No | Yes | No | Yes | M. L.: MFG/MD/2021/000369 |  | 1 | SUSHRUT PRODUCTS\INTERNATIONAL IMPLANTS\PLATES FOR LARGE SCREWS\RECONSTRUCTION PLATES, 4.5 | 0 | Initial issue | N | BONE PLATES |  | 1 | No | Yes | Yes | Yes | N. A.
B0818 | B0818.08 | RECONSTRUCTION PLATE, S`RUT, FOR 4.5MM, STRAIGHT, RADIUSED 125MM, 8 HOLES |  | B0818.00 | 02 | 2019-02-01 | N. A. | N. A. | N. A. | QPF/B0818 | 00 | 2007-01-23 | N. A. | N. A. | N. A. | PS/B0818 | 01 | 2017-03-03 | 2020-03-03 | 2019-12-04 | 44899 | B0818 | TMF-1 | IU/1 | Class C | FINISHED GOODS | SUSHRUT™ | RECONSTRUCTION PLATE | STRAIGHT, RADIUSED 125MM, 8 HOLES | 16 | No | Yes |  | No | N. A. | No | N. A. | No | Yes | No | Yes | M. L.: MFG/MD/2021/000369 |  | 1 | SUSHRUT PRODUCTS\INTERNATIONAL IMPLANTS\PLATES FOR LARGE SCREWS\RECONSTRUCTION PLATES, 4.5 | 0 | Initial issue | N | BONE PLATES |  | 1 | No | Yes | Yes | Yes | N. A.
B0818 | B0818.09 | RECONSTRUCTION PLATE, S`RUT, FOR 4.5MM, STRAIGHT, RADIUSED 141MM, 9 HOLES |  | B0818.00 | 02 | 2019-02-01 | N. A. | N. A. | N. A. | QPF/B0818 | 00 | 2007-01-23 | N. A. | N. A. | N. A. | PS/B0818 | 01 | 2017-03-03 | 2020-03-03 | 2019-12-04 | 44899 | B0818 | TMF-1 | IU/1 | Class C | FINISHED GOODS | SUSHRUT™ | RECONSTRUCTION PLATE | STRAIGHT, RADIUSED 141MM, 9 HOLES | 16 | No | Yes |  | No | N. A. | No | N. A. | No | Yes | No | Yes | M. L.: MFG/MD/2021/000369 |  | 1 | SUSHRUT PRODUCTS\INTERNATIONAL IMPLANTS\PLATES FOR LARGE SCREWS\RECONSTRUCTION PLATES, 4.5 | 0 | Initial issue | N | BONE PLATES |  | 1 | No | Yes | Yes | Yes | N. A.
B0818 | B0818.10 | RECONSTRUCTION PLATE, S`RUT, FOR 4.5MM, STRAIGHT, RADIUSED 157MM, 10 HOLES |  | B0818.00 | 02 | 2019-02-01 | N. A. | N. A. | N. A. | QPF/B0818 | 00 | 2007-01-23 | N. A. | N. A. | N. A. | PS/B0818 | 01 | 2017-03-03 | 2020-03-03 | 2019-12-04 | 44899 | B0818 | TMF-1 | IU/1 | Class C | FINISHED GOODS | SUSHRUT™ | RECONSTRUCTION PLATE | STRAIGHT, RADIUSED 157MM, 10 HOLES | 16 | No | Yes |  | No | N. A. | No | N. A. | No | Yes | No | Yes | M. L.: MFG/MD/2021/000369 |  | 1 | SUSHRUT PRODUCTS\INTERNATIONAL IMPLANTS\PLATES FOR LARGE SCREWS\RECONSTRUCTION PLATES, 4.5 | 0 | Initial issue | N | BONE PLATES |  | 1 | No | Yes | Yes | Yes | N. A.
B0818 | B0818.11 | RECONSTRUCTION PLATE, S`RUT, FOR 4.5MM, STRAIGHT, RADIUSED 173MM, 11 HOLES |  | B0818.00 | 02 | 2019-02-01 | N. A. | N. A. | N. A. | QPF/B0818 | 00 | 2007-01-23 | N. A. | N. A. | N. A. | PS/B0818 | 01 | 2017-03-03 | 2020-03-03 | 2019-12-04 | 44899 | B0818 | TMF-1 | IU/1 | Class C | FINISHED GOODS | SUSHRUT™ | RECONSTRUCTION PLATE | STRAIGHT, RADIUSED 173MM, 11 HOLES | 16 | No | Yes |  | No | N. A. | No | N. A. | No | Yes | No | Yes | M. L.: MFG/MD/2021/000369 |  | 1 | SUSHRUT PRODUCTS\INTERNATIONAL IMPLANTS\PLATES FOR LARGE SCREWS\RECONSTRUCTION PLATES, 4.5 | 0 | Initial issue | N | BONE PLATES |  | 1 | No | Yes | Yes | Yes | N. A.
B0818 | B0818.12 | RECONSTRUCTION PLATE, S`RUT, FOR 4.5MM, STRAIGHT, RADIUSED 189MM, 12 HOLES |  | B0818.00 | 02 | 2019-02-01 | N. A. | N. A. | N. A. | QPF/B0818 | 00 | 2007-01-23 | N. A. | N. A. | N. A. | PS/B0818 | 01 | 2017-03-03 | 2020-03-03 | 2019-12-04 | 44899 | B0818 | TMF-1 | IU/1 | Class C | FINISHED GOODS | SUSHRUT™ | RECONSTRUCTION PLATE | STRAIGHT, RADIUSED 189MM, 12 HOLES | 16 | No | Yes |  | No | N. A. | No | N. A. | No | Yes | No | Yes | M. L.: MFG/MD/2021/000369 |  | 1 | SUSHRUT PRODUCTS\INTERNATIONAL IMPLANTS\PLATES FOR LARGE SCREWS\RECONSTRUCTION PLATES, 4.5 | 0 | Initial issue | N | BONE PLATES |  | 1 | No | Yes | Yes | Yes | N. A.
B0818 | B0818.13 | RECONSTRUCTION PLATE, S`RUT, FOR 4.5MM, STRAIGHT, RADIUSED 205MM, 13 HOLES |  | B0818.00 | 02 | 2019-02-01 | N. A. | N. A. | N. A. | QPF/B0818 | 00 | 2007-01-23 | N. A. | N. A. | N. A. | PS/B0818 | 01 | 2017-03-03 | 2020-03-03 | 2019-12-04 | 44899 | B0818 | TMF-1 | IU/1 | Class C | FINISHED GOODS | SUSHRUT™ | RECONSTRUCTION PLATE | STRAIGHT, RADIUSED 205MM, 13 HOLES | 16 | No | Yes |  | No | N. A. | No | N. A. | No | Yes | No | Yes | M. L.: MFG/MD/2021/000369 |  | 1 | SUSHRUT PRODUCTS\INTERNATIONAL IMPLANTS\PLATES FOR LARGE SCREWS\RECONSTRUCTION PLATES, 4.5 | 0 | Initial issue | N | BONE PLATES |  | 1 | No | Yes | Yes | Yes | N. A.
B0818 | B0818.14 | RECONSTRUCTION PLATE, S`RUT, FOR 4.5MM, STRAIGHT, RADIUSED 221MM, 14 HOLES |  | B0818.00 | 02 | 2019-02-01 | N. A. | N. A. | N. A. | QPF/B0818 | 00 | 2007-01-23 | N. A. | N. A. | N. A. | PS/B0818 | 01 | 2017-03-03 | 2020-03-03 | 2019-12-04 | 44899 | B0818 | TMF-1 | IU/1 | Class C | FINISHED GOODS | SUSHRUT™ | RECONSTRUCTION PLATE | STRAIGHT, RADIUSED 221MM, 14 HOLES | 16 | No | Yes |  | No | N. A. | No | N. A. | No | Yes | No | Yes | M. L.: MFG/MD/2021/000369 |  | 1 | SUSHRUT PRODUCTS\INTERNATIONAL IMPLANTS\PLATES FOR LARGE SCREWS\RECONSTRUCTION PLATES, 4.5 | 0 | Initial issue | N | BONE PLATES |  | 1 | No | Yes | Yes | Yes | N. A.
B0818 | B0818.15 | RECONSTRUCTION PLATE, S`RUT, FOR 4.5MM, STRAIGHT, RADIUSED 237MM, 15 HOLES |  | B0818.00 | 02 | 2019-02-01 | N. A. | N. A. | N. A. | QPF/B0818 | 00 | 2007-01-23 | N. A. | N. A. | N. A. | PS/B0818 | 01 | 2017-03-03 | 2020-03-03 | 2019-12-04 | 44899 | B0818 | TMF-1 | IU/1 | Class C | FINISHED GOODS | SUSHRUT™ | RECONSTRUCTION PLATE | STRAIGHT, RADIUSED 237MM, 15 HOLES | 16 | No | Yes |  | No | N. A. | No | N. A. | No | Yes | No | Yes | M. L.: MFG/MD/2021/000369 |  | 1 | SUSHRUT PRODUCTS\INTERNATIONAL IMPLANTS\PLATES FOR LARGE SCREWS\RECONSTRUCTION PLATES, 4.5 | 0 | Initial issue | N | BONE PLATES |  | 1 | No | Yes | Yes | Yes | N. A.
B0818 | B0818.16 | RECONSTRUCTION PLATE, S`RUT, FOR 4.5MM, STRAIGHT, RADIUSED 253MM, 16 HOLES |  | B0818.00 | 02 | 2019-02-01 | N. A. | N. A. | N. A. | QPF/B0818 | 00 | 2007-01-23 | N. A. | N. A. | N. A. | PS/B0818 | 01 | 2017-03-03 | 2020-03-03 | 2019-12-04 | 44899 | B0818 | TMF-1 | IU/1 | Class C | FINISHED GOODS | SUSHRUT™ | RECONSTRUCTION PLATE | STRAIGHT, RADIUSED 253MM, 16 HOLES | 16 | No | Yes |  | No | N. A. | No | N. A. | No | Yes | No | Yes | M. L.: MFG/MD/2021/000369 |  | 1 | SUSHRUT PRODUCTS\INTERNATIONAL IMPLANTS\PLATES FOR LARGE SCREWS\RECONSTRUCTION PLATES, 4.5 | 0 | Initial issue | N | BONE PLATES |  | 1 | No | Yes | Yes | Yes | N. A.
B0819 | B0819.03 | RECONSTRUCTION PLATE, ADLER, FOR 4.5MM SCREW, 45MM, 3 HOLES |  | B0819.00 | 01 | 2014-08-16 | N. A. | N. A. | N. A. | QPF/B0819 | 00 | 2007-09-20 | N. A. | N. A. | N. A. | PS/B0819 | 01 | 2017-03-03 | 2022-03-03 | N. A. | N. A. | B0819 | TMF-1 | IU/1 | Class C | FINISHED GOODS | ADLER™ | RECONSTRUCTION PLATE, FOR 4.5MM SCREW | 45MM, 3 HOLES | 16 | No | Yes |  | No | N. A. | No | N. A. | No | Yes | No | Yes | M. L.: MFG/MD/2021/000369 |  | 1 | ADLER PRODUCTS\PLATES FOR LARGE SCREWS, ADLER\RECONSTRUCTION PLATES, 4.5 | 0 | Initial issue | N | BONE PLATES |  | 1 | No | Yes | Yes | Yes | N. A.
B0819 | B0819.04 | RECONSTRUCTION PLATE, ADLER, FOR 4.5MM SCREW, 61MM, 4 HOLES |  | B0819.00 | 01 | 2014-08-16 | N. A. | N. A. | N. A. | QPF/B0819 | 00 | 2007-09-20 | N. A. | N. A. | N. A. | PS/B0819 | 01 | 2017-03-03 | 2022-03-03 | N. A. | N. A. | B0819 | TMF-1 | IU/1 | Class C | FINISHED GOODS | ADLER™ | RECONSTRUCTION PLATE, FOR 4.5MM SCREW | 61MM, 4 HOLES | 16 | No | Yes |  | No | N. A. | No | N. A. | No | Yes | No | Yes | M. L.: MFG/MD/2021/000369 |  | 1 | ADLER PRODUCTS\PLATES FOR LARGE SCREWS, ADLER\RECONSTRUCTION PLATES, 4.5 | 0 | Initial issue | N | BONE PLATES |  | 1 | No | Yes | Yes | Yes | N. A.
B0819 | B0819.05 | RECONSTRUCTION PLATE, ADLER, FOR 4.5MM SCREW, 77MM, 5 HOLES |  | B0819.00 | 01 | 2014-08-16 | N. A. | N. A. | N. A. | QPF/B0819 | 00 | 2007-09-20 | N. A. | N. A. | N. A. | PS/B0819 | 01 | 2017-03-03 | 2022-03-03 | N. A. | N. A. | B0819 | TMF-1 | IU/1 | Class C | FINISHED GOODS | ADLER™ | RECONSTRUCTION PLATE, FOR 4.5MM SCREW | 77MM, 5 HOLES | 16 | No | Yes |  | No | N. A. | No | N. A. | No | Yes | No | Yes | M. L.: MFG/MD/2021/000369 |  | 1 | ADLER PRODUCTS\PLATES FOR LARGE SCREWS, ADLER\RECONSTRUCTION PLATES, 4.5 | 0 | Initial issue | N | BONE PLATES |  | 1 | No | Yes | Yes | Yes | N. A.
B0819 | B0819.06 | RECONSTRUCTION PLATE, ADLER, FOR 4.5MM SCREW, 93MM, 6 HOLES |  | B0819.00 | 01 | 2014-08-16 | N. A. | N. A. | N. A. | QPF/B0819 | 00 | 2007-09-20 | N. A. | N. A. | N. A. | PS/B0819 | 01 | 2017-03-03 | 2022-03-03 | N. A. | N. A. | B0819 | TMF-1 | IU/1 | Class C | FINISHED GOODS | ADLER™ | RECONSTRUCTION PLATE, FOR 4.5MM SCREW | 93MM, 6 HOLES | 16 | No | Yes |  | No | N. A. | No | N. A. | No | Yes | No | Yes | M. L.: MFG/MD/2021/000369 |  | 1 | ADLER PRODUCTS\PLATES FOR LARGE SCREWS, ADLER\RECONSTRUCTION PLATES, 4.5 | 0 | Initial issue | N | BONE PLATES |  | 1 | No | Yes | Yes | Yes | N. A.
B0819 | B0819.07 | RECONSTRUCTION PLATE, ADLER, FOR 4.5MM SCREW, 109MM, 7 HOLES |  | B0819.00 | 01 | 2014-08-16 | N. A. | N. A. | N. A. | QPF/B0819 | 00 | 2007-09-20 | N. A. | N. A. | N. A. | PS/B0819 | 01 | 2017-03-03 | 2022-03-03 | N. A. | N. A. | B0819 | TMF-1 | IU/1 | Class C | FINISHED GOODS | ADLER™ | RECONSTRUCTION PLATE, FOR 4.5MM SCREW | 109MM, 7 HOLES | 16 | No | Yes |  | No | N. A. | No | N. A. | No | Yes | No | Yes | M. L.: MFG/MD/2021/000369 |  | 1 | ADLER PRODUCTS\PLATES FOR LARGE SCREWS, ADLER\RECONSTRUCTION PLATES, 4.5 | 0 | Initial issue | N | BONE PLATES |  | 1 | No | Yes | Yes | Yes | N. A.
B0819 | B0819.08 | RECONSTRUCTION PLATE, ADLER, FOR 4.5MM SCREW, 125MM, 8 HOLES |  | B0819.00 | 01 | 2014-08-16 | N. A. | N. A. | N. A. | QPF/B0819 | 00 | 2007-09-20 | N. A. | N. A. | N. A. | PS/B0819 | 01 | 2017-03-03 | 2022-03-03 | N. A. | N. A. | B0819 | TMF-1 | IU/1 | Class C | FINISHED GOODS | ADLER™ | RECONSTRUCTION PLATE, FOR 4.5MM SCREW | 125MM, 8 HOLES | 16 | No | Yes |  | No | N. A. | No | N. A. | No | Yes | No | Yes | M. L.: MFG/MD/2021/000369 |  | 1 | ADLER PRODUCTS\PLATES FOR LARGE SCREWS, ADLER\RECONSTRUCTION PLATES, 4.5 | 0 | Initial issue | N | BONE PLATES |  | 1 | No | Yes | Yes | Yes | N. A.
B0819 | B0819.09 | RECONSTRUCTION PLATE, ADLER, FOR 4.5MM SCREW, 141MM, 9 HOLES |  | B0819.00 | 01 | 2014-08-16 | N. A. | N. A. | N. A. | QPF/B0819 | 00 | 2007-09-20 | N. A. | N. A. | N. A. | PS/B0819 | 01 | 2017-03-03 | 2022-03-03 | N. A. | N. A. | B0819 | TMF-1 | IU/1 | Class C | FINISHED GOODS | ADLER™ | RECONSTRUCTION PLATE, FOR 4.5MM SCREW | 141MM, 9 HOLES | 16 | No | Yes |  | No | N. A. | No | N. A. | No | Yes | No | Yes | M. L.: MFG/MD/2021/000369 |  | 1 | ADLER PRODUCTS\PLATES FOR LARGE SCREWS, ADLER\RECONSTRUCTION PLATES, 4.5 | 0 | Initial issue | N | BONE PLATES |  | 1 | No | Yes | Yes | Yes | N. A.
B0819 | B0819.10 | RECONSTRUCTION PLATE, ADLER, FOR 4.5MM SCREW, 157MM, 10 HOLES |  | B0819.00 | 01 | 2014-08-16 | N. A. | N. A. | N. A. | QPF/B0819 | 00 | 2007-09-20 | N. A. | N. A. | N. A. | PS/B0819 | 01 | 2017-03-03 | 2022-03-03 | N. A. | N. A. | B0819 | TMF-1 | IU/1 | Class C | FINISHED GOODS | ADLER™ | RECONSTRUCTION PLATE, FOR 4.5MM SCREW | 157MM, 10 HOLES | 16 | No | Yes |  | No | N. A. | No | N. A. | No | Yes | No | Yes | M. L.: MFG/MD/2021/000369 |  | 1 | ADLER PRODUCTS\PLATES FOR LARGE SCREWS, ADLER\RECONSTRUCTION PLATES, 4.5 | 0 | Initial issue | N | BONE PLATES |  | 1 | No | Yes | Yes | Yes | N. A.
B0819 | B0819.11 | RECONSTRUCTION PLATE, ADLER, FOR 4.5MM SCREW, 173MM, 11 HOLES |  | B0819.00 | 01 | 2014-08-16 | N. A. | N. A. | N. A. | QPF/B0819 | 00 | 2007-09-20 | N. A. | N. A. | N. A. | PS/B0819 | 01 | 2017-03-03 | 2022-03-03 | N. A. | N. A. | B0819 | TMF-1 | IU/1 | Class C | FINISHED GOODS | ADLER™ | RECONSTRUCTION PLATE, FOR 4.5MM SCREW | 173MM, 11 HOLES | 16 | No | Yes |  | No | N. A. | No | N. A. | No | Yes | No | Yes | M. L.: MFG/MD/2021/000369 |  | 1 | ADLER PRODUCTS\PLATES FOR LARGE SCREWS, ADLER\RECONSTRUCTION PLATES, 4.5 | 0 | Initial issue | N | BONE PLATES |  | 1 | No | Yes | Yes | Yes | N. A.
B0819 | B0819.12 | RECONSTRUCTION PLATE, ADLER, FOR 4.5MM SCREW, 189MM, 12 HOLES |  | B0819.00 | 01 | 2014-08-16 | N. A. | N. A. | N. A. | QPF/B0819 | 00 | 2007-09-20 | N. A. | N. A. | N. A. | PS/B0819 | 01 | 2017-03-03 | 2022-03-03 | N. A. | N. A. | B0819 | TMF-1 | IU/1 | Class C | FINISHED GOODS | ADLER™ | RECONSTRUCTION PLATE, FOR 4.5MM SCREW | 189MM, 12 HOLES | 16 | No | Yes |  | No | N. A. | No | N. A. | No | Yes | No | Yes | M. L.: MFG/MD/2021/000369 |  | 1 | ADLER PRODUCTS\PLATES FOR LARGE SCREWS, ADLER\RECONSTRUCTION PLATES, 4.5 | 0 | Initial issue | N | BONE PLATES |  | 1 | No | Yes | Yes | Yes | N. A.
B0819 | B0819.13 | RECONSTRUCTION PLATE, ADLER, FOR 4.5MM SCREW, 205MM, 13 HOLES |  | B0819.00 | 01 | 2014-08-16 | N. A. | N. A. | N. A. | QPF/B0819 | 00 | 2007-09-20 | N. A. | N. A. | N. A. | PS/B0819 | 01 | 2017-03-03 | 2022-03-03 | N. A. | N. A. | B0819 | TMF-1 | IU/1 | Class C | FINISHED GOODS | ADLER™ | RECONSTRUCTION PLATE, FOR 4.5MM SCREW | 205MM, 13 HOLES | 16 | No | Yes |  | No | N. A. | No | N. A. | No | Yes | No | Yes | M. L.: MFG/MD/2021/000369 |  | 1 | ADLER PRODUCTS\PLATES FOR LARGE SCREWS, ADLER\RECONSTRUCTION PLATES, 4.5 | 0 | Initial issue | N | BONE PLATES |  | 1 | No | Yes | Yes | Yes | N. A.
B0819 | B0819.14 | RECONSTRUCTION PLATE, ADLER, FOR 4.5MM SCREW, 221MM, 14 HOLES |  | B0819.00 | 01 | 2014-08-16 | N. A. | N. A. | N. A. | QPF/B0819 | 00 | 2007-09-20 | N. A. | N. A. | N. A. | PS/B0819 | 01 | 2017-03-03 | 2022-03-03 | N. A. | N. A. | B0819 | TMF-1 | IU/1 | Class C | FINISHED GOODS | ADLER™ | RECONSTRUCTION PLATE, FOR 4.5MM SCREW | 221MM, 14 HOLES | 16 | No | Yes |  | No | N. A. | No | N. A. | No | Yes | No | Yes | M. L.: MFG/MD/2021/000369 |  | 1 | ADLER PRODUCTS\PLATES FOR LARGE SCREWS, ADLER\RECONSTRUCTION PLATES, 4.5 | 0 | Initial issue | Y | BONE PLATES |  | 1 | No | Yes | Yes | Yes | N. A.
B0819 | B0819.15 | RECONSTRUCTION PLATE, ADLER, FOR 4.5MM SCREW, 237MM, 15 HOLES |  | B0819.00 | 01 | 2014-08-16 | N. A. | N. A. | N. A. | QPF/B0819 | 00 | 2007-09-20 | N. A. | N. A. | N. A. | PS/B0819 | 01 | 2017-03-03 | 2022-03-03 | N. A. | N. A. | B0819 | TMF-1 | IU/1 | Class C | FINISHED GOODS | ADLER™ | RECONSTRUCTION PLATE, FOR 4.5MM SCREW | 237MM, 15 HOLES | 16 | No | Yes |  | No | N. A. | No | N. A. | No | Yes | No | Yes | M. L.: MFG/MD/2021/000369 |  | 1 | ADLER PRODUCTS\PLATES FOR LARGE SCREWS, ADLER\RECONSTRUCTION PLATES, 4.5 | 0 | Initial issue | N | BONE PLATES |  | 1 | No | Yes | Yes | Yes | N. A.
B0819 | B0819.16 | RECONSTRUCTION PLATE, ADLER, FOR 4.5MM SCREW, 253MM, 16 HOLES |  | B0819.00 | 01 | 2014-08-16 | N. A. | N. A. | N. A. | QPF/B0819 | 00 | 2007-09-20 | N. A. | N. A. | N. A. | PS/B0819 | 01 | 2017-03-03 | 2022-03-03 | N. A. | N. A. | B0819 | TMF-1 | IU/1 | Class C | FINISHED GOODS | ADLER™ | RECONSTRUCTION PLATE, FOR 4.5MM SCREW | 253MM, 16 HOLES | 16 | No | Yes |  | No | N. A. | No | N. A. | No | Yes | No | Yes | M. L.: MFG/MD/2021/000369 |  | 1 | ADLER PRODUCTS\PLATES FOR LARGE SCREWS, ADLER\RECONSTRUCTION PLATES, 4.5 | 0 | Initial issue | N | BONE PLATES |  | 1 | No | Yes | Yes | Yes | N. A.
B0820 | B0820.04 | SMALL SS-LC-DC PLATE, ADLER, 3.5MM, FOR RADIUS & ULNA, 51MM, 4 HOLES |  | B0820.00 | 06 | 2018-04-03 | N. A. | N. A. | N. A. | QPF/B0820 | 00 | 2008-01-19 | N. A. | N. A. | N. A. | PS/B0820 | 02 | 2018-02-22 | 2021-02-22 | 2019-12-01 | 44896 | B0820 | TMF-1 | IU/1 | Class C | FINISHED GOODS | ADLER™ | SMALL SS-LC-DC PLATE, 3.5MM | FOR RADIUS & ULNA, 51MM, 4 HOLES | 16 | No | Yes |  | No | N. A. | No | N. A. | No | Yes | No | Yes | M. L.: MFG/MD/2021/000369 |  | 1 | ADLER PRODUCTS\PLATES FOR SMALL SCREWS, ADLER\SMALL SS LC DCP | 0 | Initial issue | N | BONE PLATES |  | 1 | No | Yes | Yes | Yes | N. A.
B0820 | B0820.05 | SMALL SS-LC-DC PLATE, ADLER, 3.5MM, FOR RADIUS & ULNA, 64MM, 5 HOLES |  | B0820.00 | 06 | 2018-04-03 | N. A. | N. A. | N. A. | QPF/B0820 | 00 | 2008-01-19 | N. A. | N. A. | N. A. | PS/B0820 | 02 | 2018-02-22 | 2021-02-22 | 2019-12-01 | 44896 | B0820 | TMF-1 | IU/1 | Class C | FINISHED GOODS | ADLER™ | SMALL SS-LC-DC PLATE, 3.5MM | FOR RADIUS & ULNA, 64MM, 5 HOLES | 16 | No | Yes |  | No | N. A. | No | N. A. | No | Yes | No | Yes | M. L.: MFG/MD/2021/000369 |  | 1 | ADLER PRODUCTS\PLATES FOR SMALL SCREWS, ADLER\SMALL SS LC DCP | 0 | Initial issue | N | BONE PLATES |  | 1 | No | Yes | Yes | Yes | N. A.
B0820 | B0820.06 | SMALL SS-LC-DC PLATE, ADLER, 3.5MM, FOR RADIUS & ULNA, 77MM, 6 HOLES |  | B0820.00 | 06 | 2018-04-03 | N. A. | N. A. | N. A. | QPF/B0820 | 00 | 2008-01-19 | N. A. | N. A. | N. A. | PS/B0820 | 02 | 2018-02-22 | 2021-02-22 | 2019-12-01 | 44896 | B0820 | TMF-1 | IU/1 | Class C | FINISHED GOODS | ADLER™ | SMALL SS-LC-DC PLATE, 3.5MM | FOR RADIUS & ULNA, 77MM, 6 HOLES | 16 | No | Yes |  | No | N. A. | No | N. A. | No | Yes | No | Yes | M. L.: MFG/MD/2021/000369 |  | 1 | ADLER PRODUCTS\PLATES FOR SMALL SCREWS, ADLER\SMALL SS LC DCP | 0 | Initial issue | N | BONE PLATES |  | 1 | No | Yes | Yes | Yes | N. A.
B0820 | B0820.07 | SMALL SS-LC-DC PLATE, ADLER, 3.5MM, FOR RADIUS & ULNA, 90MM, 7 HOLES |  | B0820.00 | 06 | 2018-04-03 | N. A. | N. A. | N. A. | QPF/B0820 | 00 | 2008-01-19 | N. A. | N. A. | N. A. | PS/B0820 | 02 | 2018-02-22 | 2021-02-22 | 2019-12-01 | 44896 | B0820 | TMF-1 | IU/1 | Class C | FINISHED GOODS | ADLER™ | SMALL SS-LC-DC PLATE, 3.5MM | FOR RADIUS & ULNA, 90MM, 7 HOLES | 16 | No | Yes |  | No | N. A. | No | N. A. | No | Yes | No | Yes | M. L.: MFG/MD/2021/000369 |  | 1 | ADLER PRODUCTS\PLATES FOR SMALL SCREWS, ADLER\SMALL SS LC DCP | 0 | Initial issue | N | BONE PLATES |  | 1 | No | Yes | Yes | Yes | N. A.
B0820 | B0820.08 | SMALL SS-LC-DC PLATE, ADLER, 3.5MM, FOR RADIUS & ULNA, 103MM, 8 HOLES |  | B0820.00 | 06 | 2018-04-03 | N. A. | N. A. | N. A. | QPF/B0820 | 00 | 2008-01-19 | N. A. | N. A. | N. A. | PS/B0820 | 02 | 2018-02-22 | 2021-02-22 | 2019-12-01 | 44896 | B0820 | TMF-1 | IU/1 | Class C | FINISHED GOODS | ADLER™ | SMALL SS-LC-DC PLATE, 3.5MM | FOR RADIUS & ULNA, 103MM, 8 HOLES | 16 | No | Yes |  | No | N. A. | No | N. A. | No | Yes | No | Yes | M. L.: MFG/MD/2021/000369 |  | 1 | ADLER PRODUCTS\PLATES FOR SMALL SCREWS, ADLER\SMALL SS LC DCP | 0 | Initial issue | N | BONE PLATES |  | 1 | No | Yes | Yes | Yes | N. A.
B0820 | B0820.09 | SMALL SS-LC-DC PLATE, ADLER, 3.5MM, FOR RADIUS & ULNA, 116MM, 9 HOLES |  | B0820.00 | 06 | 2018-04-03 | N. A. | N. A. | N. A. | QPF/B0820 | 00 | 2008-01-19 | N. A. | N. A. | N. A. | PS/B0820 | 02 | 2018-02-22 | 2021-02-22 | 2019-12-01 | 44896 | B0820 | TMF-1 | IU/1 | Class C | FINISHED GOODS | ADLER™ | SMALL SS-LC-DC PLATE, 3.5MM | FOR RADIUS & ULNA, 116MM, 9 HOLES | 16 | No | Yes |  | No | N. A. | No | N. A. | No | Yes | No | Yes | M. L.: MFG/MD/2021/000369 |  | 1 | ADLER PRODUCTS\PLATES FOR SMALL SCREWS, ADLER\SMALL SS LC DCP | 0 | Initial issue | N | BONE PLATES |  | 1 | No | Yes | Yes | Yes | N. A.
B0820 | B0820.10 | SMALL SS-LC-DC PLATE, ADLER, 3.5MM, FOR RADIUS & ULNA, 129MM, 10 HOLES |  | B0820.00 | 06 | 2018-04-03 | N. A. | N. A. | N. A. | QPF/B0820 | 00 | 2008-01-19 | N. A. | N. A. | N. A. | PS/B0820 | 02 | 2018-02-22 | 2021-02-22 | 2019-12-01 | 44896 | B0820 | TMF-1 | IU/1 | Class C | FINISHED GOODS | ADLER™ | SMALL SS-LC-DC PLATE, 3.5MM | FOR RADIUS & ULNA, 129MM, 10 HOLES | 16 | No | Yes |  | No | N. A. | No | N. A. | No | Yes | No | Yes | M. L.: MFG/MD/2021/000369 |  | 1 | ADLER PRODUCTS\PLATES FOR SMALL SCREWS, ADLER\SMALL SS LC DCP | 0 | Initial issue | N | BONE PLATES |  | 1 | No | Yes | Yes | Yes | N. A.
B0820 | B0820.11 | SMALL SS-LC-DC PLATE, ADLER, 3.5MM, FOR RADIUS & ULNA, 142MM, 11 HOLES |  | B0820.00 | 06 | 2018-04-03 | N. A. | N. A. | N. A. | QPF/B0820 | 00 | 2008-01-19 | N. A. | N. A. | N. A. | PS/B0820 | 02 | 2018-02-22 | 2021-02-22 | 2019-12-01 | 44896 | B0820 | TMF-1 | IU/1 | Class C | FINISHED GOODS | ADLER™ | SMALL SS-LC-DC PLATE, 3.5MM | FOR RADIUS & ULNA, 142MM, 11 HOLES | 16 | No | Yes |  | No | N. A. | No | N. A. | No | Yes | No | Yes | M. L.: MFG/MD/2021/000369 |  | 1 | ADLER PRODUCTS\PLATES FOR SMALL SCREWS, ADLER\SMALL SS LC DCP | 0 | Initial issue | N | BONE PLATES |  | 1 | No | Yes | Yes | Yes | N. A.
B0820 | B0820.12 | SMALL SS-LC-DC PLATE, ADLER, 3.5MM, FOR RADIUS & ULNA, 155MM, 12 HOLES |  | B0820.00 | 06 | 2018-04-03 | N. A. | N. A. | N. A. | QPF/B0820 | 00 | 2008-01-19 | N. A. | N. A. | N. A. | PS/B0820 | 02 | 2018-02-22 | 2021-02-22 | 2019-12-01 | 44896 | B0820 | TMF-1 | IU/1 | Class C | FINISHED GOODS | ADLER™ | SMALL SS-LC-DC PLATE, 3.5MM | FOR RADIUS & ULNA, 155MM, 12 HOLES | 16 | No | Yes |  | No | N. A. | No | N. A. | No | Yes | No | Yes | M. L.: MFG/MD/2021/000369 |  | 1 | ADLER PRODUCTS\PLATES FOR SMALL SCREWS, ADLER\SMALL SS LC DCP | 0 | Initial issue | N | BONE PLATES |  | 1 | No | Yes | Yes | Yes | N. A.
B0821 | B0821.02 | ONE THIRD TUBULAR PLATE, WITH COLLAR, ADLER, 28MM, 2 HOLES |  | B0821.00 | 01 | 2009-12-02 | N. A. | N. A. | N. A. | QPF/B0821 | 01 | 2008-05-14 | N. A. | N. A. | N. A. | PS/B0821 | 03 | 2018-09-07 | 2021-09-07 | 2019-12-01 | 44896 | B0821 | TMF-1 | IU/1 | Class C | FINISHED GOODS | ADLER™ | ONE THIRD TUBULAR PLATE | WITH COLLAR 28MM, 2 HOLES | 16 | No | Yes |  | No | N. A. | No | N. A. | No | Yes | No | Yes | M. L.: MFG/MD/2021/000369 |  | 1 | ADLER PRODUCTS\PLATES FOR SMALL SCREWS, ADLER\ONE-THIRD TUBULAR PLATES, ADLER | 0 | Initial issue | Y | BONE PLATES |  | 1 | No | Yes | Yes | Yes | N. A.
B0821 | B0821.03 | ONE THIRD TUBULAR PLATE, WITH COLLAR, ADLER, 40MM, 3 HOLES |  | B0821.00 | 01 | 2009-12-02 | N. A. | N. A. | N. A. | QPF/B0821 | 01 | 2008-05-14 | N. A. | N. A. | N. A. | PS/B0821 | 03 | 2018-09-07 | 2021-09-07 | 2019-12-01 | 44896 | B0821 | TMF-1 | IU/1 | Class C | FINISHED GOODS | ADLER™ | ONE THIRD TUBULAR PLATE | WITH COLLAR 40MM, 3 HOLES | 16 | No | Yes |  | No | N. A. | No | N. A. | No | Yes | No | Yes | M. L.: MFG/MD/2021/000369 |  | 1 | ADLER PRODUCTS\PLATES FOR SMALL SCREWS, ADLER\ONE-THIRD TUBULAR PLATES, ADLER | 0 | Initial issue | N | BONE PLATES |  | 1 | No | Yes | Yes | Yes | N. A.
B0821 | B0821.04 | ONE THIRD TUBULAR PLATE, WITH COLLAR, ADLER, 52MM, 4 HOLES |  | B0821.00 | 01 | 2009-12-02 | N. A. | N. A. | N. A. | QPF/B0821 | 01 | 2008-05-14 | N. A. | N. A. | N. A. | PS/B0821 | 03 | 2018-09-07 | 2021-09-07 | 2019-12-01 | 44896 | B0821 | TMF-1 | IU/1 | Class C | FINISHED GOODS | ADLER™ | ONE THIRD TUBULAR PLATE | WITH COLLAR 52MM, 4 HOLES | 16 | No | Yes |  | No | N. A. | No | N. A. | No | Yes | No | Yes | M. L.: MFG/MD/2021/000369 |  | 1 | ADLER PRODUCTS\PLATES FOR SMALL SCREWS, ADLER\ONE-THIRD TUBULAR PLATES, ADLER | 0 | Initial issue | N | BONE PLATES |  | 1 | No | Yes | Yes | Yes | N. A.
B0821 | B0821.05 | ONE THIRD TUBULAR PLATE, WITH COLLAR, ADLER, 64MM, 5 HOLES |  | B0821.00 | 01 | 2009-12-02 | N. A. | N. A. | N. A. | QPF/B0821 | 01 | 2008-05-14 | N. A. | N. A. | N. A. | PS/B0821 | 03 | 2018-09-07 | 2021-09-07 | 2019-12-01 | 44896 | B0821 | TMF-1 | IU/1 | Class C | FINISHED GOODS | ADLER™ | ONE THIRD TUBULAR PLATE | WITH COLLAR 64MM, 5 HOLES | 16 | No | Yes |  | No | N. A. | No | N. A. | No | Yes | No | Yes | M. L.: MFG/MD/2021/000369 |  | 1 | ADLER PRODUCTS\PLATES FOR SMALL SCREWS, ADLER\ONE-THIRD TUBULAR PLATES, ADLER | 0 | Initial issue | N | BONE PLATES |  | 1 | No | Yes | Yes | Yes | N. A.
B0821 | B0821.06 | ONE THIRD TUBULAR PLATE, WITH COLLAR, ADLER, 76MM, 6 HOLES |  | B0821.00 | 01 | 2009-12-02 | N. A. | N. A. | N. A. | QPF/B0821 | 01 | 2008-05-14 | N. A. | N. A. | N. A. | PS/B0821 | 03 | 2018-09-07 | 2021-09-07 | 2019-12-01 | 44896 | B0821 | TMF-1 | IU/1 | Class C | FINISHED GOODS | ADLER™ | ONE THIRD TUBULAR PLATE | WITH COLLAR 76MM, 6 HOLES | 16 | No | Yes |  | No | N. A. | No | N. A. | No | Yes | No | Yes | M. L.: MFG/MD/2021/000369 |  | 1 | ADLER PRODUCTS\PLATES FOR SMALL SCREWS, ADLER\ONE-THIRD TUBULAR PLATES, ADLER | 0 | Initial issue | N | BONE PLATES |  | 1 | No | Yes | Yes | Yes | N. A.
B0821 | B0821.07 | ONE THIRD TUBULAR PLATE, WITH COLLAR, ADLER, 88MM, 7 HOLES |  | B0821.00 | 01 | 2009-12-02 | N. A. | N. A. | N. A. | QPF/B0821 | 01 | 2008-05-14 | N. A. | N. A. | N. A. | PS/B0821 | 03 | 2018-09-07 | 2021-09-07 | 2019-12-01 | 44896 | B0821 | TMF-1 | IU/1 | Class C | FINISHED GOODS | ADLER™ | ONE THIRD TUBULAR PLATE | WITH COLLAR 88MM, 7 HOLES | 16 | No | Yes |  | No | N. A. | No | N. A. | No | Yes | No | Yes | M. L.: MFG/MD/2021/000369 |  | 1 | ADLER PRODUCTS\PLATES FOR SMALL SCREWS, ADLER\ONE-THIRD TUBULAR PLATES, ADLER | 0 | Initial issue | N | BONE PLATES |  | 1 | No | Yes | Yes | Yes | N. A.
B0821 | B0821.08 | ONE THIRD TUBULAR PLATE, WITH COLLAR, ADLER, 100MM, 8 HOLES |  | B0821.00 | 01 | 2009-12-02 | N. A. | N. A. | N. A. | QPF/B0821 | 01 | 2008-05-14 | N. A. | N. A. | N. A. | PS/B0821 | 03 | 2018-09-07 | 2021-09-07 | 2019-12-01 | 44896 | B0821 | TMF-1 | IU/1 | Class C | FINISHED GOODS | ADLER™ | ONE THIRD TUBULAR PLATE | WITH COLLAR 100MM, 8 HOLES | 16 | No | Yes |  | No | N. A. | No | N. A. | No | Yes | No | Yes | M. L.: MFG/MD/2021/000369 |  | 1 | ADLER PRODUCTS\PLATES FOR SMALL SCREWS, ADLER\ONE-THIRD TUBULAR PLATES, ADLER | 0 | Initial issue | N | BONE PLATES |  | 1 | No | Yes | Yes | Yes | N. A.
B0821 | B0821.09 | ONE THIRD TUBULAR PLATE, WITH COLLAR, ADLER, 112MM, 9 HOLES |  | B0821.00 | 01 | 2009-12-02 | N. A. | N. A. | N. A. | QPF/B0821 | 01 | 2008-05-14 | N. A. | N. A. | N. A. | PS/B0821 | 03 | 2018-09-07 | 2021-09-07 | 2019-12-01 | 44896 | B0821 | TMF-1 | IU/1 | Class C | FINISHED GOODS | ADLER™ | ONE THIRD TUBULAR PLATE | WITH COLLAR 112MM, 9 HOLES | 16 | No | Yes |  | No | N. A. | No | N. A. | No | Yes | No | Yes | M. L.: MFG/MD/2021/000369 |  | 1 | ADLER PRODUCTS\PLATES FOR SMALL SCREWS, ADLER\ONE-THIRD TUBULAR PLATES, ADLER | 0 | Initial issue | N | BONE PLATES |  | 1 | No | Yes | Yes | Yes | N. A.
B0821 | B0821.10 | ONE THIRD TUBULAR PLATE, WITH COLLAR, ADLER, 124MM, 10 HOLES |  | B0821.00 | 01 | 2009-12-02 | N. A. | N. A. | N. A. | QPF/B0821 | 01 | 2008-05-14 | N. A. | N. A. | N. A. | PS/B0821 | 03 | 2018-09-07 | 2021-09-07 | 2019-12-01 | 44896 | B0821 | TMF-1 | IU/1 | Class C | FINISHED GOODS | ADLER™ | ONE THIRD TUBULAR PLATE | WITH COLLAR 124MM, 10 HOLES | 16 | No | Yes |  | No | N. A. | No | N. A. | No | Yes | No | Yes | M. L.: MFG/MD/2021/000369 |  | 1 | ADLER PRODUCTS\PLATES FOR SMALL SCREWS, ADLER\ONE-THIRD TUBULAR PLATES, ADLER | 0 | Initial issue | Y | BONE PLATES |  | 1 | No | Yes | Yes | Yes | N. A.
B0821 | B0821.12 | ONE THIRD TUBULAR PLATE, WITH COLLAR, ADLER, 148MM, 12 HOLES |  | B0821.00 | 01 | 2009-12-02 | N. A. | N. A. | N. A. | QPF/B0821 | 01 | 2008-05-14 | N. A. | N. A. | N. A. | PS/B0821 | 03 | 2018-09-07 | 2021-09-07 | 2019-12-01 | 44896 | B0821 | TMF-1 | IU/1 | Class C | FINISHED GOODS | ADLER™ | ONE THIRD TUBULAR PLATE | WITH COLLAR 148MM, 12 HOLES | 16 | No | Yes |  | No | N. A. | No | N. A. | No | Yes | No | Yes | M. L.: MFG/MD/2021/000369 |  | 1 | ADLER PRODUCTS\PLATES FOR SMALL SCREWS, ADLER\ONE-THIRD TUBULAR PLATES, ADLER | 0 | Initial issue | Y | BONE PLATES |  | 1 | No | Yes | Yes | Yes | N. A.
B0823 | B0823.1022 | CERVIEDGE ANTERIOR CERVICAL PLATE, TITANIUM, 22MM, LEVEL 1 |  | B0823.1022 | 00 | 2007-06-10 | N. A. | N. A. | N. A. | QPF/B0823 | 00 | 2007-05-05 | N. A. | N. A. | N. A. | PS/B0823 | 00 | 2007-06-09 | N. A. | N. A. | N. A. | B0823 | TMF-1 | IU/2 | Class C | FINISHED GOODS | CERVIEDGE™ | ANTERIOR CERVICAL PLATE | TITANIUM, 22MM, LEVEL 1 | 16 | No | Yes |  | No | N. A. | No | N. A. | No | Yes | No | Yes | M. L.: MFG/MD/2021/000369 |  | 1 | SPINE PRODUCTS\CERVIEDGE SYSTEM\PLATES | 0 | Initial issue | N | SPINE IMPLANTS |  | 1 | No | Yes | Yes | Yes | N. A.
B0823 | B0823.1024 | CERVIEDGE ANTERIOR CERVICAL PLATE, TITANIUM, 24MM, LEVEL 1 |  | B0823.1024 | 00 | 2007-06-10 | N. A. | N. A. | N. A. | QPF/B0823 | 00 | 2007-05-05 | N. A. | N. A. | N. A. | PS/B0823 | 00 | 2007-06-09 | N. A. | N. A. | N. A. | B0823 | TMF-1 | IU/2 | Class C | FINISHED GOODS | CERVIEDGE™ | ANTERIOR CERVICAL PLATE | TITANIUM, 24MM, LEVEL 1 | 16 | No | Yes |  | No | N. A. | No | N. A. | No | Yes | No | Yes | M. L.: MFG/MD/2021/000369 |  | 1 | SPINE PRODUCTS\CERVIEDGE SYSTEM\PLATES | 0 | Initial issue | N | SPINE IMPLANTS |  | 1 | No | Yes | Yes | Yes | N. A.
B0823 | B0823.1026 | CERVIEDGE ANTERIOR CERVICAL PLATE, TITANIUM, 26MM, LEVEL 1 |  | B0823.1026 | 00 | 2007-06-10 | N. A. | N. A. | N. A. | QPF/B0823 | 00 | 2007-05-05 | N. A. | N. A. | N. A. | PS/B0823 | 00 | 2007-06-09 | N. A. | N. A. | N. A. | B0823 | TMF-1 | IU/2 | Class C | FINISHED GOODS | CERVIEDGE™ | ANTERIOR CERVICAL PLATE | TITANIUM, 26MM, LEVEL 1 | 16 | No | Yes |  | No | N. A. | No | N. A. | No | Yes | No | Yes | M. L.: MFG/MD/2021/000369 |  | 1 | SPINE PRODUCTS\CERVIEDGE SYSTEM\PLATES | 0 | Initial issue | Y | SPINE IMPLANTS |  | 1 | No | Yes | Yes | Yes | N. A.
B0823 | B0823.1028 | CERVIEDGE ANTERIOR CERVICAL PLATE, TITANIUM, 28MM, LEVEL 1 |  | B0823.1028 | 00 | 2007-06-10 | N. A. | N. A. | N. A. | QPF/B0823 | 00 | 2007-05-05 | N. A. | N. A. | N. A. | PS/B0823 | 00 | 2007-06-09 | N. A. | N. A. | N. A. | B0823 | TMF-1 | IU/2 | Class C | FINISHED GOODS | CERVIEDGE™ | ANTERIOR CERVICAL PLATE | TITANIUM, 28MM, LEVEL 1 | 16 | No | Yes |  | No | N. A. | No | N. A. | No | Yes | No | Yes | M. L.: MFG/MD/2021/000369 |  | 1 | SPINE PRODUCTS\CERVIEDGE SYSTEM\PLATES | 0 | Initial issue | N | SPINE IMPLANTS |  | 1 | No | Yes | Yes | Yes | N. A.
B0823 | B0823.1030 | CERVIEDGE ANTERIOR CERVICAL PLATE, TITANIUM, 30MM, LEVEL 1 |  | B0823.1030 | 00 | 2007-06-10 | N. A. | N. A. | N. A. | QPF/B0823 | 00 | 2007-05-05 | N. A. | N. A. | N. A. | PS/B0823 | 00 | 2007-06-09 | N. A. | N. A. | N. A. | B0823 | TMF-1 | IU/2 | Class C | FINISHED GOODS | CERVIEDGE™ | ANTERIOR CERVICAL PLATE | TITANIUM, 30MM, LEVEL 1 | 16 | No | Yes |  | No | N. A. | No | N. A. | No | Yes | No | Yes | M. L.: MFG/MD/2021/000369 |  | 1 | SPINE PRODUCTS\CERVIEDGE SYSTEM\PLATES | 0 | Initial issue | N | SPINE IMPLANTS |  | 1 | No | Yes | Yes | Yes | N. A.
B0823 | B0823.1032 | CERVIEDGE ANTERIOR CERVICAL PLATE, TITANIUM, 32MM, LEVEL 1 |  | B0823.1032 | 00 | 2007-06-10 | N. A. | N. A. | N. A. | QPF/B0823 | 00 | 2007-05-05 | N. A. | N. A. | N. A. | PS/B0823 | 00 | 2007-06-09 | N. A. | N. A. | N. A. | B0823 | TMF-1 | IU/2 | Class C | FINISHED GOODS | CERVIEDGE™ | ANTERIOR CERVICAL PLATE | TITANIUM, 32MM, LEVEL 1 | 16 | No | Yes |  | No | N. A. | No | N. A. | No | Yes | No | Yes | M. L.: MFG/MD/2021/000369 |  | 1 | SPINE PRODUCTS\CERVIEDGE SYSTEM\PLATES | 0 | Initial issue | N | SPINE IMPLANTS |  | 1 | No | Yes | Yes | Yes | N. A.
B0823 | B0823.1034 | CERVIEDGE ANTERIOR CERVICAL PLATE, TITANIUM, 34MM, LEVEL 1 |  | B0823.1034 | 00 | 2007-06-10 | N. A. | N. A. | N. A. | QPF/B0823 | 00 | 2007-05-05 | N. A. | N. A. | N. A. | PS/B0823 | 00 | 2007-06-09 | N. A. | N. A. | N. A. | B0823 | TMF-1 | IU/2 | Class C | FINISHED GOODS | CERVIEDGE™ | ANTERIOR CERVICAL PLATE | TITANIUM, 34MM, LEVEL 1 | 16 | No | Yes |  | No | N. A. | No | N. A. | No | Yes | No | Yes | M. L.: MFG/MD/2021/000369 |  | 1 | SPINE PRODUCTS\CERVIEDGE SYSTEM\PLATES | 0 | Initial issue | N | SPINE IMPLANTS |  | 1 | No | Yes | Yes | Yes | N. A.
B0823 | B0823.2036 | CERVIEDGE ANTERIOR CERVICAL PLATE, TITANIUM, 36MM, LEVEL 2 |  | B0823.2036 | 00 | 2007-06-10 | N. A. | N. A. | N. A. | QPF/B0823 | 00 | 2007-05-05 | N. A. | N. A. | N. A. | PS/B0823 | 00 | 2007-06-09 | N. A. | N. A. | N. A. | B0823 | TMF-1 | IU/2 | Class C | FINISHED GOODS | CERVIEDGE™ | ANTERIOR CERVICAL PLATE | TITANIUM, 36MM, LEVEL 2 | 16 | No | Yes |  | No | N. A. | No | N. A. | No | Yes | No | Yes | M. L.: MFG/MD/2021/000369 |  | 1 | SPINE PRODUCTS\CERVIEDGE SYSTEM\PLATES | 0 | Initial issue | N | SPINE IMPLANTS |  | 1 | No | Yes | Yes | Yes | N. A.
B0823 | B0823.2039 | CERVIEDGE ANTERIOR CERVICAL PLATE, TITANIUM, 39MM, LEVEL 2 |  | B0823.2039 | 00 | 2007-06-10 | N. A. | N. A. | N. A. | QPF/B0823 | 00 | 2007-05-05 | N. A. | N. A. | N. A. | PS/B0823 | 00 | 2007-06-09 | N. A. | N. A. | N. A. | B0823 | TMF-1 | IU/2 | Class C | FINISHED GOODS | CERVIEDGE™ | ANTERIOR CERVICAL PLATE | TITANIUM, 39MM, LEVEL 2 | 16 | No | Yes |  | No | N. A. | No | N. A. | No | Yes | No | Yes | M. L.: MFG/MD/2021/000369 |  | 1 | SPINE PRODUCTS\CERVIEDGE SYSTEM\PLATES | 0 | Initial issue | Y | SPINE IMPLANTS |  | 1 | No | Yes | Yes | Yes | N. A.
B0823 | B0823.2042 | CERVIEDGE ANTERIOR CERVICAL PLATE, TITANIUM, 42MM, LEVEL 2 |  | B0823.2042 | 00 | 2007-06-10 | N. A. | N. A. | N. A. | QPF/B0823 | 00 | 2007-05-05 | N. A. | N. A. | N. A. | PS/B0823 | 00 | 2007-06-09 | N. A. | N. A. | N. A. | B0823 | TMF-1 | IU/2 | Class C | FINISHED GOODS | CERVIEDGE™ | ANTERIOR CERVICAL PLATE | TITANIUM, 42MM, LEVEL 2 | 16 | No | Yes |  | No | N. A. | No | N. A. | No | Yes | No | Yes | M. L.: MFG/MD/2021/000369 |  | 1 | SPINE PRODUCTS\CERVIEDGE SYSTEM\PLATES | 0 | Initial issue | N | SPINE IMPLANTS |  | 1 | No | Yes | Yes | Yes | N. A.
B0823 | B0823.2045 | CERVIEDGE ANTERIOR CERVICAL PLATE, TITANIUM, 45MM, LEVEL 2 |  | B0823.2045 | 00 | 2007-06-10 | N. A. | N. A. | N. A. | QPF/B0823 | 00 | 2007-05-05 | N. A. | N. A. | N. A. | PS/B0823 | 00 | 2007-06-09 | N. A. | N. A. | N. A. | B0823 | TMF-1 | IU/2 | Class C | FINISHED GOODS | CERVIEDGE™ | ANTERIOR CERVICAL PLATE | TITANIUM, 45MM, LEVEL 2 | 16 | No | Yes |  | No | N. A. | No | N. A. | No | Yes | No | Yes | M. L.: MFG/MD/2021/000369 |  | 1 | SPINE PRODUCTS\CERVIEDGE SYSTEM\PLATES | 0 | Initial issue | N | SPINE IMPLANTS |  | 1 | No | Yes | Yes | Yes | N. A.
B0823 | B0823.2048 | CERVIEDGE ANTERIOR CERVICAL PLATE, TITANIUM, 48MM, LEVEL 2 |  | B0823.2048 | 00 | 2007-06-10 | N. A. | N. A. | N. A. | QPF/B0823 | 00 | 2007-05-05 | N. A. | N. A. | N. A. | PS/B0823 | 00 | 2007-06-09 | N. A. | N. A. | N. A. | B0823 | TMF-1 | IU/2 | Class C | FINISHED GOODS | CERVIEDGE™ | ANTERIOR CERVICAL PLATE | TITANIUM, 48MM, LEVEL 2 | 16 | No | Yes |  | No | N. A. | No | N. A. | No | Yes | No | Yes | M. L.: MFG/MD/2021/000369 |  | 1 | SPINE PRODUCTS\CERVIEDGE SYSTEM\PLATES | 0 | Initial issue | N | SPINE IMPLANTS |  | 1 | No | Yes | Yes | Yes | N. A.
B0823 | B0823.2051 | CERVIEDGE ANTERIOR CERVICAL PLATE, TITANIUM, 51MM, LEVEL 2 |  | B0823.2051 | 00 | 2007-06-10 | N. A. | N. A. | N. A. | QPF/B0823 | 00 | 2007-05-05 | N. A. | N. A. | N. A. | PS/B0823 | 00 | 2007-06-09 | N. A. | N. A. | N. A. | B0823 | TMF-1 | IU/2 | Class C | FINISHED GOODS | CERVIEDGE™ | ANTERIOR CERVICAL PLATE | TITANIUM, 51MM, LEVEL 2 | 16 | No | Yes |  | No | N. A. | No | N. A. | No | Yes | No | Yes | M. L.: MFG/MD/2021/000369 |  | 1 | SPINE PRODUCTS\CERVIEDGE SYSTEM\PLATES | 0 | Initial issue | N | SPINE IMPLANTS |  | 1 | No | Yes | Yes | Yes | N. A.
B0823 | B0823.2054 | CERVIEDGE ANTERIOR CERVICAL PLATE, TITANIUM, 54MM, LEVEL 2 |  | B0823.2054 | 00 | 2007-06-10 | N. A. | N. A. | N. A. | QPF/B0823 | 00 | 2007-05-05 | N. A. | N. A. | N. A. | PS/B0823 | 00 | 2007-06-09 | N. A. | N. A. | N. A. | B0823 | TMF-1 | IU/2 | Class C | FINISHED GOODS | CERVIEDGE™ | ANTERIOR CERVICAL PLATE | TITANIUM, 54MM, LEVEL 2 | 16 | No | Yes |  | No | N. A. | No | N. A. | No | Yes | No | Yes | M. L.: MFG/MD/2021/000369 |  | 1 | SPINE PRODUCTS\CERVIEDGE SYSTEM\PLATES | 0 | Initial issue | N | SPINE IMPLANTS |  | 1 | No | Yes | Yes | Yes | N. A.
B0823 | B0823.3053 | CERVIEDGE ANTERIOR CERVICAL PLATE, TITANIUM, 53MM, LEVEL 3 |  | B0823.3053 | 00 | 2007-06-10 | N. A. | N. A. | N. A. | QPF/B0823 | 00 | 2007-05-05 | N. A. | N. A. | N. A. | PS/B0823 | 00 | 2007-06-09 | N. A. | N. A. | N. A. | B0823 | TMF-1 | IU/2 | Class C | FINISHED GOODS | CERVIEDGE™ | ANTERIOR CERVICAL PLATE | TITANIUM, 53MM, LEVEL 3 | 16 | No | Yes |  | No | N. A. | No | N. A. | No | Yes | No | Yes | M. L.: MFG/MD/2021/000369 |  | 1 | SPINE PRODUCTS\CERVIEDGE SYSTEM\PLATES | 0 | Initial issue | N | SPINE IMPLANTS |  | 1 | No | Yes | Yes | Yes | N. A.
B0823 | B0823.3056 | CERVIEDGE ANTERIOR CERVICAL PLATE, TITANIUM, 56MM, LEVEL 3 |  | B0823.3056 | 00 | 2007-06-10 | N. A. | N. A. | N. A. | QPF/B0823 | 00 | 2007-05-05 | N. A. | N. A. | N. A. | PS/B0823 | 00 | 2007-06-09 | N. A. | N. A. | N. A. | B0823 | TMF-1 | IU/2 | Class C | FINISHED GOODS | CERVIEDGE™ | ANTERIOR CERVICAL PLATE | TITANIUM, 56MM, LEVEL 3 | 16 | No | Yes |  | No | N. A. | No | N. A. | No | Yes | No | Yes | M. L.: MFG/MD/2021/000369 |  | 1 | SPINE PRODUCTS\CERVIEDGE SYSTEM\PLATES | 0 | Initial issue | N | SPINE IMPLANTS |  | 1 | No | Yes | Yes | Yes | N. A.
B0823 | B0823.3059 | CERVIEDGE ANTERIOR CERVICAL PLATE, TITANIUM, 59MM, LEVEL 3 |  | B0823.3059 | 00 | 2007-06-10 | N. A. | N. A. | N. A. | QPF/B0823 | 00 | 2007-05-05 | N. A. | N. A. | N. A. | PS/B0823 | 00 | 2007-06-09 | N. A. | N. A. | N. A. | B0823 | TMF-1 | IU/2 | Class C | FINISHED GOODS | CERVIEDGE™ | ANTERIOR CERVICAL PLATE | TITANIUM, 59MM, LEVEL 3 | 16 | No | Yes |  | No | N. A. | No | N. A. | No | Yes | No | Yes | M. L.: MFG/MD/2021/000369 |  | 1 | SPINE PRODUCTS\CERVIEDGE SYSTEM\PLATES | 0 | Initial issue | N | SPINE IMPLANTS |  | 1 | No | Yes | Yes | Yes | N. A.
B0823 | B0823.3062 | CERVIEDGE ANTERIOR CERVICAL PLATE, TITANIUM, 62MM, LEVEL 3 |  | B0823.3062 | 00 | 2007-06-10 | N. A. | N. A. | N. A. | QPF/B0823 | 00 | 2007-05-05 | N. A. | N. A. | N. A. | PS/B0823 | 00 | 2007-06-09 | N. A. | N. A. | N. A. | B0823 | TMF-1 | IU/2 | Class C | FINISHED GOODS | CERVIEDGE™ | ANTERIOR CERVICAL PLATE | TITANIUM, 62MM, LEVEL 3 | 16 | No | Yes |  | No | N. A. | No | N. A. | No | Yes | No | Yes | M. L.: MFG/MD/2021/000369 |  | 1 | SPINE PRODUCTS\CERVIEDGE SYSTEM\PLATES | 0 | Initial issue | N | SPINE IMPLANTS |  | 1 | No | Yes | Yes | Yes | N. A.
B0823 | B0823.3065 | CERVIEDGE ANTERIOR CERVICAL PLATE, TITANIUM, 65MM, LEVEL 3 |  | B0823.3065 | 00 | 2007-06-10 | N. A. | N. A. | N. A. | QPF/B0823 | 00 | 2007-05-05 | N. A. | N. A. | N. A. | PS/B0823 | 00 | 2007-06-09 | N. A. | N. A. | N. A. | B0823 | TMF-1 | IU/2 | Class C | FINISHED GOODS | CERVIEDGE™ | ANTERIOR CERVICAL PLATE | TITANIUM, 65MM, LEVEL 3 | 16 | No | Yes |  | No | N. A. | No | N. A. | No | Yes | No | Yes | M. L.: MFG/MD/2021/000369 |  | 1 | SPINE PRODUCTS\CERVIEDGE SYSTEM\PLATES | 0 | Initial issue | N | SPINE IMPLANTS |  | 1 | No | Yes | Yes | Yes | N. A.
B0823 | B0823.3071 | CERVIEDGE ANTERIOR CERVICAL PLATE, TITANIUM, 71MM, LEVEL 3 |  | B0823.3071 | 00 | 2007-06-10 | N. A. | N. A. | N. A. | QPF/B0823 | 00 | 2007-05-05 | N. A. | N. A. | N. A. | PS/B0823 | 00 | 2007-06-09 | N. A. | N. A. | N. A. | B0823 | TMF-1 | IU/2 | Class C | FINISHED GOODS | CERVIEDGE™ | ANTERIOR CERVICAL PLATE | TITANIUM, 71MM, LEVEL 3 | 16 | No | Yes |  | No | N. A. | No | N. A. | No | Yes | No | Yes | M. L.: MFG/MD/2021/000369 |  | 1 | SPINE PRODUCTS\CERVIEDGE SYSTEM\PLATES | 0 | Initial issue | N | SPINE IMPLANTS |  | 1 | No | Yes | Yes | Yes | N. A.
B0823 | B0823.3074 | CERVIEDGE ANTERIOR CERVICAL PLATE, TITANIUM, 74MM, LEVEL 3 |  | B0823.3074 | 00 | 2007-06-10 | N. A. | N. A. | N. A. | QPF/B0823 | 00 | 2007-05-05 | N. A. | N. A. | N. A. | PS/B0823 | 00 | 2007-06-09 | N. A. | N. A. | N. A. | B0823 | TMF-1 | IU/2 | Class C | FINISHED GOODS | CERVIEDGE™ | ANTERIOR CERVICAL PLATE | TITANIUM, 74MM, LEVEL 3 | 16 | No | Yes |  | No | N. A. | No | N. A. | No | Yes | No | Yes | M. L.: MFG/MD/2021/000369 |  | 1 | SPINE PRODUCTS\CERVIEDGE SYSTEM\PLATES | 0 | Initial issue | N | SPINE IMPLANTS |  | 1 | No | Yes | Yes | Yes | N. A.
B0823 | B0823.4068 | CERVIEDGE ANTERIOR CERVICAL PLATE, TITANIUM, 68MM, LEVEL 4 |  | B0823.4068 | 00 | 2007-06-10 | N. A. | N. A. | N. A. | QPF/B0823 | 00 | 2007-05-05 | N. A. | N. A. | N. A. | PS/B0823 | 00 | 2007-06-09 | N. A. | N. A. | N. A. | B0823 | TMF-1 | IU/2 | Class C | FINISHED GOODS | CERVIEDGE™ | ANTERIOR CERVICAL PLATE | TITANIUM, 68MM, LEVEL 4 | 16 | No | Yes |  | No | N. A. | No | N. A. | No | Yes | No | Yes | M. L.: MFG/MD/2021/000369 |  | 1 | SPINE PRODUCTS\CERVIEDGE SYSTEM\PLATES | 0 | Initial issue | N | SPINE IMPLANTS |  | 1 | No | Yes | Yes | Yes | N. A.
B0823 | B0823.4072 | CERVIEDGE ANTERIOR CERVICAL PLATE, TITANIUM, 72MM, LEVEL 4 |  | B0823.4072 | 00 | 2007-06-10 | N. A. | N. A. | N. A. | QPF/B0823 | 00 | 2007-05-05 | N. A. | N. A. | N. A. | PS/B0823 | 00 | 2007-06-09 | N. A. | N. A. | N. A. | B0823 | TMF-1 | IU/2 | Class C | FINISHED GOODS | CERVIEDGE™ | ANTERIOR CERVICAL PLATE | TITANIUM, 72MM, LEVEL 4 | 16 | No | Yes |  | No | N. A. | No | N. A. | No | Yes | No | Yes | M. L.: MFG/MD/2021/000369 |  | 1 | SPINE PRODUCTS\CERVIEDGE SYSTEM\PLATES | 0 | Initial issue | N | SPINE IMPLANTS |  | 1 | No | Yes | Yes | Yes | N. A.
B0823 | B0823.4076 | CERVIEDGE ANTERIOR CERVICAL PLATE, TITANIUM, 76MM, LEVEL 4 |  | B0823.4076 | 00 | 2007-06-10 | N. A. | N. A. | N. A. | QPF/B0823 | 00 | 2007-05-05 | N. A. | N. A. | N. A. | PS/B0823 | 00 | 2007-06-09 | N. A. | N. A. | N. A. | B0823 | TMF-1 | IU/2 | Class C | FINISHED GOODS | CERVIEDGE™ | ANTERIOR CERVICAL PLATE | TITANIUM, 76MM, LEVEL 4 | 16 | No | Yes |  | No | N. A. | No | N. A. | No | Yes | No | Yes | M. L.: MFG/MD/2021/000369 |  | 1 | SPINE PRODUCTS\CERVIEDGE SYSTEM\PLATES | 0 | Initial issue | N | SPINE IMPLANTS |  | 1 | No | Yes | Yes | Yes | N. A.
B0823 | B0823.4080 | CERVIEDGE ANTERIOR CERVICAL PLATE, TITANIUM, 80MM, LEVEL 4 |  | B0823.4080 | 00 | 2007-06-10 | N. A. | N. A. | N. A. | QPF/B0823 | 00 | 2007-05-05 | N. A. | N. A. | N. A. | PS/B0823 | 00 | 2007-06-09 | N. A. | N. A. | N. A. | B0823 | TMF-1 | IU/2 | Class C | FINISHED GOODS | CERVIEDGE™ | ANTERIOR CERVICAL PLATE | TITANIUM, 80MM, LEVEL 4 | 16 | No | Yes |  | No | N. A. | No | N. A. | No | Yes | No | Yes | M. L.: MFG/MD/2021/000369 |  | 1 | SPINE PRODUCTS\CERVIEDGE SYSTEM\PLATES | 0 | Initial issue | N | SPINE IMPLANTS |  | 1 | No | Yes | Yes | Yes | N. A.
B0823 | B0823.4084 | CERVIEDGE ANTERIOR CERVICAL PLATE, TITANIUM, 84MM, LEVEL 4 |  | B0823.4084 | 00 | 2007-06-10 | N. A. | N. A. | N. A. | QPF/B0823 | 00 | 2007-05-05 | N. A. | N. A. | N. A. | PS/B0823 | 00 | 2007-06-09 | N. A. | N. A. | N. A. | B0823 | TMF-1 | IU/2 | Class C | FINISHED GOODS | CERVIEDGE™ | ANTERIOR CERVICAL PLATE | TITANIUM, 84MM, LEVEL 4 | 16 | No | Yes |  | No | N. A. | No | N. A. | No | Yes | No | Yes | M. L.: MFG/MD/2021/000369 |  | 1 | SPINE PRODUCTS\CERVIEDGE SYSTEM\PLATES | 0 | Initial issue | N | SPINE IMPLANTS |  | 1 | No | Yes | Yes | Yes | N. A.
B0823 | B0823.4088 | CERVIEDGE ANTERIOR CERVICAL PLATE, TITANIUM, 88MM, LEVEL 4 |  | B0823.4088 | 00 | 2007-06-10 | N. A. | N. A. | N. A. | QPF/B0823 | 00 | 2007-05-05 | N. A. | N. A. | N. A. | PS/B0823 | 00 | 2007-06-09 | N. A. | N. A. | N. A. | B0823 | TMF-1 | IU/2 | Class C | FINISHED GOODS | CERVIEDGE™ | ANTERIOR CERVICAL PLATE | TITANIUM, 88MM, LEVEL 4 | 16 | No | Yes |  | No | N. A. | No | N. A. | No | Yes | No | Yes | M. L.: MFG/MD/2021/000369 |  | 1 | SPINE PRODUCTS\CERVIEDGE SYSTEM\PLATES | 0 | Initial issue | N | SPINE IMPLANTS |  | 1 | No | Yes | Yes | Yes | N. A.
B0823 | B0823.4092 | CERVIEDGE ANTERIOR CERVICAL PLATE, TITANIUM, 92MM, LEVEL 4 |  | B0823.4092 | 00 | 2007-06-10 | N. A. | N. A. | N. A. | QPF/B0823 | 00 | 2007-05-05 | N. A. | N. A. | N. A. | PS/B0823 | 00 | 2007-06-09 | N. A. | N. A. | N. A. | B0823 | TMF-1 | IU/2 | Class C | FINISHED GOODS | CERVIEDGE™ | ANTERIOR CERVICAL PLATE | TITANIUM, 92MM, LEVEL 4 | 16 | No | Yes |  | No | N. A. | No | N. A. | No | Yes | No | Yes | M. L.: MFG/MD/2021/000369 |  | 1 | SPINE PRODUCTS\CERVIEDGE SYSTEM\PLATES | 0 | Initial issue | N | SPINE IMPLANTS |  | 1 | No | Yes | Yes | Yes | N. A.
B0908 | B0901.02 | AUTO COMPRESSION PLATE, S`RUT, 2.7MM, 20MM, 2 HOLES |  | B0908.06 | 02 | 2016-05-07 | N. A. | N. A. | N. A. | QPF/B0908 | 01 | 2010-04-09 | N. A. | N. A. | N. A. | PS/B0908 | 01 | 2017-02-10 | 2022-02-10 | N. A. | N. A. | B0908 | TMF-1 | IU/1 | Class C | FINISHED GOODS | SUSHRUT™ | AUTO COMPRESSION PLATE, 2.7MM | 20MM, 2 HOLES | 16 | No | Yes |  | No | N. A. | No | N. A. | No | Yes | No | Yes | M. L.: MFG/MD/2021/000369 |  | 1 | SUSHRUT PRODUCTS\INTERNATIONAL IMPLANTS\PLATES FOR 2.7MM SCREWS\AUTO COMP PLATES, 2.7 | 0.0032 | Initial issue | Y | BONE PLATES |  | 1 | No | Yes | Yes | Yes | N. A.
B0908 | B0901.021 | AUTO COMPRESSION PLATE, S`RUT, 2.7MM, 26MM, 2 HOLES |  | B0908.06 | 02 | 2016-05-07 | N. A. | N. A. | N. A. | QPF/B0908 | 01 | 2010-04-09 | N. A. | N. A. | N. A. | PS/B0908 | 01 | 2017-02-10 | 2022-02-10 | N. A. | N. A. | B0908 | TMF-1 | IU/1 | Class C | FINISHED GOODS | SUSHRUT™ | AUTO COMPRESSION PLATE, 2.7MM | 26MM, 2 HOLES | 16 | No | Yes |  | No | N. A. | No | N. A. | No | Yes | No | Yes | M. L.: MFG/MD/2021/000369 |  | 1 | SUSHRUT PRODUCTS\INTERNATIONAL IMPLANTS\PLATES FOR 2.7MM SCREWS\AUTO COMP PLATES, 2.7 | 0 | Initial issue | Y | BONE PLATES |  | 1 | No | Yes | Yes | Yes | N. A.
B0908 | B0901.03 | AUTO COMPRESSION PLATE, S`RUT, 2.7MM, 28MM, 3 HOLES |  | B0908.06 | 02 | 2016-05-07 | N. A. | N. A. | N. A. | QPF/B0908 | 01 | 2010-04-09 | N. A. | N. A. | N. A. | PS/B0908 | 01 | 2017-02-10 | 2022-02-10 | N. A. | N. A. | B0908 | TMF-1 | IU/1 | Class C | FINISHED GOODS | SUSHRUT™ | AUTO COMPRESSION PLATE, 2.7MM | 28MM, 3 HOLES | 16 | No | Yes |  | No | N. A. | No | N. A. | No | Yes | No | Yes | M. L.: MFG/MD/2021/000369 |  | 1 | SUSHRUT PRODUCTS\INTERNATIONAL IMPLANTS\PLATES FOR 2.7MM SCREWS\AUTO COMP PLATES, 2.7 | 0.0046 | Initial issue | Y | BONE PLATES |  | 1 | No | Yes | Yes | Yes | N. A.
B0908 | B0901.04 | AUTO COMPRESSION PLATE, S`RUT, 2.7MM, 36MM, 4 HOLES |  | B0908.06 | 02 | 2016-05-07 | N. A. | N. A. | N. A. | QPF/B0908 | 01 | 2010-04-09 | N. A. | N. A. | N. A. | PS/B0908 | 01 | 2017-02-10 | 2022-02-10 | N. A. | N. A. | B0908 | TMF-1 | IU/1 | Class C | FINISHED GOODS | SUSHRUT™ | AUTO COMPRESSION PLATE, 2.7MM | 36MM, 4 HOLES | 16 | No | Yes |  | No | N. A. | No | N. A. | No | Yes | No | Yes | M. L.: MFG/MD/2021/000369 |  | 1 | SUSHRUT PRODUCTS\INTERNATIONAL IMPLANTS\PLATES FOR 2.7MM SCREWS\AUTO COMP PLATES, 2.7 | 0 | Initial issue | N | BONE PLATES |  | 1 | No | Yes | Yes | Yes | N. A.
B0908 | B0901.05 | AUTO COMPRESSION PLATE, S`RUT, 2.7MM, 44MM, 5 HOLES |  | B0908.06 | 02 | 2016-05-07 | N. A. | N. A. | N. A. | QPF/B0908 | 01 | 2010-04-09 | N. A. | N. A. | N. A. | PS/B0908 | 01 | 2017-02-10 | 2022-02-10 | N. A. | N. A. | B0908 | TMF-1 | IU/1 | Class C | FINISHED GOODS | SUSHRUT™ | AUTO COMPRESSION PLATE, 2.7MM | 44MM, 5 HOLES | 16 | No | Yes |  | No | N. A. | No | N. A. | No | Yes | No | Yes | M. L.: MFG/MD/2021/000369 |  | 1 | SUSHRUT PRODUCTS\INTERNATIONAL IMPLANTS\PLATES FOR 2.7MM SCREWS\AUTO COMP PLATES, 2.7 | 0.0062 | Initial issue | N | BONE PLATES |  | 1 | No | Yes | Yes | Yes | N. A.
B0908 | B0901.06 | AUTO COMPRESSION PLATE, S`RUT, 2.7MM, 52MM, 6 HOLES |  | B0908.06 | 02 | 2016-05-07 | N. A. | N. A. | N. A. | QPF/B0908 | 01 | 2010-04-09 | N. A. | N. A. | N. A. | PS/B0908 | 01 | 2017-02-10 | 2022-02-10 | N. A. | N. A. | B0908 | TMF-1 | IU/1 | Class C | FINISHED GOODS | SUSHRUT™ | AUTO COMPRESSION PLATE, 2.7MM | 52MM, 6 HOLES | 16 | No | Yes |  | No | N. A. | No | N. A. | No | Yes | No | Yes | M. L.: MFG/MD/2021/000369 |  | 1 | SUSHRUT PRODUCTS\INTERNATIONAL IMPLANTS\PLATES FOR 2.7MM SCREWS\AUTO COMP PLATES, 2.7 | 0.00694 | Initial issue | N | BONE PLATES |  | 1 | No | Yes | Yes | Yes | N. A.
B0908 | B0901.07 | AUTO COMPRESSION PLATE, S`RUT, 2.7MM, 60MM, 7 HOLES |  | B0908.00 | 02 | 2016-05-07 | N. A. | N. A. | N. A. | QPF/B0908 | 01 | 2010-04-09 | N. A. | N. A. | N. A. | PS/B0908 | 01 | 2017-02-10 | 2022-02-10 | N. A. | N. A. | B0908 | TMF-1 | IU/1 | Class C | FINISHED GOODS | SUSHRUT™ | AUTO COMPRESSION PLATE, 2.7MM | 60MM, 7 HOLES | 16 | No | Yes |  | No | N. A. | No | N. A. | No | Yes | No | Yes | M. L.: MFG/MD/2021/000369 |  | 1 | SUSHRUT PRODUCTS\INTERNATIONAL IMPLANTS\PLATES FOR 2.7MM SCREWS\AUTO COMP PLATES, 2.7 | 0.00876 | Initial issue | N | BONE PLATES |  | 1 | No | Yes | Yes | Yes | N. A.
B0908 | B0901.08 | AUTO COMPRESSION PLATE, S`RUT, 2.7MM, 68MM, 8 HOLES |  | B0908.00 | 02 | 2016-05-07 | N. A. | N. A. | N. A. | QPF/B0908 | 01 | 2010-04-09 | N. A. | N. A. | N. A. | PS/B0908 | 01 | 2017-02-10 | 2022-02-10 | N. A. | N. A. | B0908 | TMF-1 | IU/1 | Class C | FINISHED GOODS | SUSHRUT™ | AUTO COMPRESSION PLATE, 2.7MM | 68MM, 8 HOLES | 16 | No | Yes |  | No | N. A. | No | N. A. | No | Yes | No | Yes | M. L.: MFG/MD/2021/000369 |  | 1 | SUSHRUT PRODUCTS\INTERNATIONAL IMPLANTS\PLATES FOR 2.7MM SCREWS\AUTO COMP PLATES, 2.7 | 0.011 | Initial issue | N | BONE PLATES |  | 1 | No | Yes | Yes | Yes | N. A.
B0908 | B0901.09 | AUTO COMPRESSION PLATE, S`RUT, 2.7MM, 76MM, 9 HOLES |  | B0908.00 | 02 | 2016-05-07 | N. A. | N. A. | N. A. | QPF/B0908 | 01 | 2010-04-09 | N. A. | N. A. | N. A. | PS/B0908 | 01 | 2017-02-10 | 2022-02-10 | N. A. | N. A. | B0908 | TMF-1 | IU/1 | Class C | FINISHED GOODS | SUSHRUT™ | AUTO COMPRESSION PLATE, 2.7MM | 76MM, 9 HOLES | 16 | No | Yes |  | No | N. A. | No | N. A. | No | Yes | No | Yes | M. L.: MFG/MD/2021/000369 |  | 1 | SUSHRUT PRODUCTS\INTERNATIONAL IMPLANTS\PLATES FOR 2.7MM SCREWS\AUTO COMP PLATES, 2.7 | 0.0096 | Initial issue | N | BONE PLATES |  | 1 | No | Yes | Yes | Yes | N. A.
B0908 | B0901.10 | AUTO COMPRESSION PLATE, S`RUT, 2.7MM, 84MM, 10 HOLES |  | B0908.00 | 02 | 2016-05-07 | N. A. | N. A. | N. A. | QPF/B0908 | 01 | 2010-04-09 | N. A. | N. A. | N. A. | PS/B0908 | 01 | 2017-02-10 | 2022-02-10 | N. A. | N. A. | B0908 | TMF-1 | IU/1 | Class C | FINISHED GOODS | SUSHRUT™ | AUTO COMPRESSION PLATE, 2.7MM | 84MM, 10 HOLES | 16 | No | Yes |  | No | N. A. | No | N. A. | No | Yes | No | Yes | M. L.: MFG/MD/2021/000369 |  | 1 | SUSHRUT PRODUCTS\INTERNATIONAL IMPLANTS\PLATES FOR 2.7MM SCREWS\AUTO COMP PLATES, 2.7 | 0.01 | Initial issue | N | BONE PLATES |  | 1 | No | Yes | Yes | Yes | N. A.
B0908 | B0901.11 | AUTO COMPRESSION PLATE, S`RUT, 2.7MM, 92MM, 11 HOLES |  | B0908.00 | 02 | 2016-05-07 | N. A. | N. A. | N. A. | QPF/B0908 | 01 | 2010-04-09 | N. A. | N. A. | N. A. | PS/B0908 | 01 | 2017-02-10 | 2022-02-10 | N. A. | N. A. | B0908 | TMF-1 | IU/1 | Class C | FINISHED GOODS | SUSHRUT™ | AUTO COMPRESSION PLATE, 2.7MM | 92MM, 11 HOLES | 16 | No | Yes |  | No | N. A. | No | N. A. | No | Yes | No | Yes | M. L.: MFG/MD/2021/000369 |  | 1 | SUSHRUT PRODUCTS\INTERNATIONAL IMPLANTS\PLATES FOR 2.7MM SCREWS\AUTO COMP PLATES, 2.7 | 0 | Initial issue | N | BONE PLATES |  | 1 | No | Yes | Yes | Yes | N. A.
B0908 | B0901.12 | AUTO COMPRESSION PLATE, S`RUT, 2.7MM, 100MM, 12 HOLES |  | B0908.00 | 02 | 2016-05-07 | N. A. | N. A. | N. A. | QPF/B0908 | 01 | 2010-04-09 | N. A. | N. A. | N. A. | PS/B0908 | 01 | 2017-02-10 | 2022-02-10 | N. A. | N. A. | B0908 | TMF-1 | IU/1 | Class C | FINISHED GOODS | SUSHRUT™ | AUTO COMPRESSION PLATE, 2.7MM | 100MM, 12 HOLES | 16 | No | Yes |  | No | N. A. | No | N. A. | No | Yes | No | Yes | M. L.: MFG/MD/2021/000369 |  | 1 | SUSHRUT PRODUCTS\INTERNATIONAL IMPLANTS\PLATES FOR 2.7MM SCREWS\AUTO COMP PLATES, 2.7 | 0.02 | Initial issue | N | BONE PLATES |  | 1 | No | Yes | Yes | Yes | N. A.
B0908 | B0901.20 | AUTO COMPRESSION PLATE, S`RUT, 2.7MM, 164MM, 20 HOLES |  | B0908.00 | 02 | 2016-05-07 | N. A. | N. A. | N. A. | QPF/B0908 | 01 | 2010-04-09 | N. A. | N. A. | N. A. | PS/B0908 | 01 | 2017-02-10 | 2022-02-10 | N. A. | N. A. | B0908 | TMF-1 | IU/1 | Class C | FINISHED GOODS | SUSHRUT™ | AUTO COMPRESSION PLATE, 2.7MM | 164MM, 20 HOLES | 16 | No | Yes |  | No | N. A. | No | N. A. | No | Yes | No | Yes | M. L.: MFG/MD/2021/000369 |  | 1 | SUSHRUT PRODUCTS\INTERNATIONAL IMPLANTS\PLATES FOR 2.7MM SCREWS\AUTO COMP PLATES, 2.7 | 0 | Initial issue | Y | BONE PLATES |  | 1 | No | Yes | Yes | Yes | N. A.
B0909 | B0902.03 | QUARTER TUBULAR PLATE, S`RUT, 23MM, 3 HOLES |  | B0909.00 | 02 | 2019-06-03 | N. A. | N. A. | N. A. | QPF/B0909 | 00 | 2007-11-28 | N. A. | N. A. | N. A. | PS/B0909 | 02 | 2018-05-09 | 2021-05-09 | N. A. | N. A. | B0909 | TMF-1 | IU/1 | Class C | FINISHED GOODS | SUSHRUT™ | QUARTER TUBULAR PLATE | 23MM, 3 HOLES | 16 | No | Yes |  | No | N. A. | No | N. A. | No | Yes | No | Yes | M. L.: MFG/MD/2021/000369 |  | 1 | SUSHRUT PRODUCTS\INTERNATIONAL IMPLANTS\PLATES FOR 2.7MM SCREWS\QUARTER TUBULAR PLATES | 0.0026 | Initial issue | N | BONE PLATES |  | 1 | No | Yes | Yes | Yes | N. A.
B0909 | B0902.04 | QUARTER TUBULAR PLATE, S`RUT, 31MM, 4 HOLES |  | B0909.00 | 02 | 2019-06-03 | N. A. | N. A. | N. A. | QPF/B0909 | 00 | 2007-11-28 | N. A. | N. A. | N. A. | PS/B0909 | 02 | 2018-05-09 | 2021-05-09 | N. A. | N. A. | B0909 | TMF-1 | IU/1 | Class C | FINISHED GOODS | SUSHRUT™ | QUARTER TUBULAR PLATE | 31MM, 4 HOLES | 16 | No | Yes |  | No | N. A. | No | N. A. | No | Yes | No | Yes | M. L.: MFG/MD/2021/000369 |  | 1 | SUSHRUT PRODUCTS\INTERNATIONAL IMPLANTS\PLATES FOR 2.7MM SCREWS\QUARTER TUBULAR PLATES | 0 | Initial issue | N | BONE PLATES |  | 1 | No | Yes | Yes | Yes | N. A.
B0909 | B0902.05 | QUARTER TUBULAR PLATE, S`RUT, 39MM, 5 HOLES |  | B0909.00 | 02 | 2019-06-03 | N. A. | N. A. | N. A. | QPF/B0909 | 00 | 2007-11-28 | N. A. | N. A. | N. A. | PS/B0909 | 02 | 2018-05-09 | 2021-05-09 | N. A. | N. A. | B0909 | TMF-1 | IU/1 | Class C | FINISHED GOODS | SUSHRUT™ | QUARTER TUBULAR PLATE | 39MM, 5 HOLES | 16 | No | Yes |  | No | N. A. | No | N. A. | No | Yes | No | Yes | M. L.: MFG/MD/2021/000369 |  | 1 | SUSHRUT PRODUCTS\INTERNATIONAL IMPLANTS\PLATES FOR 2.7MM SCREWS\QUARTER TUBULAR PLATES | 0.0048 | Initial issue | N | BONE PLATES |  | 1 | No | Yes | Yes | Yes | N. A.
B0909 | B0902.06 | QUARTER TUBULAR PLATE, S`RUT, 47MM, 6 HOLES |  | B0909.00 | 02 | 2019-06-03 | N. A. | N. A. | N. A. | QPF/B0909 | 00 | 2007-11-28 | N. A. | N. A. | N. A. | PS/B0909 | 02 | 2018-05-09 | 2021-05-09 | N. A. | N. A. | B0909 | TMF-1 | IU/1 | Class C | FINISHED GOODS | SUSHRUT™ | QUARTER TUBULAR PLATE | 47MM, 6 HOLES | 16 | No | Yes |  | No | N. A. | No | N. A. | No | Yes | No | Yes | M. L.: MFG/MD/2021/000369 |  | 1 | SUSHRUT PRODUCTS\INTERNATIONAL IMPLANTS\PLATES FOR 2.7MM SCREWS\QUARTER TUBULAR PLATES | 0.0038 | Initial issue | N | BONE PLATES |  | 1 | No | Yes | Yes | Yes | N. A.
B0909 | B0902.07 | QUARTER TUBULAR PLATE, S`RUT, 55MM, 7 HOLES |  | B0909.00 | 02 | 2019-06-03 | N. A. | N. A. | N. A. | QPF/B0909 | 00 | 2007-11-28 | N. A. | N. A. | N. A. | PS/B0909 | 02 | 2018-05-09 | 2021-05-09 | N. A. | N. A. | B0909 | TMF-1 | IU/1 | Class C | FINISHED GOODS | SUSHRUT™ | QUARTER TUBULAR PLATE | 55MM, 7 HOLES | 16 | No | Yes |  | No | N. A. | No | N. A. | No | Yes | No | Yes | M. L.: MFG/MD/2021/000369 |  | 1 | SUSHRUT PRODUCTS\INTERNATIONAL IMPLANTS\PLATES FOR 2.7MM SCREWS\QUARTER TUBULAR PLATES | 0.0054 | Initial issue | N | BONE PLATES |  | 1 | No | Yes | Yes | Yes | N. A.
B0909 | B0902.08 | QUARTER TUBULAR PLATE, S`RUT, 63MM, 8 HOLES |  | B0909.00 | 02 | 2019-06-03 | N. A. | N. A. | N. A. | QPF/B0909 | 00 | 2007-11-28 | N. A. | N. A. | N. A. | PS/B0909 | 02 | 2018-05-09 | 2021-05-09 | N. A. | N. A. | B0909 | TMF-1 | IU/1 | Class C | FINISHED GOODS | SUSHRUT™ | QUARTER TUBULAR PLATE | 63MM, 8 HOLES | 16 | No | Yes |  | No | N. A. | No | N. A. | No | Yes | No | Yes | M. L.: MFG/MD/2021/000369 |  | 1 | SUSHRUT PRODUCTS\INTERNATIONAL IMPLANTS\PLATES FOR 2.7MM SCREWS\QUARTER TUBULAR PLATES | 0.0058 | Initial issue | N | BONE PLATES |  | 1 | No | Yes | Yes | Yes | N. A.
B0910 | B0903.01 | MULTIPLE FRAGMENT PLATE, S`RUT |  | B0910.00 | 02 | 2019-06-03 | N. A. | N. A. | N. A. | QPF/B0910 | 00 | 2007-11-26 | N. A. | N. A. | N. A. | PS/B0910 | 02 | 2018-03-07 | 2022-03-07 | 2019-11-09 | 44874 | B0910 | TMF-1 | IU/1 | Class C | FINISHED GOODS | SUSHRUT™ | MULTIPLE FRAGMENT PLATE |  | 16 | No | Yes |  | No | N. A. | No | N. A. | No | Yes | No | Yes | M. L.: MFG/MD/2021/000369 |  | 1 | SUSHRUT PRODUCTS\INTERNATIONAL IMPLANTS\PLATES FOR 2.7MM SCREWS\MULTIPLE FRAGMENT PLATES | 0 | Initial issue | Y | BONE PLATES |  | 1 | No | Yes | Yes | Yes | N. A.
B0911 | B0904.031 | L' PLATE, S`RUT, LEFT |  | B0911.031 | 02 | 2019-06-03 | N. A. | N. A. | N. A. | QPF/B0911 | 00 | 2007-11-26 | N. A. | N. A. | N. A. | PS/B0911 | 02 | 2018-03-07 | 2022-03-07 | 2019-11-09 | 44874 | B0911 | TMF-1 | IU/1 | Class C | FINISHED GOODS | SUSHRUT™ | L' PLATE | LEFT | 16 | No | Yes |  | No | N. A. | No | N. A. | No | Yes | No | Yes | M. L.: MFG/MD/2021/000369 |  | 1 | SUSHRUT PRODUCTS\INTERNATIONAL IMPLANTS\PLATES FOR 2.7MM SCREWS\L PLATES, 2.7 | 0 | Initial issue | Y | BONE PLATES |  | 1 | No | Yes | Yes | Yes | N. A.
B0911 | B0904.032 | L' PLATE, S`RUT, RIGHT |  | B0911.031 | 02 | 2019-06-03 | N. A. | N. A. | N. A. | QPF/B0911 | 00 | 2007-11-26 | N. A. | N. A. | N. A. | PS/B0911 | 02 | 2018-03-07 | 2022-03-07 | 2019-11-09 | 44874 | B0911 | TMF-1 | IU/1 | Class C | FINISHED GOODS | SUSHRUT™ | L' PLATE | RIGHT | 16 | No | Yes |  | No | N. A. | No | N. A. | No | Yes | No | Yes | M. L.: MFG/MD/2021/000369 |  | 1 | SUSHRUT PRODUCTS\INTERNATIONAL IMPLANTS\PLATES FOR 2.7MM SCREWS\L PLATES, 2.7 | 0 | Initial issue | Y | BONE PLATES |  | 1 | No | Yes | Yes | Yes | N. A.
B0911 | B0904.033 | L' PLATE, S`RUT, OBLIQUE LEFT |  | B0911.033 | 02 | 2019-06-03 | N. A. | N. A. | N. A. | QPF/B0911 | 00 | 2007-11-26 | N. A. | N. A. | N. A. | PS/B0911 | 02 | 2018-03-07 | 2022-03-07 | 2019-11-09 | 44874 | B0911 | TMF-1 | IU/1 | Class C | FINISHED GOODS | SUSHRUT™ | L' PLATE | OBLIQUE LEFT | 16 | No | Yes |  | No | N. A. | No | N. A. | No | Yes | No | Yes | M. L.: MFG/MD/2021/000369 |  | 1 | SUSHRUT PRODUCTS\INTERNATIONAL IMPLANTS\PLATES FOR 2.7MM SCREWS\L PLATES, 2.7 | 0 | Initial issue | Y | BONE PLATES |  | 1 | No | Yes | Yes | Yes | N. A.
B0911 | B0904.034 | L' PLATE, S`RUT, OBLIQUE RIGHT |  | B0911.033 | 02 | 2019-06-03 | N. A. | N. A. | N. A. | QPF/B0911 | 00 | 2007-11-26 | N. A. | N. A. | N. A. | PS/B0911 | 02 | 2018-03-07 | 2022-03-07 | 2019-11-09 | 44874 | B0911 | TMF-1 | IU/1 | Class C | FINISHED GOODS | SUSHRUT™ | L' PLATE | OBLIQUE RIGHT | 16 | No | Yes |  | No | N. A. | No | N. A. | No | Yes | No | Yes | M. L.: MFG/MD/2021/000369 |  | 1 | SUSHRUT PRODUCTS\INTERNATIONAL IMPLANTS\PLATES FOR 2.7MM SCREWS\L PLATES, 2.7 | 0 | Initial issue | Y | BONE PLATES |  | 1 | No | Yes | Yes | Yes | N. A.
B0912 | B0905.01 | 'T' PLATE, S`RUT |  | B0912.00 | 02 | 2019-06-03 | N. A. | N. A. | N. A. | QPF/B0912 | 00 | 2007-11-26 | N. A. | N. A. | N. A. | PS/B0912 | 02 | 2018-03-07 | 2022-03-07 | 2019-11-09 | 44874 | B0912 | TMF-1 | IU/1 | Class C | FINISHED GOODS | SUSHRUT™ | T' PLATE |  | 16 | No | Yes |  | No | N. A. | No | N. A. | No | Yes | No | Yes | M. L.: MFG/MD/2021/000369 |  | 1 | SUSHRUT PRODUCTS\INTERNATIONAL IMPLANTS\PLATES FOR 2.7MM SCREWS\T PLATES, 2.7 | 0 | Initial issue | N | BONE PLATES |  | 1 | No | Yes | Yes | Yes | N. A.
B0915 | B0907.03 | RECONSTRUCTION PLATE, 2.7MM STRAIGHT, RADIUSED, 24MM, 3 HOLES |  | B0907.00 | 02 | 2018-03-03 | N. A. | N. A. | N. A. | QPF/B0907 | 00 | 2007-11-30 | N. A. | N. A. | N. A. | PS/B0907 | 02 | 2018-03-03 | N. A. | N. A. | N. A. | B0907 | TMF-1 | IU/1 | Class C | FINISHED GOODS | ADLER™ | RECONSTRUCTION PLATE, 2.7MM | STRAIGHT, RADIUSED, 24MM, 3 HOLES | 16 | No | Yes |  | No | N. A. | No | N. A. | No | Yes | No | Yes | M. L.: MFG/MD/2021/000369 |  | 1 | SUSHRUT PRODUCTS\INTERNATIONAL IMPLANTS\PLATES FOR 2.7MM SCREWS\RECONSTRUCTION PLATES, 2.7 | 0 | Initial issue | N | BONE PLATES |  | 1 | No | Yes | Yes | Yes | N. A.
B0915 | B0907.04 | RECONSTRUCTION PLATE, 2.7MM STRAIGHT, RADIUSED, 32MM, 4 HOLES |  | B0907.00 | 02 | 2018-03-03 | N. A. | N. A. | N. A. | QPF/B0907 | 00 | 2007-11-30 | N. A. | N. A. | N. A. | PS/B0907 | 02 | 2018-03-03 | N. A. | N. A. | N. A. | B0907 | TMF-1 | IU/1 | Class C | FINISHED GOODS | ADLER™ | RECONSTRUCTION PLATE, 2.7MM | STRAIGHT, RADIUSED, 32MM, 4 HOLES | 16 | No | Yes |  | No | N. A. | No | N. A. | No | Yes | No | Yes | M. L.: MFG/MD/2021/000369 |  | 1 | SUSHRUT PRODUCTS\INTERNATIONAL IMPLANTS\PLATES FOR 2.7MM SCREWS\RECONSTRUCTION PLATES, 2.7 | 0 | Initial issue | N | BONE PLATES |  | 1 | No | Yes | Yes | Yes | N. A.
B0915 | B0907.05 | RECONSTRUCTION PLATE, S`RUT, 2.7MM STRAIGHT, RADIUSED, 40MM, 5 HOLES |  | B0907.00 | 02 | 2018-03-03 | N. A. | N. A. | N. A. | QPF/B0907 | 00 | 2007-11-30 | N. A. | N. A. | N. A. | PS/B0907 | 02 | 2018-03-03 | N. A. | N. A. | N. A. | B0907 | TMF-1 | IU/1 | Class C | FINISHED GOODS | SUSHRUT™ | RECONSTRUCTION PLATE, 2.7MM | STRAIGHT, RADIUSED, 40MM, 5 HOLES | 16 | No | Yes |  | No | N. A. | No | N. A. | No | Yes | No | Yes | M. L.: MFG/MD/2021/000369 |  | 1 | SUSHRUT PRODUCTS\INTERNATIONAL IMPLANTS\PLATES FOR 2.7MM SCREWS\RECONSTRUCTION PLATES, 2.7 | 0 | Initial issue | Y | BONE PLATES |  | 1 | No | Yes | Yes | Yes | N. A.
B0915 | B0907.06 | RECONSTRUCTION PLATE, S`RUT, 2.7MM STRAIGHT, RADIUSED, 48MM, 6 HOLES |  | B0907.00 | 02 | 2018-03-03 | N. A. | N. A. | N. A. | QPF/B0907 | 00 | 2007-11-30 | N. A. | N. A. | N. A. | PS/B0907 | 02 | 2018-03-03 | N. A. | N. A. | N. A. | B0907 | TMF-1 | IU/1 | Class C | FINISHED GOODS | SUSHRUT™ | RECONSTRUCTION PLATE, 2.7MM | STRAIGHT, RADIUSED, 48MM, 6 HOLES | 16 | No | Yes |  | No | N. A. | No | N. A. | No | Yes | No | Yes | M. L.: MFG/MD/2021/000369 |  | 1 | SUSHRUT PRODUCTS\INTERNATIONAL IMPLANTS\PLATES FOR 2.7MM SCREWS\RECONSTRUCTION PLATES, 2.7 | 0 | Initial issue | N | BONE PLATES |  | 1 | No | Yes | Yes | Yes | N. A.
B0915 | B0907.07 | RECONSTRUCTION PLATE, 2.7MM STRAIGHT, RADIUSED, 56MM, 7 HOLES |  | B0907.00 | 02 | 2018-03-03 | N. A. | N. A. | N. A. | QPF/B0907 | 00 | 2007-11-30 | N. A. | N. A. | N. A. | PS/B0907 | 02 | 2018-03-03 | N. A. | N. A. | N. A. | B0907 | TMF-1 | IU/1 | Class C | FINISHED GOODS | ADLER™ | RECONSTRUCTION PLATE, 2.7MM | STRAIGHT, RADIUSED, 56MM, 7 HOLES | 16 | No | Yes |  | No | N. A. | No | N. A. | No | Yes | No | Yes | M. L.: MFG/MD/2021/000369 |  | 1 | SUSHRUT PRODUCTS\INTERNATIONAL IMPLANTS\PLATES FOR 2.7MM SCREWS\RECONSTRUCTION PLATES, 2.7 | 0 | Initial issue | Y | BONE PLATES |  | 1 | No | Yes | Yes | Yes | N. A.
B0915 | B0907.08 | RECONSTRUCTION PLATE, S`RUT, 2.7MM STRAIGHT, RADIUSED, 64MM, 8 HOLES |  | B0907.00 | 02 | 2018-03-03 | N. A. | N. A. | N. A. | QPF/B0907 | 00 | 2007-11-30 | N. A. | N. A. | N. A. | PS/B0907 | 02 | 2018-03-03 | N. A. | N. A. | N. A. | B0907 | TMF-1 | IU/1 | Class C | FINISHED GOODS | SUSHRUT™ | RECONSTRUCTION PLATE, 2.7MM | STRAIGHT, RADIUSED, 64MM, 8 HOLES | 16 | No | Yes |  | No | N. A. | No | N. A. | No | Yes | No | Yes | M. L.: MFG/MD/2021/000369 |  | 1 | SUSHRUT PRODUCTS\INTERNATIONAL IMPLANTS\PLATES FOR 2.7MM SCREWS\RECONSTRUCTION PLATES, 2.7 | 0.0073333 | Initial issue | N | BONE PLATES |  | 1 | No | Yes | Yes | Yes | N. A.
B0915 | B0907.09 | RECONSTRUCTION PLATE, 2.7MM STRAIGHT, RADIUSED, 72MM, 9 HOLES |  | B0907.00 | 02 | 2018-03-03 | N. A. | N. A. | N. A. | QPF/B0907 | 00 | 2007-11-30 | N. A. | N. A. | N. A. | PS/B0907 | 02 | 2018-03-03 | N. A. | N. A. | N. A. | B0907 | TMF-1 | IU/1 | Class C | FINISHED GOODS | ADLER™ | RECONSTRUCTION PLATE, 2.7MM | STRAIGHT, RADIUSED, 72MM, 9 HOLES | 16 | No | Yes |  | No | N. A. | No | N. A. | No | Yes | No | Yes | M. L.: MFG/MD/2021/000369 |  | 1 | SUSHRUT PRODUCTS\INTERNATIONAL IMPLANTS\PLATES FOR 2.7MM SCREWS\RECONSTRUCTION PLATES, 2.7 | 0 | Initial issue | N | BONE PLATES |  | 1 | No | Yes | Yes | Yes | N. A.
B0915 | B0907.10 | RECONSTRUCTION PLATE, S`RUT, 2.7MM STRAIGHT, RADIUSED, 80MM, 10 HOLES |  | B0907.00 | 02 | 2018-03-03 | N. A. | N. A. | N. A. | QPF/B0907 | 00 | 2007-11-30 | N. A. | N. A. | N. A. | PS/B0907 | 02 | 2018-03-03 | N. A. | N. A. | N. A. | B0907 | TMF-1 | IU/1 | Class C | FINISHED GOODS | SUSHRUT™ | RECONSTRUCTION PLATE, 2.7MM | STRAIGHT, RADIUSED, 80MM, 10 HOLES | 16 | No | Yes |  | No | N. A. | No | N. A. | No | Yes | No | Yes | M. L.: MFG/MD/2021/000369 |  | 1 | SUSHRUT PRODUCTS\INTERNATIONAL IMPLANTS\PLATES FOR 2.7MM SCREWS\RECONSTRUCTION PLATES, 2.7 | 0.0108 | Initial issue | N | BONE PLATES |  | 1 | No | Yes | Yes | Yes | N. A.
B0915 | B0907.12 | RECONSTRUCTION PLATE, S`RUT, 2.7MM STRAIGHT, RADIUSED, 96MM, 12 HOLES |  | B0907.00 | 02 | 2018-03-03 | N. A. | N. A. | N. A. | QPF/B0907 | 00 | 2007-11-30 | N. A. | N. A. | N. A. | PS/B0907 | 02 | 2018-03-03 | N. A. | N. A. | N. A. | B0907 | TMF-1 | IU/1 | Class C | FINISHED GOODS | SUSHRUT™ | RECONSTRUCTION PLATE, 2.7MM | STRAIGHT, RADIUSED, 96MM, 12 HOLES | 16 | No | Yes |  | No | N. A. | No | N. A. | No | Yes | No | Yes | M. L.: MFG/MD/2021/000369 |  | 1 | SUSHRUT PRODUCTS\INTERNATIONAL IMPLANTS\PLATES FOR 2.7MM SCREWS\RECONSTRUCTION PLATES, 2.7 | 0.013 | Initial issue | N | BONE PLATES |  | 1 | No | Yes | Yes | Yes | N. A.
B0915 | B0907.14 | RECONSTRUCTION PLATE, S`RUT, 2.7MM STRAIGHT, RADIUSED, 112MM, 14 HOLES |  | B0907.00 | 02 | 2018-03-03 | N. A. | N. A. | N. A. | QPF/B0907 | 00 | 2007-11-30 | N. A. | N. A. | N. A. | PS/B0907 | 02 | 2018-03-03 | N. A. | N. A. | N. A. | B0907 | TMF-1 | IU/1 | Class C | FINISHED GOODS | SUSHRUT™ | RECONSTRUCTION PLATE, 2.7MM | STRAIGHT, RADIUSED, 112MM, 14 HOLES | 16 | No | Yes |  | No | N. A. | No | N. A. | No | Yes | No | Yes | M. L.: MFG/MD/2021/000369 |  | 1 | SUSHRUT PRODUCTS\INTERNATIONAL IMPLANTS\PLATES FOR 2.7MM SCREWS\RECONSTRUCTION PLATES, 2.7 | 0.0128 | Initial issue | N | BONE PLATES |  | 1 | No | Yes | Yes | Yes | N. A.
B0915 | B0907.16 | RECONSTRUCTION PLATE, S`RUT, 2.7MM STRAIGHT, RADIUSED, 128MM, 16 HOLES |  | B0907.00 | 02 | 2018-03-03 | N. A. | N. A. | N. A. | QPF/B0907 | 00 | 2007-11-30 | N. A. | N. A. | N. A. | PS/B0907 | 02 | 2018-03-03 | N. A. | N. A. | N. A. | B0907 | TMF-1 | IU/1 | Class C | FINISHED GOODS | SUSHRUT™ | RECONSTRUCTION PLATE, 2.7MM | STRAIGHT, RADIUSED, 128MM, 16 HOLES | 16 | No | Yes |  | No | N. A. | No | N. A. | No | Yes | No | Yes | M. L.: MFG/MD/2021/000369 |  | 1 | SUSHRUT PRODUCTS\INTERNATIONAL IMPLANTS\PLATES FOR 2.7MM SCREWS\RECONSTRUCTION PLATES, 2.7 | 0.014333 | Initial issue | N | BONE PLATES |  | 1 | No | Yes | Yes | Yes | N. A.
B0915 | B0907.18 | RECONSTRUCTION PLATE, S`RUT, 2.7MM STRAIGHT, RADIUSED, 144MM, 18 HOLES |  | B0907.00 | 02 | 2018-03-03 | N. A. | N. A. | N. A. | QPF/B0907 | 00 | 2007-11-30 | N. A. | N. A. | N. A. | PS/B0907 | 02 | 2018-03-03 | N. A. | N. A. | N. A. | B0907 | TMF-1 | IU/1 | Class C | FINISHED GOODS | SUSHRUT™ | RECONSTRUCTION PLATE, 2.7MM | STRAIGHT, RADIUSED, 144MM, 18 HOLES | 16 | No | Yes |  | No | N. A. | No | N. A. | No | Yes | No | Yes | M. L.: MFG/MD/2021/000369 |  | 1 | SUSHRUT PRODUCTS\INTERNATIONAL IMPLANTS\PLATES FOR 2.7MM SCREWS\RECONSTRUCTION PLATES, 2.7 | 0.015667 | Initial issue | N | BONE PLATES |  | 1 | No | Yes | Yes | Yes | N. A.
B0915 | B0907.20 | RECONSTRUCTION PLATE, S`RUT, 2.7MM STRAIGHT, RADIUSED, 160MM, 20 HOLES |  | B0907.00 | 02 | 2018-03-03 | N. A. | N. A. | N. A. | QPF/B0907 | 00 | 2007-11-30 | N. A. | N. A. | N. A. | PS/B0907 | 02 | 2018-03-03 | N. A. | N. A. | N. A. | B0907 | TMF-1 | IU/1 | Class C | FINISHED GOODS | SUSHRUT™ | RECONSTRUCTION PLATE, 2.7MM | STRAIGHT, RADIUSED, 160MM, 20 HOLES | 16 | No | Yes |  | No | N. A. | No | N. A. | No | Yes | No | Yes | M. L.: MFG/MD/2021/000369 |  | 1 | SUSHRUT PRODUCTS\INTERNATIONAL IMPLANTS\PLATES FOR 2.7MM SCREWS\RECONSTRUCTION PLATES, 2.7 | 0.017 | Initial issue | N | BONE PLATES |  | 1 | No | Yes | Yes | Yes | N. A.
B0915 | B0907.22 | RECONSTRUCTION PLATE, S`RUT, 2.7MM STRAIGHT, RADIUSED, 176MM, 22 HOLES |  | B0907.00 | 02 | 2018-03-03 | N. A. | N. A. | N. A. | QPF/B0907 | 00 | 2007-11-30 | N. A. | N. A. | N. A. | PS/B0907 | 02 | 2018-03-03 | N. A. | N. A. | N. A. | B0907 | TMF-1 | IU/1 | Class C | FINISHED GOODS | SUSHRUT™ | RECONSTRUCTION PLATE, 2.7MM | STRAIGHT, RADIUSED, 176MM, 22 HOLES | 16 | No | Yes |  | No | N. A. | No | N. A. | No | Yes | No | Yes | M. L.: MFG/MD/2021/000369 |  | 1 | SUSHRUT PRODUCTS\INTERNATIONAL IMPLANTS\PLATES FOR 2.7MM SCREWS\RECONSTRUCTION PLATES, 2.7 | 0 | Initial issue | N | BONE PLATES |  | 1 | No | Yes | Yes | Yes | N. A.
B0915 | B0907.24 | RECONSTRUCTION PLATE, S`RUT, 2.7MM STRAIGHT, RADIUSED, 192MM, 24 HOLES |  | B0907.00 | 02 | 2018-03-03 | N. A. | N. A. | N. A. | QPF/B0907 | 00 | 2007-11-30 | N. A. | N. A. | N. A. | PS/B0907 | 02 | 2018-03-03 | N. A. | N. A. | N. A. | B0907 | TMF-1 | IU/1 | Class C | FINISHED GOODS | SUSHRUT™ | RECONSTRUCTION PLATE, 2.7MM | STRAIGHT, RADIUSED, 192MM, 24 HOLES | 16 | No | Yes |  | No | N. A. | No | N. A. | No | Yes | No | Yes | M. L.: MFG/MD/2021/000369 |  | 1 | SUSHRUT PRODUCTS\INTERNATIONAL IMPLANTS\PLATES FOR 2.7MM SCREWS\RECONSTRUCTION PLATES, 2.7 | 0 | Initial issue | Y | BONE PLATES |  | 1 | No | Yes | Yes | Yes | N. A.
B0908 | B0908.02 | AUTO COMPRESSION PLATE, ADLER, 2.7MM, 20MM, 2 HOLES |  | B0908.00 | #N/A | #N/A | N. A. | N. A. | N. A. | QPF/B0908 | #N/A | #N/A | #N/A | #N/A | #N/A | PS/B0908 | #N/A | #N/A | #N/A | #N/A | #N/A | B0908 | TMF-1 | IU/1 | Class C | FINISHED GOODS | ADLER™ | AUTO COMPRESSION PLATE | 2.7MM, 20MM, 2 HOLES | 16 | No | Yes |  | No | N. A. | No | N. A. | No | Yes | No | Yes | M. L.: MFG/MD/2021/000369 |  | 1 | ADLER PRODUCTS\PLATES FOR SMALL SCREWS, ADLER\SMALL FRAGMENT AUTO COMP PLATES, ADLER | 0 | Initial issue | Y | BONE PLATES |  | 1 | No | Yes | Yes | Yes | N. A.
B0908 | B0908.03 | AUTO COMPRESSION PLATE, ADLER, 2.7MM, 28MM, 3 HOLES |  | B0908.00 | #N/A | #N/A | N. A. | N. A. | N. A. | QPF/B0908 | #N/A | #N/A | #N/A | #N/A | #N/A | PS/B0908 | #N/A | #N/A | #N/A | #N/A | #N/A | B0908 | TMF-1 | IU/1 | Class C | FINISHED GOODS | ADLER™ | AUTO COMPRESSION PLATE | 2.7MM, 28MM, 3 HOLES | 16 | No | Yes |  | No | N. A. | No | N. A. | No | Yes | No | Yes | M. L.: MFG/MD/2021/000369 |  | 1 | ADLER PRODUCTS\PLATES FOR SMALL SCREWS, ADLER\SMALL FRAGMENT AUTO COMP PLATES, ADLER | 0 | Initial issue | Y | BONE PLATES |  | 1 | No | Yes | Yes | Yes | N. A.
B0908 | B0908.04 | AUTO COMPRESSION PLATE, ADLER, 2.7MM, 36MM, 4 HOLES |  | B0908.00 | 02 | 2016-05-07 | N. A. | N. A. | N. A. | QPF/B0908 | 01 | 2010-04-09 | N. A. | N. A. | N. A. | PS/B0908 | 01 | 2017-02-10 | 2022-02-10 | N. A. | N. A. | B0908 | TMF-1 | IU/1 | Class C | FINISHED GOODS | ADLER™ | AUTO COMPRESSION PLATE | 2.7MM, 36MM, 4 HOLES | 16 | No | Yes |  | No | N. A. | No | N. A. | No | Yes | No | Yes | M. L.: MFG/MD/2021/000369 |  | 1 | ADLER PRODUCTS\PLATES FOR SMALL SCREWS, ADLER\SMALL FRAGMENT AUTO COMP PLATES, ADLER | 0 | Initial issue | Y | BONE PLATES |  | 1 | No | Yes | Yes | Yes | N. A.
B0908 | B0908.05 | AUTO COMPRESSION PLATE, ADLER, 2.7MM, 44MM, 5 HOLES |  | B0908.00 | 02 | 2016-05-07 | N. A. | N. A. | N. A. | QPF/B0908 | 01 | 2010-04-09 | N. A. | N. A. | N. A. | PS/B0908 | 01 | 2017-02-10 | 2022-02-10 | N. A. | N. A. | B0908 | TMF-1 | IU/1 | Class C | FINISHED GOODS | ADLER™ | AUTO COMPRESSION PLATE | 2.7MM, 44MM, 5 HOLES | 16 | No | Yes |  | No | N. A. | No | N. A. | No | Yes | No | Yes | M. L.: MFG/MD/2021/000369 |  | 1 | ADLER PRODUCTS\PLATES FOR SMALL SCREWS, ADLER\SMALL FRAGMENT AUTO COMP PLATES, ADLER | 0 | Initial issue | Y | BONE PLATES |  | 1 | No | Yes | Yes | Yes | N. A.
B0908 | B0908.06 | AUTO COMPRESSION PLATE, ADLER, 2.7MM, 52MM, 6 HOLES |  | B0908.00 | 02 | 2016-05-07 | N. A. | N. A. | N. A. | QPF/B0908 | 01 | 2010-04-09 | N. A. | N. A. | N. A. | PS/B0908 | 01 | 2017-02-10 | 2022-02-10 | N. A. | N. A. | B0908 | TMF-1 | IU/1 | Class C | FINISHED GOODS | ADLER™ | AUTO COMPRESSION PLATE | 2.7MM, 52MM, 6 HOLES | 16 | No | Yes |  | No | N. A. | No | N. A. | No | Yes | No | Yes | M. L.: MFG/MD/2021/000369 |  | 1 | ADLER PRODUCTS\PLATES FOR SMALL SCREWS, ADLER\SMALL FRAGMENT AUTO COMP PLATES, ADLER | 0 | Initial issue | Y | BONE PLATES |  | 1 | No | Yes | Yes | Yes | N. A.
B0908 | B0908.07 | AUTO COMPRESSION PLATE, ADLER, 2.7MM, 60MM, 7 HOLES |  | B0908.00 | 02 | 2016-05-07 | N. A. | N. A. | N. A. | QPF/B0908 | 01 | 2010-04-09 | N. A. | N. A. | N. A. | PS/B0908 | 01 | 2017-02-10 | 2022-02-10 | N. A. | N. A. | B0908 | TMF-1 | IU/1 | Class C | FINISHED GOODS | ADLER™ | AUTO COMPRESSION PLATE | 2.7MM, 60MM, 7 HOLES | 16 | No | Yes |  | No | N. A. | No | N. A. | No | Yes | No | Yes | M. L.: MFG/MD/2021/000369 |  | 1 | ADLER PRODUCTS\PLATES FOR SMALL SCREWS, ADLER\SMALL FRAGMENT AUTO COMP PLATES, ADLER | 0 | Initial issue | Y | BONE PLATES |  | 1 | No | Yes | Yes | Yes | N. A.
B0908 | B0908.08 | AUTO COMPRESSION PLATE, ADLER, 2.7MM, 68MM, 8 HOLES |  | B0908.00 | 02 | 2016-05-07 | N. A. | N. A. | N. A. | QPF/B0908 | 01 | 2010-04-09 | N. A. | N. A. | N. A. | PS/B0908 | 01 | 2017-02-10 | 2022-02-10 | N. A. | N. A. | B0908 | TMF-1 | IU/1 | Class C | FINISHED GOODS | ADLER™ | AUTO COMPRESSION PLATE | 2.7MM, 68MM, 8 HOLES | 16 | No | Yes |  | No | N. A. | No | N. A. | No | Yes | No | Yes | M. L.: MFG/MD/2021/000369 |  | 1 | ADLER PRODUCTS\PLATES FOR SMALL SCREWS, ADLER\SMALL FRAGMENT AUTO COMP PLATES, ADLER | 0 | Initial issue | Y | BONE PLATES |  | 1 | No | Yes | Yes | Yes | N. A.
B0908 | B0908.09 | AUTO COMPRESSION PLATE, ADLER, 2.7MM, 76MM, 9 HOLES |  | B0908.00 | 02 | 2016-05-07 | N. A. | N. A. | N. A. | QPF/B0908 | 01 | 2010-04-09 | N. A. | N. A. | N. A. | PS/B0908 | 01 | 2017-02-10 | 2022-02-10 | N. A. | N. A. | B0908 | TMF-1 | IU/1 | Class C | FINISHED GOODS | ADLER™ | AUTO COMPRESSION PLATE | 2.7MM, 76MM, 9 HOLES | 16 | No | Yes |  | No | N. A. | No | N. A. | No | Yes | No | Yes | M. L.: MFG/MD/2021/000369 |  | 1 | ADLER PRODUCTS\PLATES FOR SMALL SCREWS, ADLER\SMALL FRAGMENT AUTO COMP PLATES, ADLER | 0 | Initial issue | Y | BONE PLATES |  | 1 | No | Yes | Yes | Yes | N. A.
B0908 | B0908.10 | AUTO COMPRESSION PLATE, ADLER, 2.7MM, 84MM, 10 HOLES |  | B0908.00 | 02 | 2016-05-07 | N. A. | N. A. | N. A. | QPF/B0908 | 01 | 2010-04-09 | N. A. | N. A. | N. A. | PS/B0908 | 01 | 2017-02-10 | 2022-02-10 | N. A. | N. A. | B0908 | TMF-1 | IU/1 | Class C | FINISHED GOODS | ADLER™ | AUTO COMPRESSION PLATE | 2.7MM, 84MM, 10 HOLES | 16 | No | Yes |  | No | N. A. | No | N. A. | No | Yes | No | Yes | M. L.: MFG/MD/2021/000369 |  | 1 | ADLER PRODUCTS\PLATES FOR SMALL SCREWS, ADLER\SMALL FRAGMENT AUTO COMP PLATES, ADLER | 0 | Initial issue | Y | BONE PLATES |  | 1 | No | Yes | Yes | Yes | N. A.
B0908 | B0908.11 | AUTO COMPRESSION PLATE, ADLER, 2.7MM, 92MM, 11 HOLES |  | B0908.00 | 02 | 2016-05-07 | N. A. | N. A. | N. A. | QPF/B0908 | 01 | 2010-04-09 | N. A. | N. A. | N. A. | PS/B0908 | 01 | 2017-02-10 | 2022-02-10 | N. A. | N. A. | B0908 | TMF-1 | IU/1 | Class C | FINISHED GOODS | ADLER™ | AUTO COMPRESSION PLATE | 2.7MM, 92MM, 11 HOLES | 16 | No | Yes |  | No | N. A. | No | N. A. | No | Yes | No | Yes | M. L.: MFG/MD/2021/000369 |  | 1 | ADLER PRODUCTS\PLATES FOR SMALL SCREWS, ADLER\SMALL FRAGMENT AUTO COMP PLATES, ADLER | 0 | Initial issue | Y | BONE PLATES |  | 1 | No | Yes | Yes | Yes | N. A.
B0908 | B0908.12 | AUTO COMPRESSION PLATE, ADLER, 2.7MM, 100MM, 12 HOLES |  | B0908.00 | 02 | 2016-05-07 | N. A. | N. A. | N. A. | QPF/B0908 | 01 | 2010-04-09 | N. A. | N. A. | N. A. | PS/B0908 | 01 | 2017-02-10 | 2022-02-10 | N. A. | N. A. | B0908 | TMF-1 | IU/1 | Class C | FINISHED GOODS | ADLER™ | AUTO COMPRESSION PLATE | 2.7MM, 100MM, 12 HOLES | 16 | No | Yes |  | No | N. A. | No | N. A. | No | Yes | No | Yes | M. L.: MFG/MD/2021/000369 |  | 1 | ADLER PRODUCTS\PLATES FOR SMALL SCREWS, ADLER\SMALL FRAGMENT AUTO COMP PLATES, ADLER | 0 | Initial issue | Y | BONE PLATES |  | 1 | No | Yes | Yes | Yes | N. A.
B0909 | B0909.03 | QUARTER TUBULAR PLATE, ADLER, 23MM, 3 HOLES |  | B0909.00 | 02 | 2019-06-03 | N. A. | N. A. | N. A. | QPF/B0909 | 00 | 2007-11-28 | N. A. | N. A. | N. A. | PS/B0909 | 02 | 2018-05-09 | 2021-05-09 | N. A. | N. A. | B0909 | TMF-1 | IU/1 | Class C | FINISHED GOODS | ADLER™ | QUARTER TUBULAR PLATE | 23MM, 3 HOLES | 16 | No | Yes |  | No | N. A. | No | N. A. | No | Yes | No | Yes | M. L.: MFG/MD/2021/000369 |  | 1 | ADLER PRODUCTS\PLATES FOR SMALL SCREWS, ADLER\QUARTER TUBULAR PLATE | 0 | Initial issue | Y | BONE PLATES |  | 1 | No | Yes | Yes | Yes | N. A.
B0909 | B0909.04 | QUARTER TUBULAR PLATE, ADLER, 31MM, 4 HOLES |  | B0909.00 | 02 | 2019-06-03 | N. A. | N. A. | N. A. | QPF/B0909 | 00 | 2007-11-28 | N. A. | N. A. | N. A. | PS/B0909 | 02 | 2018-05-09 | 2021-05-09 | N. A. | N. A. | B0909 | TMF-1 | IU/1 | Class C | FINISHED GOODS | ADLER™ | QUARTER TUBULAR PLATE | 31MM, 4 HOLES | 16 | No | Yes |  | No | N. A. | No | N. A. | No | Yes | No | Yes | M. L.: MFG/MD/2021/000369 |  | 1 | ADLER PRODUCTS\PLATES FOR SMALL SCREWS, ADLER\QUARTER TUBULAR PLATE | 0 | Initial issue | Y | BONE PLATES |  | 1 | No | Yes | Yes | Yes | N. A.
B0909 | B0909.05 | QUARTER TUBULAR PLATE, ADLER, 39MM, 5 HOLES |  | B0909.00 | 02 | 2019-06-03 | N. A. | N. A. | N. A. | QPF/B0909 | 00 | 2007-11-28 | N. A. | N. A. | N. A. | PS/B0909 | 02 | 2018-05-09 | 2021-05-09 | N. A. | N. A. | B0909 | TMF-1 | IU/1 | Class C | FINISHED GOODS | ADLER™ | QUARTER TUBULAR PLATE | 39MM, 5 HOLES | 16 | No | Yes |  | No | N. A. | No | N. A. | No | Yes | No | Yes | M. L.: MFG/MD/2021/000369 |  | 1 | ADLER PRODUCTS\PLATES FOR SMALL SCREWS, ADLER\QUARTER TUBULAR PLATE | 0 | Initial issue | Y | BONE PLATES |  | 1 | No | Yes | Yes | Yes | N. A.
B0909 | B0909.06 | QUARTER TUBULAR PLATE, ADLER, 47MM, 6 HOLES |  | B0909.00 | 02 | 2019-06-03 | N. A. | N. A. | N. A. | QPF/B0909 | 00 | 2007-11-28 | N. A. | N. A. | N. A. | PS/B0909 | 02 | 2018-05-09 | 2021-05-09 | N. A. | N. A. | B0909 | TMF-1 | IU/1 | Class C | FINISHED GOODS | ADLER™ | QUARTER TUBULAR PLATE | 47MM, 6 HOLES | 16 | No | Yes |  | No | N. A. | No | N. A. | No | Yes | No | Yes | M. L.: MFG/MD/2021/000369 |  | 1 | ADLER PRODUCTS\PLATES FOR SMALL SCREWS, ADLER\QUARTER TUBULAR PLATE | 0 | Initial issue | Y | BONE PLATES |  | 1 | No | Yes | Yes | Yes | N. A.
B0909 | B0909.07 | QUARTER TUBULAR PLATE, ADLER, 55MM, 7 HOLES |  | B0909.00 | 02 | 2019-06-03 | N. A. | N. A. | N. A. | QPF/B0909 | 00 | 2007-11-28 | N. A. | N. A. | N. A. | PS/B0909 | 02 | 2018-05-09 | 2021-05-09 | N. A. | N. A. | B0909 | TMF-1 | IU/1 | Class C | FINISHED GOODS | ADLER™ | QUARTER TUBULAR PLATE | 55MM, 7 HOLES | 16 | No | Yes |  | No | N. A. | No | N. A. | No | Yes | No | Yes | M. L.: MFG/MD/2021/000369 |  | 1 | ADLER PRODUCTS\PLATES FOR SMALL SCREWS, ADLER\QUARTER TUBULAR PLATE | 0 | Initial issue | Y | BONE PLATES |  | 1 | No | Yes | Yes | Yes | N. A.
B0909 | B0909.08 | QUARTER TUBULAR PLATE, ADLER, 63MM, 8 HOLES |  | B0909.00 | 02 | 2019-06-03 | N. A. | N. A. | N. A. | QPF/B0909 | 00 | 2007-11-28 | N. A. | N. A. | N. A. | PS/B0909 | 02 | 2018-05-09 | 2021-05-09 | N. A. | N. A. | B0909 | TMF-1 | IU/1 | Class C | FINISHED GOODS | ADLER™ | QUARTER TUBULAR PLATE | 63MM, 8 HOLES | 16 | No | Yes |  | No | N. A. | No | N. A. | No | Yes | No | Yes | M. L.: MFG/MD/2021/000369 |  | 1 | ADLER PRODUCTS\PLATES FOR SMALL SCREWS, ADLER\QUARTER TUBULAR PLATE | 0 | Initial issue | Y | BONE PLATES |  | 1 | No | Yes | Yes | Yes | N. A.
B0910 | B0910.01 | MULTIPLE FRAGMENT PLATE, ADLER |  | B0910.00 | 02 | 2019-06-03 | N. A. | N. A. | N. A. | QPF/B0910 | 00 | 2007-11-26 | N. A. | N. A. | N. A. | PS/B0910 | 02 | 2018-03-07 | 2022-03-07 | 2019-11-09 | 44874 | B0910 | TMF-1 | IU/1 | Class C | FINISHED GOODS | ADLER™ | MULTIPLE FRAGMENT PLATE |  | 16 | No | Yes |  | No | N. A. | No | N. A. | No | Yes | No | Yes | M. L.: MFG/MD/2021/000369 |  | 1 | ADLER PRODUCTS\PLATES FOR SMALL SCREWS, ADLER\MULTIPLE FRAGMENT PLATE | 0 | Initial issue | N | BONE PLATES |  | 1 | No | Yes | Yes | Yes | N. A.
B0911 | B0911.031 | SMALL 'L' PLATE LEFT, ADLER |  | B0911.031 | #N/A | #N/A | N. A. | N. A. | N. A. | QPF/B0911 | #N/A | #N/A | #N/A | #N/A | #N/A | PS/B0911 | #N/A | #N/A | #N/A | #N/A | #N/A | B0911 | TMF-1 | IU/1 | Class C | FINISHED GOODS | ADLER™ | SMALL 'L' PLATE | LEFT, ADLER | 16 | No | Yes |  | No | N. A. | No | N. A. | No | Yes | No | Yes | M. L.: MFG/MD/2021/000369 |  | 1 | ADLER PRODUCTS\SPECIAL PLATES, ADLER\L BUTTRESS PLATES, ADLER | 0 | Initial issue | Y | BONE PLATES |  | 1 | No | Yes | Yes | Yes | N. A.
B0911 | B0911.032 | SMALL 'L' PLATE RIGHT, ADLER |  | B0911.031 | 02 | 2019-06-03 | N. A. | N. A. | N. A. | QPF/B0911 | 00 | 2007-11-26 | N. A. | N. A. | N. A. | PS/B0911 | 02 | 2018-03-07 | 2022-03-07 | 2019-11-09 | 44874 | B0911 | TMF-1 | IU/1 | Class C | FINISHED GOODS | ADLER™ | SMALL 'L' PLATE | RIGHT, ADLER | 16 | No | Yes |  | No | N. A. | No | N. A. | No | Yes | No | Yes | M. L.: MFG/MD/2021/000369 |  | 1 | ADLER PRODUCTS\SPECIAL PLATES, ADLER\L BUTTRESS PLATES, ADLER | 0 | Initial issue | Y | BONE PLATES |  | 1 | No | Yes | Yes | Yes | N. A.
B0911 | B0911.033 | SMALL 'L' PLATE OBLIQUE LEFT, ADLER |  | B0911.033 | 02 | 2019-06-03 | N. A. | N. A. | N. A. | QPF/B0911 | 00 | 2007-11-26 | N. A. | N. A. | N. A. | PS/B0911 | 02 | 2018-03-07 | 2022-03-07 | 2019-11-09 | 44874 | B0911 | TMF-1 | IU/1 | Class C | FINISHED GOODS | ADLER™ | SMALL 'L' PLATE | OBLIQUE LEFT, ADLER | 16 | No | Yes |  | No | N. A. | No | N. A. | No | Yes | No | Yes | M. L.: MFG/MD/2021/000369 |  | 1 | ADLER PRODUCTS\SPECIAL PLATES, ADLER\L BUTTRESS PLATES, ADLER | 0 | Initial issue | Y | BONE PLATES |  | 1 | No | Yes | Yes | Yes | N. A.
B0911 | B0911.034 | SMALL 'L' PLATE OBLIQUE RIGHT, ADLER |  | B0911.033 | #N/A | #N/A | N. A. | N. A. | N. A. | QPF/B0911 | #N/A | #N/A | #N/A | #N/A | #N/A | PS/B0911 | #N/A | #N/A | #N/A | #N/A | #N/A | B0911 | TMF-1 | IU/1 | Class C | FINISHED GOODS | ADLER™ | SMALL 'L' PLATE | OBLIQUE RIGHT, ADLER | 16 | No | Yes |  | No | N. A. | No | N. A. | No | Yes | No | Yes | M. L.: MFG/MD/2021/000369 |  | 1 | ADLER PRODUCTS\SPECIAL PLATES, ADLER\L BUTTRESS PLATES, ADLER | 0 | Initial issue | Y | BONE PLATES |  | 1 | No | Yes | Yes | Yes | N. A.
B0912 | B0912.01 | SMALL 'T' PLATE, ADLER |  | B0912.00 | N. A. | N. A. | N. A. | N. A. | N. A. | QPF/B0912 | N. A. | N. A. | N. A. | N. A. | N. A. | PS/B0912 | N. A. | N. A. | N. A. | N. A. | N. A. | B0912 | TMF-1 | IU/1 | Class C | FINISHED GOODS | ADLER™ | SMALL 'T' PLATE |  | 16 | No | Yes |  | No | N. A. | No | N. A. | No | Yes | No | Yes | M. L.: MFG/MD/2021/000369 |  | 1 | ADLER PRODUCTS\SPECIAL PLATES, ADLER\T PLATES, ADLER | 0 | Initial issue | Y | BONE PLATES |  | 1 | No | Yes | Yes | Yes | N. A.
B0914 | B0914.03 | RECONSTRUCTION PLATE, ADLER, 2.7MM STRAIGHT, 24MM, 3 HOLES |  | B0914.00 | 02 | 2008-08-23 | N. A. | N. A. | N. A. | QPF/B0914 | 00 | 2007-11-06 | N. A. | N. A. | N. A. | PS/B0914 | 01 | 2017-03-03 | 2022-03-01 | 2019-12-04 | 44899 | B0914 | TMF-1 | IU/1 | Class C | FINISHED GOODS | ADLER™ | RECONSTRUCTION PLATE, 2.7MM | STRAIGHT, 24MM, 3 HOLES | 16 | No | Yes |  | No | N. A. | No | N. A. | No | Yes | No | Yes | M. L.: MFG/MD/2021/000369 |  | 1 | ADLER PRODUCTS\PLATES FOR SMALL SCREWS, ADLER\RECONSTRUCTION PLATES 2.7MM | 0 | Initial issue | Y | BONE PLATES |  | 1 | No | Yes | Yes | Yes | N. A.
B0914 | B0914.04 | RECONSTRUCTION PLATE, ADLER, 2.7MM STRAIGHT, 32MM, 4 HOLES |  | B0914.00 | 02 | 2008-08-23 | N. A. | N. A. | N. A. | QPF/B0914 | 00 | 2007-11-06 | N. A. | N. A. | N. A. | PS/B0914 | 01 | 2017-03-03 | 2022-03-01 | 2019-12-04 | 44899 | B0914 | TMF-1 | IU/1 | Class C | FINISHED GOODS | ADLER™ | RECONSTRUCTION PLATE, 2.7MM | STRAIGHT, 32MM, 4 HOLES | 16 | No | Yes |  | No | N. A. | No | N. A. | No | Yes | No | Yes | M. L.: MFG/MD/2021/000369 |  | 1 | ADLER PRODUCTS\PLATES FOR SMALL SCREWS, ADLER\RECONSTRUCTION PLATES 2.7MM | 0 | Initial issue | Y | BONE PLATES |  | 1 | No | Yes | Yes | Yes | N. A.
B0914 | B0914.05 | RECONSTRUCTION PLATE, ADLER, 2.7MM STRAIGHT, 40MM, 5 HOLES |  | B0914.00 | 02 | 2008-08-23 | N. A. | N. A. | N. A. | QPF/B0914 | 00 | 2007-11-06 | N. A. | N. A. | N. A. | PS/B0914 | 01 | 2017-03-03 | 2022-03-01 | 2019-12-04 | 44899 | B0914 | TMF-1 | IU/1 | Class C | FINISHED GOODS | ADLER™ | RECONSTRUCTION PLATE, 2.7MM | STRAIGHT, 40MM, 5 HOLES | 16 | No | Yes |  | No | N. A. | No | N. A. | No | Yes | No | Yes | M. L.: MFG/MD/2021/000369 |  | 1 | ADLER PRODUCTS\PLATES FOR SMALL SCREWS, ADLER\RECONSTRUCTION PLATES 2.7MM | 0 | Initial issue | Y | BONE PLATES |  | 1 | No | Yes | Yes | Yes | N. A.
B0914 | B0914.06 | RECONSTRUCTION PLATE, ADLER, 2.7MM STRAIGHT, 48MM, 6 HOLES |  | B0914.00 | 02 | 2008-08-23 | N. A. | N. A. | N. A. | QPF/B0914 | 00 | 2007-11-06 | N. A. | N. A. | N. A. | PS/B0914 | 01 | 2017-03-03 | 2022-03-01 | 2019-12-04 | 44899 | B0914 | TMF-1 | IU/1 | Class C | FINISHED GOODS | ADLER™ | RECONSTRUCTION PLATE, 2.7MM | STRAIGHT, 48MM, 6 HOLES | 16 | No | Yes |  | No | N. A. | No | N. A. | No | Yes | No | Yes | M. L.: MFG/MD/2021/000369 |  | 1 | ADLER PRODUCTS\PLATES FOR SMALL SCREWS, ADLER\RECONSTRUCTION PLATES 2.7MM | 0 | Initial issue | Y | BONE PLATES |  | 1 | No | Yes | Yes | Yes | N. A.
B0914 | B0914.07 | RECONSTRUCTION PLATE, ADLER, 2.7MM STRAIGHT, 56MM, 7 HOLES |  | B0914.00 | 02 | 2008-08-23 | N. A. | N. A. | N. A. | QPF/B0914 | 00 | 2007-11-06 | N. A. | N. A. | N. A. | PS/B0914 | 01 | 2017-03-03 | 2022-03-01 | 2019-12-04 | 44899 | B0914 | TMF-1 | IU/1 | Class C | FINISHED GOODS | ADLER™ | RECONSTRUCTION PLATE, 2.7MM | STRAIGHT, 56MM, 7 HOLES | 16 | No | Yes |  | No | N. A. | No | N. A. | No | Yes | No | Yes | M. L.: MFG/MD/2021/000369 |  | 1 | ADLER PRODUCTS\PLATES FOR SMALL SCREWS, ADLER\RECONSTRUCTION PLATES 2.7MM | 0 | Initial issue | Y | BONE PLATES |  | 1 | No | Yes | Yes | Yes | N. A.
B0914 | B0914.08 | RECONSTRUCTION PLATE, ADLER, 2.7MM STRAIGHT, 64MM, 8 HOLES |  | B0914.00 | 02 | 2008-08-23 | N. A. | N. A. | N. A. | QPF/B0914 | 00 | 2007-11-06 | N. A. | N. A. | N. A. | PS/B0914 | 01 | 2017-03-03 | 2022-03-01 | 2019-12-04 | 44899 | B0914 | TMF-1 | IU/1 | Class C | FINISHED GOODS | ADLER™ | RECONSTRUCTION PLATE, 2.7MM | STRAIGHT, 64MM, 8 HOLES | 16 | No | Yes |  | No | N. A. | No | N. A. | No | Yes | No | Yes | M. L.: MFG/MD/2021/000369 |  | 1 | ADLER PRODUCTS\PLATES FOR SMALL SCREWS, ADLER\RECONSTRUCTION PLATES 2.7MM | 0 | Initial issue | Y | BONE PLATES |  | 1 | No | Yes | Yes | Yes | N. A.
B0914 | B0914.09 | RECONSTRUCTION PLATE, ADLER, 2.7MM STRAIGHT, 72MM, 9 HOLES |  | B0914.00 | 02 | 2008-08-23 | N. A. | N. A. | N. A. | QPF/B0914 | 00 | 2007-11-06 | N. A. | N. A. | N. A. | PS/B0914 | 01 | 2017-03-03 | 2022-03-01 | 2019-12-04 | 44899 | B0914 | TMF-1 | IU/1 | Class C | FINISHED GOODS | ADLER™ | RECONSTRUCTION PLATE, 2.7MM | STRAIGHT, 72MM, 9 HOLES | 16 | No | Yes |  | No | N. A. | No | N. A. | No | Yes | No | Yes | M. L.: MFG/MD/2021/000369 |  | 1 | ADLER PRODUCTS\PLATES FOR SMALL SCREWS, ADLER\RECONSTRUCTION PLATES 2.7MM | 0 | Initial issue | Y | BONE PLATES |  | 1 | No | Yes | Yes | Yes | N. A.
B0914 | B0914.10 | RECONSTRUCTION PLATE, ADLER, 2.7MM STRAIGHT, 80MM, 10 HOLES |  | B0914.00 | 02 | 2008-08-23 | N. A. | N. A. | N. A. | QPF/B0914 | 00 | 2007-11-06 | N. A. | N. A. | N. A. | PS/B0914 | 01 | 2017-03-03 | 2022-03-01 | 2019-12-04 | 44899 | B0914 | TMF-1 | IU/1 | Class C | FINISHED GOODS | ADLER™ | RECONSTRUCTION PLATE, 2.7MM | STRAIGHT, 80MM, 10 HOLES | 16 | No | Yes |  | No | N. A. | No | N. A. | No | Yes | No | Yes | M. L.: MFG/MD/2021/000369 |  | 1 | ADLER PRODUCTS\PLATES FOR SMALL SCREWS, ADLER\RECONSTRUCTION PLATES 2.7MM | 0 | Initial issue | Y | BONE PLATES |  | 1 | No | Yes | Yes | Yes | N. A.
B0914 | B0914.11 | RECONSTRUCTION PLATE, ADLER, 2.7MM STRAIGHT, 88MM, 11 HOLES |  | B0914.00 | 02 | 2008-08-23 | N. A. | N. A. | N. A. | QPF/B0914 | 00 | 2007-11-06 | N. A. | N. A. | N. A. | PS/B0914 | 01 | 2017-03-03 | 2022-03-01 | 2019-12-04 | 44899 | B0914 | TMF-1 | IU/1 | Class C | FINISHED GOODS | ADLER™ | RECONSTRUCTION PLATE, 2.7MM | STRAIGHT, 88MM, 11 HOLES | 16 | No | Yes |  | No | N. A. | No | N. A. | No | Yes | No | Yes | M. L.: MFG/MD/2021/000369 |  | 1 | ADLER PRODUCTS\PLATES FOR SMALL SCREWS, ADLER\RECONSTRUCTION PLATES 2.7MM | 0 | Initial issue | Y | BONE PLATES |  | 1 | No | Yes | Yes | Yes | N. A.
B0914 | B0914.12 | RECONSTRUCTION PLATE, ADLER, 2.7MM STRAIGHT, 96MM, 12 HOLES |  | B0914.00 | 02 | 2008-08-23 | N. A. | N. A. | N. A. | QPF/B0914 | 00 | 2007-11-06 | N. A. | N. A. | N. A. | PS/B0914 | 01 | 2017-03-03 | 2022-03-01 | 2019-12-04 | 44899 | B0914 | TMF-1 | IU/1 | Class C | FINISHED GOODS | ADLER™ | RECONSTRUCTION PLATE, 2.7MM | STRAIGHT, 96MM, 12 HOLES | 16 | No | Yes |  | No | N. A. | No | N. A. | No | Yes | No | Yes | M. L.: MFG/MD/2021/000369 |  | 1 | ADLER PRODUCTS\PLATES FOR SMALL SCREWS, ADLER\RECONSTRUCTION PLATES 2.7MM | 0 | Initial issue | Y | BONE PLATES |  | 1 | No | Yes | Yes | Yes | N. A.
B0914 | B0914.13 | RECONSTRUCTION PLATE, ADLER, 2.7MM STRAIGHT, 104MM, 13 HOLES |  | B0914.00 | 02 | 2008-08-23 | N. A. | N. A. | N. A. | QPF/B0914 | 00 | 2007-11-06 | N. A. | N. A. | N. A. | PS/B0914 | 01 | 2017-03-03 | 2022-03-01 | 2019-12-04 | 44899 | B0914 | TMF-1 | IU/1 | Class C | FINISHED GOODS | ADLER™ | RECONSTRUCTION PLATE, 2.7MM | STRAIGHT, 104MM, 13 HOLES | 16 | No | Yes |  | No | N. A. | No | N. A. | No | Yes | No | Yes | M. L.: MFG/MD/2021/000369 |  | 1 | ADLER PRODUCTS\PLATES FOR SMALL SCREWS, ADLER\RECONSTRUCTION PLATES 2.7MM | 0 | Initial issue | Y | BONE PLATES |  | 1 | No | Yes | Yes | Yes | N. A.
B0914 | B0914.14 | RECONSTRUCTION PLATE, ADLER, 2.7MM STRAIGHT, 112MM, 14 HOLES |  | B0914.00 | 02 | 2008-08-23 | N. A. | N. A. | N. A. | QPF/B0914 | 00 | 2007-11-06 | N. A. | N. A. | N. A. | PS/B0914 | 01 | 2017-03-03 | 2022-03-01 | 2019-12-04 | 44899 | B0914 | TMF-1 | IU/1 | Class C | FINISHED GOODS | ADLER™ | RECONSTRUCTION PLATE, 2.7MM | STRAIGHT, 112MM, 14 HOLES | 16 | No | Yes |  | No | N. A. | No | N. A. | No | Yes | No | Yes | M. L.: MFG/MD/2021/000369 |  | 1 | ADLER PRODUCTS\PLATES FOR SMALL SCREWS, ADLER\RECONSTRUCTION PLATES 2.7MM | 0 | Initial issue | Y | BONE PLATES |  | 1 | No | Yes | Yes | Yes | N. A.
B0914 | B0914.15 | RECONSTRUCTION PLATE, ADLER, 2.7MM STRAIGHT, 120MM, 15 HOLES |  | B0914.00 | 02 | 2008-08-23 | N. A. | N. A. | N. A. | QPF/B0914 | 00 | 2007-11-06 | N. A. | N. A. | N. A. | PS/B0914 | 01 | 2017-03-03 | 2022-03-01 | 2019-12-04 | 44899 | B0914 | TMF-1 | IU/1 | Class C | FINISHED GOODS | ADLER™ | RECONSTRUCTION PLATE, 2.7MM | STRAIGHT, 120MM, 15 HOLES | 16 | No | Yes |  | No | N. A. | No | N. A. | No | Yes | No | Yes | M. L.: MFG/MD/2021/000369 |  | 1 | ADLER PRODUCTS\PLATES FOR SMALL SCREWS, ADLER\RECONSTRUCTION PLATES 2.7MM | 0 | Initial issue | Y | BONE PLATES |  | 1 | No | Yes | Yes | Yes | N. A.
B0914 | B0914.16 | RECONSTRUCTION PLATE, ADLER, 2.7MM STRAIGHT, 128MM, 16 HOLES |  | B0914.00 | 02 | 2008-08-23 | N. A. | N. A. | N. A. | QPF/B0914 | 00 | 2007-11-06 | N. A. | N. A. | N. A. | PS/B0914 | 01 | 2017-03-03 | 2022-03-01 | 2019-12-04 | 44899 | B0914 | TMF-1 | IU/1 | Class C | FINISHED GOODS | ADLER™ | RECONSTRUCTION PLATE, 2.7MM | STRAIGHT, 128MM, 16 HOLES | 16 | No | Yes |  | No | N. A. | No | N. A. | No | Yes | No | Yes | M. L.: MFG/MD/2021/000369 |  | 1 | ADLER PRODUCTS\PLATES FOR SMALL SCREWS, ADLER\RECONSTRUCTION PLATES 2.7MM | 0 | Initial issue | Y | BONE PLATES |  | 1 | No | Yes | Yes | Yes | N. A.
B0914 | B0914.17 | RECONSTRUCTION PLATE, ADLER, 2.7MM STRAIGHT, 136MM, 17 HOLES |  | B0914.00 | 02 | 2008-08-23 | N. A. | N. A. | N. A. | QPF/B0914 | 00 | 2007-11-06 | N. A. | N. A. | N. A. | PS/B0914 | 01 | 2017-03-03 | 2022-03-01 | 2019-12-04 | 44899 | B0914 | TMF-1 | IU/1 | Class C | FINISHED GOODS | ADLER™ | RECONSTRUCTION PLATE, 2.7MM | STRAIGHT, 136MM, 17 HOLES | 16 | No | Yes |  | No | N. A. | No | N. A. | No | Yes | No | Yes | M. L.: MFG/MD/2021/000369 |  | 1 | ADLER PRODUCTS\PLATES FOR SMALL SCREWS, ADLER\RECONSTRUCTION PLATES 2.7MM | 0 | Initial issue | Y | BONE PLATES |  | 1 | No | Yes | Yes | Yes | N. A.
B0914 | B0914.18 | RECONSTRUCTION PLATE, ADLER, 2.7MM STRAIGHT, 144MM, 18 HOLES |  | B0914.00 | 02 | 2008-08-23 | N. A. | N. A. | N. A. | QPF/B0914 | 00 | 2007-11-06 | N. A. | N. A. | N. A. | PS/B0914 | 01 | 2017-03-03 | 2022-03-01 | 2019-12-04 | 44899 | B0914 | TMF-1 | IU/1 | Class C | FINISHED GOODS | ADLER™ | RECONSTRUCTION PLATE, 2.7MM | STRAIGHT, 144MM, 18 HOLES | 16 | No | Yes |  | No | N. A. | No | N. A. | No | Yes | No | Yes | M. L.: MFG/MD/2021/000369 |  | 1 | ADLER PRODUCTS\PLATES FOR SMALL SCREWS, ADLER\RECONSTRUCTION PLATES 2.7MM | 0 | Initial issue | Y | BONE PLATES |  | 1 | No | Yes | Yes | Yes | N. A.
B0914 | B0914.19 | RECONSTRUCTION PLATE, ADLER, 2.7MM STRAIGHT, 152MM, 19 HOLES |  | B0914.00 | 02 | 2008-08-23 | N. A. | N. A. | N. A. | QPF/B0914 | 00 | 2007-11-06 | N. A. | N. A. | N. A. | PS/B0914 | 01 | 2017-03-03 | 2022-03-01 | 2019-12-04 | 44899 | B0914 | TMF-1 | IU/1 | Class C | FINISHED GOODS | ADLER™ | RECONSTRUCTION PLATE, 2.7MM | STRAIGHT, 152MM, 19 HOLES | 16 | No | Yes |  | No | N. A. | No | N. A. | No | Yes | No | Yes | M. L.: MFG/MD/2021/000369 |  | 1 | ADLER PRODUCTS\PLATES FOR SMALL SCREWS, ADLER\RECONSTRUCTION PLATES 2.7MM | 0 | Initial issue | Y | BONE PLATES |  | 1 | No | Yes | Yes | Yes | N. A.
B0914 | B0914.20 | RECONSTRUCTION PLATE, ADLER, 2.7MM STRAIGHT, 160MM, 20 HOLES |  | B0914.00 | 02 | 2008-08-23 | N. A. | N. A. | N. A. | QPF/B0914 | 00 | 2007-11-06 | N. A. | N. A. | N. A. | PS/B0914 | 01 | 2017-03-03 | 2022-03-01 | 2019-12-04 | 44899 | B0914 | TMF-1 | IU/1 | Class C | FINISHED GOODS | ADLER™ | RECONSTRUCTION PLATE, 2.7MM | STRAIGHT, 160MM, 20 HOLES | 16 | No | Yes |  | No | N. A. | No | N. A. | No | Yes | No | Yes | M. L.: MFG/MD/2021/000369 |  | 1 | ADLER PRODUCTS\PLATES FOR SMALL SCREWS, ADLER\RECONSTRUCTION PLATES 2.7MM | 0 | Initial issue | Y | BONE PLATES |  | 1 | No | Yes | Yes | Yes | N. A.
B0914 | B0914.21 | RECONSTRUCTION PLATE, ADLER, 2.7MM STRAIGHT, 168MM, 21 HOLES |  | B0914.00 | 02 | 2008-08-23 | N. A. | N. A. | N. A. | QPF/B0914 | 00 | 2007-11-06 | N. A. | N. A. | N. A. | PS/B0914 | 01 | 2017-03-03 | 2022-03-01 | 2019-12-04 | 44899 | B0914 | TMF-1 | IU/1 | Class C | FINISHED GOODS | ADLER™ | RECONSTRUCTION PLATE, 2.7MM | STRAIGHT, 168MM, 21 HOLES | 16 | No | Yes |  | No | N. A. | No | N. A. | No | Yes | No | Yes | M. L.: MFG/MD/2021/000369 |  | 1 | ADLER PRODUCTS\PLATES FOR SMALL SCREWS, ADLER\RECONSTRUCTION PLATES 2.7MM | 0 | Initial issue | Y | BONE PLATES |  | 1 | No | Yes | Yes | Yes | N. A.
B0914 | B0914.22 | RECONSTRUCTION PLATE, ADLER, 2.7MM STRAIGHT, 176MM, 22 HOLES |  | B0914.00 | 02 | 2008-08-23 | N. A. | N. A. | N. A. | QPF/B0914 | 00 | 2007-11-06 | N. A. | N. A. | N. A. | PS/B0914 | 01 | 2017-03-03 | 2022-03-01 | 2019-12-04 | 44899 | B0914 | TMF-1 | IU/1 | Class C | FINISHED GOODS | ADLER™ | RECONSTRUCTION PLATE, 2.7MM | STRAIGHT, 176MM, 22 HOLES | 16 | No | Yes |  | No | N. A. | No | N. A. | No | Yes | No | Yes | M. L.: MFG/MD/2021/000369 |  | 1 | ADLER PRODUCTS\PLATES FOR SMALL SCREWS, ADLER\RECONSTRUCTION PLATES 2.7MM | 0 | Initial issue | Y | BONE PLATES |  | 1 | No | Yes | Yes | Yes | N. A.
B0914 | B0914.23 | RECONSTRUCTION PLATE, ADLER, 2.7MM STRAIGHT, 184MM, 23 HOLES |  | B0914.00 | 02 | 2008-08-23 | N. A. | N. A. | N. A. | QPF/B0914 | 00 | 2007-11-06 | N. A. | N. A. | N. A. | PS/B0914 | 01 | 2017-03-03 | 2022-03-01 | 2019-12-04 | 44899 | B0914 | TMF-1 | IU/1 | Class C | FINISHED GOODS | ADLER™ | RECONSTRUCTION PLATE, 2.7MM | STRAIGHT, 184MM, 23 HOLES | 16 | No | Yes |  | No | N. A. | No | N. A. | No | Yes | No | Yes | M. L.: MFG/MD/2021/000369 |  | 1 | ADLER PRODUCTS\PLATES FOR SMALL SCREWS, ADLER\RECONSTRUCTION PLATES 2.7MM | 0 | Initial issue | Y | BONE PLATES |  | 1 | No | Yes | Yes | Yes | N. A.
B0914 | B0914.24 | RECONSTRUCTION PLATE, ADLER, 2.7MM STRAIGHT, 192MM, 24 HOLES |  | B0914.00 | 02 | 2008-08-23 | N. A. | N. A. | N. A. | QPF/B0914 | 00 | 2007-11-06 | N. A. | N. A. | N. A. | PS/B0914 | 01 | 2017-03-03 | 2022-03-01 | 2019-12-04 | 44899 | B0914 | TMF-1 | IU/1 | Class C | FINISHED GOODS | ADLER™ | RECONSTRUCTION PLATE, 2.7MM | STRAIGHT, 192MM, 24 HOLES | 16 | No | Yes |  | No | N. A. | No | N. A. | No | Yes | No | Yes | M. L.: MFG/MD/2021/000369 |  | 1 | ADLER PRODUCTS\PLATES FOR SMALL SCREWS, ADLER\RECONSTRUCTION PLATES 2.7MM | 0 | Initial issue | Y | BONE PLATES |  | 1 | No | Yes | Yes | Yes | N. A.
B0915 | B0915.08 | RECONSTRUCTION PLATE, ADLER, FOR 4.5MM, STRAIGHT, RADIUSED, 125MM, 8 HOLES |  | B0915.00 | #N/A | #N/A | N. A. | N. A. | N. A. | QPF/B0915 | #N/A | #N/A | #N/A | #N/A | #N/A | PS/B0915 | #N/A | #N/A | #N/A | #N/A | #N/A | B0915 | TMF-1 | IU/1 | Class C | FINISHED GOODS | ADLER™ | RECONSTRUCTION PLATE, FOR 4.5MM | STRAIGHT, RADIUSED, 125MM, 8 HOLES | 16 | No | Yes |  | No | N. A. | No | N. A. | No | Yes | No | Yes | M. L.: MFG/MD/2021/000369 |  | 1 | ADLER PRODUCTS\PLATES FOR LARGE SCREWS, ADLER\'RECONSTRUCTION PLATE FOR 4.5MM, STRAIGHT, RADIUSED | 0 | Initial issue | Y | BONE PLATES |  | 1 | No | Yes | Yes | Yes | N. A.
B1004 | B1001.03 | STRAIGHT MINI PLATE, S`RUT, 17MM, 3 HOLES |  | B1004.00 | 03 | 2010-10-01 | N. A. | N. A. | N. A. | QPF/B1004 | 00 | 2007-11-17 | N. A. | N. A. | N. A. | PS/B1004 | 02 | 2018-09-08 | 2022-09-07 | N. A. | N. A. | B1004 | TMF-1 | IU/1 | Class C | FINISHED GOODS | SUSHRUT™ | STRAIGHT MINI PLATE | 17MM, 3 HOLES | 16 | No | Yes |  | No | N. A. | No | N. A. | No | Yes | No | Yes | M. L.: MFG/MD/2021/000369 |  | 1 | SUSHRUT PRODUCTS\INTERNATIONAL IMPLANTS\PLATES FOR 2.0MM SCREWS\STRAIGHT MINI PLATES | 0.0018 | Initial issue | N | BONE PLATES |  | 1 | No | Yes | Yes | Yes | N. A.
B1004 | B1001.04 | STRAIGHT MINI PLATE, S`RUT, 23MM, 4 HOLES |  | B1004.00 | 03 | 2010-10-01 | N. A. | N. A. | N. A. | QPF/B1004 | 00 | 2007-11-17 | N. A. | N. A. | N. A. | PS/B1004 | 02 | 2018-09-08 | 2022-09-07 | N. A. | N. A. | B1004 | TMF-1 | IU/1 | Class C | FINISHED GOODS | SUSHRUT™ | STRAIGHT MINI PLATE | 23MM, 4 HOLES | 16 | No | Yes |  | No | N. A. | No | N. A. | No | Yes | No | Yes | M. L.: MFG/MD/2021/000369 |  | 1 | SUSHRUT PRODUCTS\INTERNATIONAL IMPLANTS\PLATES FOR 2.0MM SCREWS\STRAIGHT MINI PLATES | 0.0024 | Initial issue | N | BONE PLATES |  | 1 | No | Yes | Yes | Yes | N. A.
B1004 | B1001.05 | STRAIGHT MINI PLATE, S`RUT, 29MM, 5 HOLES |  | B1004.00 | 03 | 2010-10-01 | N. A. | N. A. | N. A. | QPF/B1004 | 00 | 2007-11-17 | N. A. | N. A. | N. A. | PS/B1004 | 02 | 2018-09-08 | 2022-09-07 | N. A. | N. A. | B1004 | TMF-1 | IU/1 | Class C | FINISHED GOODS | SUSHRUT™ | STRAIGHT MINI PLATE | 29MM, 5 HOLES | 16 | No | Yes |  | No | N. A. | No | N. A. | No | Yes | No | Yes | M. L.: MFG/MD/2021/000369 |  | 1 | SUSHRUT PRODUCTS\INTERNATIONAL IMPLANTS\PLATES FOR 2.0MM SCREWS\STRAIGHT MINI PLATES | 0.0025385 | Initial issue | N | BONE PLATES |  | 1 | No | Yes | Yes | Yes | N. A.
B1004 | B1001.06 | STRAIGHT MINI PLATE, S`RUT, 35MM, 6 HOLES |  | B1004.00 | 03 | 2010-10-01 | N. A. | N. A. | N. A. | QPF/B1004 | 00 | 2007-11-17 | N. A. | N. A. | N. A. | PS/B1004 | 02 | 2018-09-08 | 2022-09-07 | N. A. | N. A. | B1004 | TMF-1 | IU/1 | Class C | FINISHED GOODS | SUSHRUT™ | STRAIGHT MINI PLATE | 35MM, 6 HOLES | 16 | No | Yes |  | No | N. A. | No | N. A. | No | Yes | No | Yes | M. L.: MFG/MD/2021/000369 |  | 1 | SUSHRUT PRODUCTS\INTERNATIONAL IMPLANTS\PLATES FOR 2.0MM SCREWS\STRAIGHT MINI PLATES | 0.00245 | Initial issue | N | BONE PLATES |  | 1 | No | Yes | Yes | Yes | N. A.
B1004 | B1001.07 | STRAIGHT MINI PLATE, S`RUT, 41MM, 7 HOLES |  | B1004.00 | 03 | 2010-10-01 | N. A. | N. A. | N. A. | QPF/B1004 | 00 | 2007-11-17 | N. A. | N. A. | N. A. | PS/B1004 | 02 | 2018-09-08 | 2022-09-07 | N. A. | N. A. | B1004 | TMF-1 | IU/1 | Class C | FINISHED GOODS | SUSHRUT™ | STRAIGHT MINI PLATE | 41MM, 7 HOLES | 16 | No | Yes |  | No | N. A. | No | N. A. | No | Yes | No | Yes | M. L.: MFG/MD/2021/000369 |  | 1 | SUSHRUT PRODUCTS\INTERNATIONAL IMPLANTS\PLATES FOR 2.0MM SCREWS\STRAIGHT MINI PLATES | 0 | Initial issue | N | BONE PLATES |  | 1 | No | Yes | Yes | Yes | N. A.
B1004 | B1001.08 | STRAIGHT MINI PLATE, S`RUT, 47MM, 8 HOLES |  | B1004.00 | 03 | 2010-10-01 | N. A. | N. A. | N. A. | QPF/B1004 | 00 | 2007-11-17 | N. A. | N. A. | N. A. | PS/B1004 | 02 | 2018-09-08 | 2022-09-07 | N. A. | N. A. | B1004 | TMF-1 | IU/1 | Class C | FINISHED GOODS | SUSHRUT™ | STRAIGHT MINI PLATE | 47MM, 8 HOLES | 16 | No | Yes |  | No | N. A. | No | N. A. | No | Yes | No | Yes | M. L.: MFG/MD/2021/000369 |  | 1 | SUSHRUT PRODUCTS\INTERNATIONAL IMPLANTS\PLATES FOR 2.0MM SCREWS\STRAIGHT MINI PLATES | 0 | Initial issue | N | BONE PLATES |  | 1 | No | Yes | Yes | Yes | N. A.
B1005 | B1002.021 | MINI 'L' PLATE, LEFT, S`RUT |  | B1005.021 | 04 | 2009-09-01 | N. A. | N. A. | N. A. | QPF/B1005 | 00 | 2007-11-17 | N. A. | N. A. | N. A. | PS/B1005 | 02 | 2018-03-07 | 2021-03-07 | 2019-11-09 | 44874 | B1005 | TMF-1 | IU/1 | Class C | FINISHED GOODS | SUSHRUT™ | MINI 'L' PLATE | LEFT | 16 | No | Yes |  | No | N. A. | No | N. A. | No | Yes | No | Yes | M. L.: MFG/MD/2021/000369 |  | 1 | SUSHRUT PRODUCTS\INTERNATIONAL IMPLANTS\PLATES FOR 2.0MM SCREWS\MINI L PLATES | 0.004 | Initial issue | N | BONE PLATES |  | 1 | No | Yes | Yes | Yes | N. A.
B1005 | B1002.022 | MINI 'L' PLATE, RIGHT, S`RUT |  | B1005.021 | 04 | 2009-09-01 | N. A. | N. A. | N. A. | QPF/B1005 | 00 | 2007-11-17 | N. A. | N. A. | N. A. | PS/B1005 | 02 | 2018-03-07 | 2021-03-07 | 2019-11-09 | 44874 | B1005 | TMF-1 | IU/1 | Class C | FINISHED GOODS | SUSHRUT™ | MINI 'L' PLATE | RIGHT | 16 | No | Yes |  | No | N. A. | No | N. A. | No | Yes | No | Yes | M. L.: MFG/MD/2021/000369 |  | 1 | SUSHRUT PRODUCTS\INTERNATIONAL IMPLANTS\PLATES FOR 2.0MM SCREWS\MINI L PLATES | 0.004 | Initial issue | N | BONE PLATES |  | 1 | No | Yes | Yes | Yes | N. A.
B1005 | B1002.023 | MINI 'L' PLATE, OBLIQUE LEFT, S`RUT |  | B1005.023 | 04 | 2009-09-01 | N. A. | N. A. | N. A. | QPF/B1005 | 00 | 2007-11-17 | N. A. | N. A. | N. A. | PS/B1005 | 02 | 2018-03-07 | 2021-03-07 | 2019-11-09 | 44874 | B1005 | TMF-1 | IU/1 | Class C | FINISHED GOODS | SUSHRUT™ | MINI 'L' PLATE | OBLIQUE LEFT | 16 | No | Yes |  | No | N. A. | No | N. A. | No | Yes | No | Yes | M. L.: MFG/MD/2021/000369 |  | 1 | SUSHRUT PRODUCTS\INTERNATIONAL IMPLANTS\PLATES FOR 2.0MM SCREWS\MINI L PLATES | 0 | Initial issue | N | BONE PLATES |  | 1 | No | Yes | Yes | Yes | N. A.
B1005 | B1002.024 | MINI 'L' PLATE, OBLIQUE RIGHT, S`RUT |  | B1005.023 | 04 | 2009-09-01 | N. A. | N. A. | N. A. | QPF/B1005 | 00 | 2007-11-17 | N. A. | N. A. | N. A. | PS/B1005 | 02 | 2018-03-07 | 2021-03-07 | 2019-11-09 | 44874 | B1005 | TMF-1 | IU/1 | Class C | FINISHED GOODS | SUSHRUT™ | MINI 'L' PLATE | OBLIQUE RIGHT | 16 | No | Yes |  | No | N. A. | No | N. A. | No | Yes | No | Yes | M. L.: MFG/MD/2021/000369 |  | 1 | SUSHRUT PRODUCTS\INTERNATIONAL IMPLANTS\PLATES FOR 2.0MM SCREWS\MINI L PLATES | 0 | Initial issue | N | BONE PLATES |  | 1 | No | Yes | Yes | Yes | N. A.
B1006 | B1003.01 | MINI 'T' PLATE, S`RUT, 2 HEAD HOLES AND 2 SHAFT HOLES |  | B1006.00 | 04 | 2009-09-01 | N. A. | N. A. | N. A. | QPF/B1006 | 00 | 2007-11-17 | N. A. | N. A. | N. A. | PS/B1006 | 02 | 2018-03-07 | 2021-03-07 | 2019-11-09 | 44874 | B1006 | TMF-1 | IU/1 | Class C | FINISHED GOODS | SUSHRUT™ | MINI 'T' PLATE | 2 HEAD HOLES AND 2 SHAFT HOLES | 16 | No | Yes |  | No | N. A. | No | N. A. | No | Yes | No | Yes | M. L.: MFG/MD/2021/000369 |  | 1 | SUSHRUT PRODUCTS\INTERNATIONAL IMPLANTS\PLATES FOR 2.0MM SCREWS\MINI T PLATES | 0 | Initial issue | N | BONE PLATES |  | 1 | No | Yes | Yes | Yes | N. A.
B1006 | B1003.02 | MINI 'T' PLATE, S`RUT, 2 HEAD HOLES AND 3 SHAFT HOLES |  | B1006.00 | 04 | 2009-09-01 | N. A. | N. A. | N. A. | QPF/B1006 | 00 | 2007-11-17 | N. A. | N. A. | N. A. | PS/B1006 | 02 | 2018-03-07 | 2021-03-07 | 2019-11-09 | 44874 | B1006 | TMF-1 | IU/1 | Class C | FINISHED GOODS | SUSHRUT™ | MINI 'T' PLATE | 2 HEAD HOLES AND 3 SHAFT HOLES | 16 | No | Yes |  | No | N. A. | No | N. A. | No | Yes | No | Yes | M. L.: MFG/MD/2021/000369 |  | 1 | SUSHRUT PRODUCTS\INTERNATIONAL IMPLANTS\PLATES FOR 2.0MM SCREWS\MINI T PLATES | 0 | Initial issue | Y | BONE PLATES |  | 1 | No | Yes | Yes | Yes | N. A.
B1006 | B1003.03 | MINI 'T' PLATE, S`RUT, 2 HEAD HOLES AND 4 SHAFT HOLES |  | B1006.00 | 04 | 2009-09-01 | N. A. | N. A. | N. A. | QPF/B1006 | 00 | 2007-11-17 | N. A. | N. A. | N. A. | PS/B1006 | 02 | 2018-03-07 | 2021-03-07 | 2019-11-09 | 44874 | B1006 | TMF-1 | IU/1 | Class C | FINISHED GOODS | SUSHRUT™ | MINI 'T' PLATE | 2 HEAD HOLES AND 4 SHAFT HOLES | 16 | No | Yes |  | No | N. A. | No | N. A. | No | Yes | No | Yes | M. L.: MFG/MD/2021/000369 |  | 1 | SUSHRUT PRODUCTS\INTERNATIONAL IMPLANTS\PLATES FOR 2.0MM SCREWS\MINI T PLATES | 0 | Initial issue | Y | BONE PLATES |  | 1 | No | Yes | Yes | Yes | N. A.
B1006 | B1003.04 | MINI 'T' PLATE, S`RUT, 2 HEAD HOLES AND 5 SHAFT HOLES |  | B1006.00 | 04 | 2009-09-01 | N. A. | N. A. | N. A. | QPF/B1006 | 00 | 2007-11-17 | N. A. | N. A. | N. A. | PS/B1006 | 02 | 2018-03-07 | 2021-03-07 | 2019-11-09 | 44874 | B1006 | TMF-1 | IU/1 | Class C | FINISHED GOODS | SUSHRUT™ | MINI 'T' PLATE | 2 HEAD HOLES AND 5 SHAFT HOLES | 16 | No | Yes |  | No | N. A. | No | N. A. | No | Yes | No | Yes | M. L.: MFG/MD/2021/000369 |  | 1 | SUSHRUT PRODUCTS\INTERNATIONAL IMPLANTS\PLATES FOR 2.0MM SCREWS\MINI T PLATES | 0 | Initial issue | Y | BONE PLATES |  | 1 | No | Yes | Yes | Yes | N. A.
B1004 | B1004.03 | STRAIGHT MINI PLATE, ADLER, 17MM, 3 HOLES |  | B1004.00 | #N/A | #N/A | N. A. | N. A. | N. A. | QPF/B1004 | #N/A | #N/A | #N/A | #N/A | #N/A | PS/B1004 | #N/A | #N/A | #N/A | #N/A | #N/A | B1004 | TMF-1 | IU/1 | Class C | FINISHED GOODS | ADLER™ | STRAIGHT MINI PLATE | 17MM, 3 HOLES | 16 | No | Yes |  | No | N. A. | No | N. A. | No | Yes | No | Yes | M. L.: MFG/MD/2021/000369 |  | 1 | ADLER PRODUCTS\SPECIAL PLATES, ADLER | 0 | Initial issue | Y | BONE PLATES |  | 1 | No | Yes | Yes | Yes | N. A.
B1004 | B1004.04 | STRAIGHT MINI PLATE, ADLER, 23MM, 4 HOLES |  | B1004.00 | 03 | 2010-10-01 | N. A. | N. A. | N. A. | QPF/B1004 | 00 | 2007-11-17 | N. A. | N. A. | N. A. | PS/B1004 | 02 | 2018-09-08 | 2022-09-07 | N. A. | N. A. | B1004 | TMF-1 | IU/1 | Class C | FINISHED GOODS | ADLER™ | STRAIGHT MINI PLATE | 23MM, 4 HOLES | 16 | No | Yes |  | No | N. A. | No | N. A. | No | Yes | No | Yes | M. L.: MFG/MD/2021/000369 |  | 1 | ADLER PRODUCTS\SPECIAL PLATES, ADLER | 0 | Initial issue | N | BONE PLATES |  | 1 | No | Yes | Yes | Yes | N. A.
B1004 | B1004.05 | STRAIGHT MINI PLATE, ADLER, 29MM, 5 HOLES |  | B1004.00 | #N/A | #N/A | N. A. | N. A. | N. A. | QPF/B1004 | #N/A | #N/A | #N/A | #N/A | #N/A | PS/B1004 | #N/A | #N/A | #N/A | #N/A | #N/A | B1004 | TMF-1 | IU/1 | Class C | FINISHED GOODS | ADLER™ | STRAIGHT MINI PLATE | 29MM, 5 HOLES | 16 | No | Yes |  | No | N. A. | No | N. A. | No | Yes | No | Yes | M. L.: MFG/MD/2021/000369 |  | 1 | ADLER PRODUCTS\SPECIAL PLATES, ADLER | 0 | Initial issue | Y | BONE PLATES |  | 1 | No | Yes | Yes | Yes | N. A.
B1004 | B1004.06 | STRAIGHT MINI PLATE, ADLER, 35MM, 6 HOLES |  | B1004.00 | 03 | 2010-10-01 | N. A. | N. A. | N. A. | QPF/B1004 | 00 | 2007-11-17 | N. A. | N. A. | N. A. | PS/B1004 | 02 | 2018-09-08 | 2022-09-07 | N. A. | N. A. | B1004 | TMF-1 | IU/1 | Class C | FINISHED GOODS | ADLER™ | STRAIGHT MINI PLATE | 35MM, 6 HOLES | 16 | No | Yes |  | No | N. A. | No | N. A. | No | Yes | No | Yes | M. L.: MFG/MD/2021/000369 |  | 1 | ADLER PRODUCTS\SPECIAL PLATES, ADLER | 0 | Initial issue | Y | BONE PLATES |  | 1 | No | Yes | Yes | Yes | N. A.
B1005 | B1005.021 | MINI 'L' PLATE, LEFT, ADLER |  | B1005.021 | 04 | 2009-09-01 | N. A. | N. A. | N. A. | QPF/B1005 | 00 | 2007-11-17 | N. A. | N. A. | N. A. | PS/B1005 | 02 | 2018-03-07 | 2021-03-07 | 2019-11-09 | 44874 | B1005 | TMF-1 | IU/1 | Class C | FINISHED GOODS | ADLER™ | MINI 'L' PLATE | LEFT | 16 | No | Yes |  | No | N. A. | No | N. A. | No | Yes | No | Yes | M. L.: MFG/MD/2021/000369 |  | 1 | ADLER PRODUCTS\SPECIAL PLATES, ADLER | 0 | Initial issue | Y | BONE PLATES |  | 1 | No | Yes | Yes | Yes | N. A.
B1005 | B1005.022 | MINI 'L' PLATE, RIGHT, ADLER |  | B1005.021 | #N/A | #N/A | N. A. | N. A. | N. A. | QPF/B1005 | #N/A | #N/A | #N/A | #N/A | #N/A | PS/B1005 | #N/A | #N/A | #N/A | #N/A | #N/A | B1005 | TMF-1 | IU/1 | Class C | FINISHED GOODS | ADLER™ | MINI 'L' PLATE | RIGHT | 16 | No | Yes |  | No | N. A. | No | N. A. | No | Yes | No | Yes | M. L.: MFG/MD/2021/000369 |  | 1 | ADLER PRODUCTS\SPECIAL PLATES, ADLER | 0 | Initial issue | Y | BONE PLATES |  | 1 | No | Yes | Yes | Yes | N. A.
B1005 | B1005.023 | MINI 'L' PLATE, OBLIQUE LEFT, ADLER |  | B1005.023 | 04 | 2009-09-01 | N. A. | N. A. | N. A. | QPF/B1005 | 00 | 2007-11-17 | N. A. | N. A. | N. A. | PS/B1005 | 02 | 2018-03-07 | 2021-03-07 | 2019-11-09 | 44874 | B1005 | TMF-1 | IU/1 | Class C | FINISHED GOODS | ADLER™ | MINI 'L' PLATE | OBLIQUE LEFT | 16 | No | Yes |  | No | N. A. | No | N. A. | No | Yes | No | Yes | M. L.: MFG/MD/2021/000369 |  | 1 | ADLER PRODUCTS\SPECIAL PLATES, ADLER | 0 | Initial issue | Y | BONE PLATES |  | 1 | No | Yes | Yes | Yes | N. A.
B1005 | B1005.024 | MINI 'L' PLATE, OBLIQUE RIGHT, ADLER |  | B1005.023 | 04 | 2009-09-01 | N. A. | N. A. | N. A. | QPF/B1005 | 00 | 2007-11-17 | N. A. | N. A. | N. A. | PS/B1005 | 02 | 2018-03-07 | 2021-03-07 | 2019-11-09 | 44874 | B1005 | TMF-1 | IU/1 | Class C | FINISHED GOODS | ADLER™ | MINI 'L' PLATE | OBLIQUE RIGHT | 16 | No | Yes |  | No | N. A. | No | N. A. | No | Yes | No | Yes | M. L.: MFG/MD/2021/000369 |  | 1 | ADLER PRODUCTS\SPECIAL PLATES, ADLER | 0 | Initial issue | Y | BONE PLATES |  | 1 | No | Yes | Yes | Yes | N. A.
B1006 | B1006.01 | MINI 'T' PLATE, ADLER |  | B1006.00 | 04 | 2009-09-01 | N. A. | N. A. | N. A. | QPF/B1006 | 00 | 2007-11-17 | N. A. | N. A. | N. A. | PS/B1006 | 02 | 2018-03-07 | 2021-03-07 | 2019-11-09 | 44874 | B1006 | TMF-1 | IU/1 | Class C | FINISHED GOODS | ADLER™ | MINI 'T' PLATE |  | 16 | No | Yes |  | No | N. A. | No | N. A. | No | Yes | No | Yes | M. L.: MFG/MD/2021/000369 |  | 1 | ADLER PRODUCTS\SPECIAL PLATES, ADLER | 0 | Initial issue | Y | BONE PLATES |  | 1 | No | Yes | Yes | Yes | N. A.
B1105.01 | B1101.01 | WASHER FOR LARGE SCREW, S`RUT |  | B1105.01 | 04 | 2009-09-01 | N. A. | N. A. | N. A. | QPF/B1105.01 | 00 | 2007-11-17 | N. A. | N. A. | N. A. | PS/B1105.01 | 02 | 2018-03-07 | 2021-03-07 | 2019-11-09 | 44874 | B1105.01 | TMF-1 | IU/1 | Class C | FINISHED GOODS | SUSHRUT™ | WASHER FOR LARGE SCREWS | DIA. 13.0MM | 16 | No | Yes |  | No | N. A. | No | N. A. | No | Yes | No | Yes | M. L.: MFG/MD/2021/000369 |  | 3 | SUSHRUT PRODUCTS\INTERNATIONAL IMPLANTS\MISC. INTL. IMPLANTS\WASHERS FOR CANC SCREWS | 0.0025276 | Initial issue | N | BONE PLATES |  | 1 | No | Yes | Yes | Yes | N. A.
B1105.01 | B1101.02 | WASHER FOR SMALL SCREW, S`RUT |  | B1105.02 | 04 | 2009-09-01 | N. A. | N. A. | N. A. | QPF/B1105.01 | 00 | 2007-11-17 | N. A. | N. A. | N. A. | PS/B1105.02 | 02 | 2018-03-07 | 2021-03-07 | 2019-11-09 | 44874 | B1105.01 | TMF-1 | IU/1 | Class C | FINISHED GOODS | SUSHRUT™ | WASHER FOR SMALL SCREWS | DIA. 7.0MM | 16 | No | Yes |  | No | N. A. | No | N. A. | No | Yes | No | Yes | M. L.: MFG/MD/2021/000369 |  | 3 | SUSHRUT PRODUCTS\INTERNATIONAL IMPLANTS\MISC. INTL. IMPLANTS\WASHERS FOR CANC SCREWS | 0 | Initial issue | N | BONE PLATES |  | 1 | No | Yes | Yes | Yes | N. A.
B1104 | B1104.0807 | 'K' WIRE THREADED TIP, ADLER, DIA. 0.8, LENGTH 70MM |  | B1104.0000 | #N/A | #N/A | N. A. | N. A. | N. A. | QPF/B1104 | #N/A | #N/A | #N/A | #N/A | #N/A | PS/B1104 | #N/A | #N/A | #N/A | #N/A | #N/A | B1104 | TMF-1 | IU/1 | Class C | FINISHED GOODS | ADLER™ | 'K' WIRE THREADED TIP | DIA 0.8, LENGTH 70MM | 16 | No | Yes |  | No | N. A. | No | N. A. | No | Yes | No | Yes | M. L.: MFG/MD/2021/000369 |  | 5 | ADLER PRODUCTS\WIRES AND PINS\K WIRES | 0 | Initial issue | Y | PINS AND WIRES |  | 1 | No | Yes | Yes | Yes | N. A.
B1104 | B1104.1015 | 'K' WIRE THREADED TIP, ADLER, DIA. 1.0, LENGTH 150MM |  | B1104.0000 | 03 | 2015-02-26 | N. A. | N. A. | N. A. | QPF/B1104 | 00 | 2018-05-20 | N. A. | N. A. | N. A. | PS/B1104 | 01 | 2019-04-05 | 2022-04-05 | 2019-12-04 | 44899 | B1104 | TMF-1 | IU/1 | Class C | FINISHED GOODS | ADLER™ | 'K' WIRE THREADED TIP | DIA. 1.0, LENGTH 150MM | 16 | No | Yes |  | No | N. A. | No | N. A. | No | Yes | No | Yes | M. L.: MFG/MD/2021/000369 |  | 5 | ADLER PRODUCTS\WIRES AND PINS\K WIRES | 0 | Initial issue | N | PINS AND WIRES |  | 1 | No | Yes | Yes | Yes | N. A.
B1104 | B1104.1215 | 'K' WIRE THREADED TIP DIA 1.2 LENGTH 150MM, THREAD 5MM |  | B1104.0000 | 03 | 2015-02-26 | N. A. | N. A. | N. A. | QPF/B1104 | 00 | 2018-05-20 | N. A. | N. A. | N. A. | PS/B1104 | 01 | 2019-04-05 | 2022-04-05 | 2019-12-04 | 44899 | B1104 | TMF-1 | IU/1 | Class C | FINISHED GOODS | ADLER™ | 'K' WIRE THREADED TIP | DIA 1.2 LENGTH 150MM, THREAD 5MM | 16 | No | Yes |  | No | N. A. | No | N. A. | No | Yes | No | Yes | M. L.: MFG/MD/2021/000369 |  | 5 | ADLER PRODUCTS\WIRES AND PINS\K WIRES | 0 | Initial issue | N | PINS AND WIRES |  | 1 | No | Yes | Yes | Yes | N. A.
B1104 | B1104.1415 | 'K' WIRE THREADED TIP DIA 1.4 LENGTH 150MM, THREAD 5MM |  | B1104.0000 | 03 | 2015-02-26 | N. A. | N. A. | N. A. | QPF/B1104 | 00 | 2018-05-20 | N. A. | N. A. | N. A. | PS/B1104 | 01 | 2019-04-05 | 2022-04-05 | 2019-12-04 | 44899 | B1104 | TMF-1 | IU/1 | Class C | FINISHED GOODS | ADLER™ | 'K' WIRE THREADED TIP | DIA 1.4 LENGTH 150MM, THREAD 5MM | 16 | No | Yes |  | No | N. A. | No | N. A. | No | Yes | No | Yes | M. L.: MFG/MD/2021/000369 |  | 5 | ADLER PRODUCTS\WIRES AND PINS\K WIRES | 0 | Initial issue | Y | PINS AND WIRES |  | 1 | No | Yes | Yes | Yes | N. A.
B1104 | B1104.1515 | 'K' WIRE THREADED TIP, ADLER, DIA. 1.5, LENGTH 150MM |  | B1104.0000 | 03 | 2015-02-26 | N. A. | N. A. | N. A. | QPF/B1104 | 00 | 2018-05-20 | N. A. | N. A. | N. A. | PS/B1104 | 01 | 2019-04-05 | 2022-04-05 | 2019-12-04 | 44899 | B1104 | TMF-1 | IU/1 | Class C | FINISHED GOODS | ADLER™ | 'K' WIRE THREADED TIP | DIA. 1.5, LENGTH 150MM | 16 | No | Yes |  | No | N. A. | No | N. A. | No | Yes | No | Yes | M. L.: MFG/MD/2021/000369 |  | 5 | ADLER PRODUCTS\WIRES AND PINS\K WIRES | 0 | Initial issue | N | PINS AND WIRES |  | 1 | No | Yes | Yes | Yes | N. A.
B1104 | B1104.1615 | 'K' WIRE THREADED TIP DIA 1.6 LENGTH 150MM, THREAD 5MM |  | B1104.0000 | 03 | 2015-02-26 | N. A. | N. A. | N. A. | QPF/B1104 | 00 | 2018-05-20 | N. A. | N. A. | N. A. | PS/B1104 | 01 | 2019-04-05 | 2022-04-05 | 2019-12-04 | 44899 | B1104 | TMF-1 | IU/1 | Class C | FINISHED GOODS | ADLER™ | 'K' WIRE THREADED TIP | DIA 1.6 LENGTH 150MM, THREAD 5MM | 16 | No | Yes |  | No | N. A. | No | N. A. | No | Yes | No | Yes | M. L.: MFG/MD/2021/000369 |  | 5 | ADLER PRODUCTS\WIRES AND PINS\K WIRES | 0 | Initial issue | Y | PINS AND WIRES |  | 1 | No | Yes | Yes | Yes | N. A.
B1104 | B1104.1616 | 'K' WIRE THREADED TIP DIA 1.6 LENGTH 150MM, THREAD 15MM |  | B1104.0000 | 03 | 2015-02-26 | N. A. | N. A. | N. A. | QPF/B1104 | 00 | 2018-05-20 | N. A. | N. A. | N. A. | PS/B1104 | 01 | 2019-04-05 | 2022-04-05 | 2019-12-04 | 44899 | B1104 | TMF-1 | IU/1 | Class C | FINISHED GOODS | ADLER™ | 'K' WIRE THREADED TIP | DIA 1.6 LENGTH 150MM, THREAD 15MM | 16 | No | Yes |  | No | N. A. | No | N. A. | No | Yes | No | Yes | M. L.: MFG/MD/2021/000369 |  | 5 | ADLER PRODUCTS\WIRES AND PINS\K WIRES | 0 | Initial issue | Y | PINS AND WIRES |  | 1 | No | Yes | Yes | Yes | N. A.
B1104 | B1104.1815 | 'K' WIRE THREADED TIP, ADLER, DIA. 1.8, LENGTH 150MM |  | B1104.0000 | 03 | 2015-02-26 | N. A. | N. A. | N. A. | QPF/B1104 | 00 | 2018-05-20 | N. A. | N. A. | N. A. | PS/B1104 | 01 | 2019-04-05 | 2022-04-05 | 2019-12-04 | 44899 | B1104 | TMF-1 | IU/1 | Class C | FINISHED GOODS | ADLER™ | 'K' WIRE THREADED TIP | DIA. 1.8, LENGTH 150MM | 16 | No | Yes |  | No | N. A. | No | N. A. | No | Yes | No | Yes | M. L.: MFG/MD/2021/000369 |  | 5 | ADLER PRODUCTS\WIRES AND PINS\K WIRES | 0 | Initial issue | N | PINS AND WIRES |  | 1 | No | Yes | Yes | Yes | N. A.
B1104 | B1104.2015 | 'K' WIRE THREADED TIP, ADLER, DIA. 2.0, LENGTH 150MM |  | B1104.0000 | 03 | 2015-02-26 | N. A. | N. A. | N. A. | QPF/B1104 | 00 | 2018-05-20 | N. A. | N. A. | N. A. | PS/B1104 | 01 | 2019-04-05 | 2022-04-05 | 2019-12-04 | 44899 | B1104 | TMF-1 | IU/1 | Class C | FINISHED GOODS | ADLER™ | 'K' WIRE THREADED TIP | DIA. 2.0, LENGTH 150MM | 16 | No | Yes |  | No | N. A. | No | N. A. | No | Yes | No | Yes | M. L.: MFG/MD/2021/000369 |  | 5 | ADLER PRODUCTS\WIRES AND PINS\K WIRES | 0 | Initial issue | N | PINS AND WIRES |  | 1 | No | Yes | Yes | Yes | N. A.
B1104 | B1104.2515 | 'K' WIRE THREADED TIP, ADLER, DIA. 2.5, LENGTH 150MM |  | B1104.0000 | 03 | 2015-02-26 | N. A. | N. A. | N. A. | QPF/B1104 | 00 | 2018-05-20 | N. A. | N. A. | N. A. | PS/B1104 | 01 | 2019-04-05 | 2022-04-05 | 2019-12-04 | 44899 | B1104 | TMF-1 | IU/1 | Class C | FINISHED GOODS | ADLER™ | 'K' WIRE THREADED TIP | DIA. 2.5, LENGTH 150MM | 16 | No | Yes |  | No | N. A. | No | N. A. | No | Yes | No | Yes | M. L.: MFG/MD/2021/000369 |  | 5 | ADLER PRODUCTS\WIRES AND PINS\K WIRES | 0 | Initial issue | N | PINS AND WIRES |  | 1 | No | Yes | Yes | Yes | N. A.
B1104 | B1104.2520 | 'K' WIRE THREADED TIP, ADLER, DIA. 2.5, LENGTH 200MM |  | B1104.0000 | 03 | 2015-02-26 | N. A. | N. A. | N. A. | QPF/B1104 | 00 | 2018-05-20 | N. A. | N. A. | N. A. | PS/B1104 | 01 | 2019-04-05 | 2022-04-05 | 2019-12-04 | 44899 | B1104 | TMF-1 | IU/1 | Class C | FINISHED GOODS | ADLER™ | 'K' WIRE THREADED TIP | DIA. 2.5, LENGTH 200MM | 16 | No | Yes |  | No | N. A. | No | N. A. | No | Yes | No | Yes | M. L.: MFG/MD/2021/000369 |  | 5 | ADLER PRODUCTS\WIRES AND PINS\K WIRES | 0 | Initial issue | Y | PINS AND WIRES |  | 1 | No | Yes | Yes | Yes | N. A.
B1104 | B1104.3015 | 'K' WIRE THREADED TIP, ADLER, DIA. 3.0, LENGTH 150MM |  | B1104.0000 | 03 | 2015-02-26 | N. A. | N. A. | N. A. | QPF/B1104 | 00 | 2018-05-20 | N. A. | N. A. | N. A. | PS/B1104 | 01 | 2019-04-05 | 2022-04-05 | 2019-12-04 | 44899 | B1104 | TMF-1 | IU/1 | Class C | FINISHED GOODS | ADLER™ | 'K' WIRE THREADED TIP | DIA. 3.0, LENGTH 150MM | 16 | No | Yes |  | No | N. A. | No | N. A. | No | Yes | No | Yes | M. L.: MFG/MD/2021/000369 |  | 5 | ADLER PRODUCTS\WIRES AND PINS\K WIRES | 0 | Initial issue | N | PINS AND WIRES |  | 1 | No | Yes | Yes | Yes | N. A.
B1104 | B1104.3515 | 'K' WIRE THREADED TIP, ADLER, DIA. 3.5, LENGTH 150MM |  | B1104.0000 | 03 | 2015-02-26 | N. A. | N. A. | N. A. | QPF/B1104 | 00 | 2018-05-20 | N. A. | N. A. | N. A. | PS/B1104 | 01 | 2019-04-05 | 2022-04-05 | 2019-12-04 | 44899 | B1104 | TMF-1 | IU/1 | Class C | FINISHED GOODS | ADLER™ | 'K' WIRE THREADED TIP | DIA. 3.5, LENGTH 150MM | 16 | No | Yes |  | No | N. A. | No | N. A. | No | Yes | No | Yes | M. L.: MFG/MD/2021/000369 |  | 5 | ADLER PRODUCTS\WIRES AND PINS\K WIRES | 0 | Initial issue | Y | PINS AND WIRES |  | 1 | No | Yes | Yes | Yes | N. A.
B1105.01 | B1105.01 | WASHER FOR LARGE SCREWS, ADLER, DIA. 13.0MM |  | B1105.01 | 07 | 2018-06-07 | N. A. | N. A. | N. A. | QPF/B1105.01 | 00 | 2013-08-21 | N. A. | N. A. | N. A. | PS/B1105.01 | 02 | 2019-02-09 | 2022-02-09 | 2019-12-01 | 44896 | B1105.01 | TMF-1 | IU/1 | Class C | FINISHED GOODS | ADLER™ | WASHER FOR LARGE SCREWS | DIA. 13.0MM | 16 | No | Yes |  | No | N. A. | No | N. A. | No | Yes | No | Yes | M. L.: MFG/MD/2021/000369 |  | 3 | ADLER PRODUCTS\WIRES AND PINS\K WIRES | 0 | Initial issue | N | PINS AND WIRES |  | 1 | No | Yes | Yes | Yes | N. A.
B1105.01 | B1105.02 | WASHER FOR SMALL SCREWS, ADLER, DIA. 7.0MM |  | B1105.02 | 07 | 2018-06-07 | N. A. | N. A. | N. A. | QPF/B1105.01 | 00 | 2013-08-21 | N. A. | N. A. | N. A. | PS/B1105.02 | 02 | 2019-02-09 | 2022-02-09 | 2019-12-01 | 44896 | B1105.01 | TMF-1 | IU/1 | Class C | FINISHED GOODS | ADLER™ | WASHER FOR SMALL SCREWS | DIA. 7.0MM | 16 | No | Yes |  | No | N. A. | No | N. A. | No | Yes | No | Yes | M. L.: MFG/MD/2021/000369 |  | 3 | ADLER PRODUCTS\WIRES AND PINS\K WIRES | 0 | Initial issue | N | PINS AND WIRES |  | 1 | No | Yes | Yes | Yes | N. A.
B1105.01 | B1105.03 | WASHER FOR LARGE SCREWS, ADLER, DIA. 11.0MM |  | B1105.01 | #N/A | #N/A | N. A. | N. A. | N. A. | QPF/B1105.01 | #N/A | #N/A | #N/A | #N/A | #N/A | PS/B1105.01 | #N/A | #N/A | #N/A | #N/A | #N/A | B1105.01 | TMF-1 | IU/1 | Class C | FINISHED GOODS | ADLER™ | WASHER FOR LARGE SCREWS | DIA. 11.0MM | 16 | No | Yes |  | No | N. A. | No | N. A. | No | Yes | No | Yes | M. L.: MFG/MD/2021/000369 |  | 3 | ADLER PRODUCTS\LARGE BONE SCREWS, ADLER\WASHER FOR LARGE CANC SCREWS, ADLER | 0 | Initial issue | Y | BONE PLATES |  | 1 | No | Yes | Yes | Yes | N. A.
B1105.01 | B1105.04 | WASHER FOR LARGE SCREWS, ADLER, DIA. 16.0MM |  | B1105.04 | #N/A | #N/A | N. A. | N. A. | N. A. | QPF/B1105.01 | #N/A | #N/A | #N/A | #N/A | #N/A | PS/B1105.01 | #N/A | #N/A | #N/A | #N/A | #N/A | B1105.01 | TMF-1 | IU/1 | Class C | FINISHED GOODS | ADLER™ | WASHER FOR LARGE SCREWS | DIA. 16.0MM | 16 | No | Yes |  | No | N. A. | No | N. A. | No | Yes | No | Yes | M. L.: MFG/MD/2021/000369 |  | 3 | ADLER PRODUCTS\LARGE BONE SCREWS, ADLER\WASHER FOR LARGE CANC SCREWS, ADLER | 0 | Initial issue | Y | BONE PLATES |  | 1 | No | Yes | Yes | Yes | N. A.
B1105.01 | B1105.05 | WASHER FOR LARGE SCREWS, ADLER, DIA. 19.0MM |  | B1105.04 | #N/A | #N/A | N. A. | N. A. | N. A. | QPF/B1105.01 | #N/A | #N/A | #N/A | #N/A | #N/A | PS/B1105.01 | #N/A | #N/A | #N/A | #N/A | #N/A | B1105.01 | TMF-1 | IU/1 | Class C | FINISHED GOODS | ADLER™ | WASHER FOR LARGE SCREWS | DIA. 19.0MM | 16 | No | Yes |  | No | N. A. | No | N. A. | No | Yes | No | Yes | M. L.: MFG/MD/2021/000369 |  | 3 | ADLER PRODUCTS\LARGE BONE SCREWS, ADLER\WASHER FOR LARGE CANC SCREWS, ADLER | 0 | Initial issue | Y | BONE PLATES |  | 1 | No | Yes | Yes | Yes | N. A.
B1105.01 | B1105.06 | WASHER FOR MINI SCREWS, ADLER, DIA. 4.5MM |  | B1105.06 | #N/A | #N/A | N. A. | N. A. | N. A. | QPF/B1105.01 | #N/A | #N/A | #N/A | #N/A | #N/A | PS/B1105.06 | #N/A | #N/A | #N/A | #N/A | #N/A | B1105.01 | TMF-1 | IU/1 | Class C | FINISHED GOODS | ADLER™ | WASHER FOR MINI SCREWS | DIA. 4.5MM | 16 | No | Yes |  | No | N. A. | No | N. A. | No | Yes | No | Yes | M. L.: MFG/MD/2021/000369 |  | 3 | ADLER PRODUCTS\SMALL FRAGMENT BONE SCREWS, ADLER\WASHER FOR SMALL CANC SCREWS, ADLER | 0 | Initial issue | Y | BONE PLATES |  | 1 | No | Yes | Yes | Yes | N. A.
B1105 | B1105.0607 | 'K' WIRE, ADLER, DIA. 0.6MM, LENGTH 70MM |  | B1105.0000 | 09 | 2013-10-25 | N. A. | N. A. | N. A. | QPF/B1105 | 02 | 2021-02-21 | #N/A | #N/A | #N/A | PS/B1105 | #N/A | #N/A | #N/A | #N/A | #N/A | B1105 | TMF-1 | IU/1 | Class C | FINISHED GOODS | ADLER™ | K' WIRE, ADLER, DIA. 0.6MM | LENGTH 70MM | 16 | No | Yes |  | No | N. A. | No | N. A. | No | Yes | No | Yes | M. L.: MFG/MD/2021/000369 |  | 5 | ADLER PRODUCTS\WIRES AND PINS\K WIRES | 0 | Initial issue | Y | PINS AND WIRES |  | 1 | No | Yes | Yes | Yes | N. A.
B1105.01 | B1105.07 | WASHER FOR 2.7 TO 4MM SCREWS, ADLER, DIA. 10MM |  | B1105.02 | 07 | 2018-06-07 | N. A. | N. A. | N. A. | QPF/B1105.01 | 00 | 2013-08-21 | N. A. | N. A. | N. A. | PS/B1105.02 | 02 | 2019-02-09 | 2022-02-09 | 2019-12-01 | 44896 | B1105.01 | TMF-1 | IU/1 | Class C | FINISHED GOODS | ADLER™ | WASHER FOR 2.7 TO 4MM SCREWS | DIA. 10MM | 16 | No | Yes |  | No | N. A. | No | N. A. | No | Yes | No | Yes | M. L.: MFG/MD/2021/000369 |  | 3 | ADLER PRODUCTS\SMALL FRAGMENT BONE SCREWS, ADLER\WASHER FOR SMALL CANC SCREWS, ADLER | 0 | Initial issue | Y | BONE PLATES |  | 1 | No | Yes | Yes | Yes | N. A.
B1105 | B1105.0807 | 'K' WIRE, ADLER, DIA. 0.8MM, LENGTH 70MM |  | B1105.0000 | 09 | 2013-10-25 | N. A. | N. A. | N. A. | QPF/B1105 | 02 | 2021-02-21 | #N/A | #N/A | #N/A | PS/B1105 | #N/A | #N/A | #N/A | #N/A | #N/A | B1105 | TMF-1 | IU/1 | Class C | FINISHED GOODS | ADLER™ | 'K' WIRE, ADLER, DIA. 0.8MM | LENGTH 70MM | 16 | No | Yes |  | No | N. A. | No | N. A. | No | Yes | No | Yes | M. L.: MFG/MD/2021/000369 |  | 5 | ADLER PRODUCTS\WIRES AND PINS\K WIRES | 0 | Initial issue | Y | PINS AND WIRES |  | 1 | No | Yes | Yes | Yes | N. A.
B1105 | B1105.0815 | 'K' WIRE, ADLER, DIA. 0.8MM, LENGTH 150MM |  | B1105.0000 | 09 | 2013-10-25 | N. A. | N. A. | N. A. | QPF/B1105 | 02 | 2021-02-21 | N. A. | N. A. | N. A. | PS/B1105 | 02 | 2019-02-09 | 2022-02-09 | 2019-12-01 | 44896 | B1105 | TMF-1 | IU/1 | Class C | FINISHED GOODS | ADLER™ | 'K' WIRE, ADLER, DIA. 0.8MM | LENGTH 150MM | 16 | No | Yes |  | No | N. A. | No | N. A. | No | Yes | No | Yes | M. L.: MFG/MD/2021/000369 |  | 5 | ADLER PRODUCTS\WIRES AND PINS\K WIRES | 0 | Initial issue | N | PINS AND WIRES |  | 1 | No | Yes | Yes | Yes | N. A.
B1105 | B1105.0820 | 'K' WIRE, ADLER, DIA. 0.8MM, LENGTH 200MM |  | B1105.0000 | 09 | 2013-10-25 | N. A. | N. A. | N. A. | QPF/B1105 | 02 | 2021-02-21 | N. A. | N. A. | N. A. | PS/B1105 | 02 | 2019-02-09 | 2022-02-09 | 2019-12-01 | 44896 | B1105 | TMF-1 | IU/1 | Class C | FINISHED GOODS | ADLER™ | 'K' WIRE, ADLER, DIA. 0.8MM | LENGTH 200MM | 16 | No | Yes |  | No | N. A. | No | N. A. | No | Yes | No | Yes | M. L.: MFG/MD/2021/000369 |  | 5 | ADLER PRODUCTS\WIRES AND PINS\K WIRES | 0 | Initial issue | Y | PINS AND WIRES |  | 1 | No | Yes | Yes | Yes | N. A.
B1105 | B1105.0826 | 'K' WIRE, ADLER, DIA. 0.8MM, LENGTH 260MM |  | B1105.0000 | 09 | 2013-10-25 | N. A. | N. A. | N. A. | QPF/B1105 | 02 | 2021-02-21 | N. A. | N. A. | N. A. | PS/B1105 | 02 | 2019-02-09 | 2022-02-09 | 2019-12-01 | 44896 | B1105 | TMF-1 | IU/1 | Class C | FINISHED GOODS | ADLER™ | 'K' WIRE, ADLER, DIA. 0.8MM | LENGTH 260MM | 16 | No | Yes |  | No | N. A. | No | N. A. | No | Yes | No | Yes | M. L.: MFG/MD/2021/000369 |  | 5 | ADLER PRODUCTS\WIRES AND PINS\K WIRES | 0 | Initial issue | Y | PINS AND WIRES |  | 1 | No | Yes | Yes | Yes | N. A.
B1105 | B1105.0828 | 'K' WIRE, ADLER, DIA. 0.8MM, LENGTH 280MM |  | B1105.0000 | 09 | 2013-10-25 | N. A. | N. A. | N. A. | QPF/B1105 | 02 | 2021-02-21 | N. A. | N. A. | N. A. | PS/B1105 | 02 | 2019-02-09 | 2022-02-09 | 2019-12-01 | 44896 | B1105 | TMF-1 | IU/1 | Class C | FINISHED GOODS | ADLER™ | 'K' WIRE, ADLER, DIA. 0.8MM | LENGTH 280MM | 16 | No | Yes |  | No | N. A. | No | N. A. | No | Yes | No | Yes | M. L.: MFG/MD/2021/000369 |  | 5 | ADLER PRODUCTS\WIRES AND PINS\K WIRES | 0 | Initial issue | Y | PINS AND WIRES |  | 1 | No | Yes | Yes | Yes | N. A.
B1105 | B1105.0830 | 'K' WIRE, ADLER, DIA. 0.8MM, LENGTH 300MM |  | B1105.0000 | 09 | 2013-10-25 | N. A. | N. A. | N. A. | QPF/B1105 | 02 | 2021-02-21 | N. A. | N. A. | N. A. | PS/B1105 | 02 | 2019-02-09 | 2022-02-09 | 2019-12-01 | 44896 | B1105 | TMF-1 | IU/1 | Class C | FINISHED GOODS | ADLER™ | 'K' WIRE, ADLER, DIA. 0.8MM | LENGTH 300MM | 16 | No | Yes |  | No | N. A. | No | N. A. | No | Yes | No | Yes | M. L.: MFG/MD/2021/000369 |  | 5 | ADLER PRODUCTS\WIRES AND PINS\K WIRES | 0.0022457 | Initial issue | N | PINS AND WIRES |  | 1 | No | Yes | Yes | Yes | N. A.
B1105 | B1105.1010 | K' WIRE, ADLER, DIA. 1MM, LENGTH 100MM |  | B1105.0000 | 09 | 2013-10-25 | N. A. | N. A. | N. A. | QPF/B1105 | 02 | 2021-02-21 | #N/A | #N/A | #N/A | PS/B1105 | #N/A | #N/A | #N/A | #N/A | #N/A | B1105 | TMF-1 | IU/1 | Class C | FINISHED GOODS | ADLER™ | 'K' WIRE, ADLER, DIA. 1.0MM | LENGTH 100MM | 16 | No | Yes |  | No | N. A. | No | N. A. | No | Yes | No | Yes | M. L.: MFG/MD/2021/000369 |  | 5 | ADLER PRODUCTS\WIRES AND PINS\K WIRES | 0 | Initial issue | Y | PINS AND WIRES |  | 1 | No | Yes | Yes | Yes | N. A.
B1105 | B1105.1015 | 'K' WIRE, ADLER, DIA. 1.0MM, LENGTH 150MM |  | B1105.0000 | 09 | 2013-10-25 | N. A. | N. A. | N. A. | QPF/B1105 | 02 | 2021-02-21 | N. A. | N. A. | N. A. | PS/B1105 | 02 | 2019-02-09 | 2022-02-09 | 2019-12-01 | 44896 | B1105 | TMF-1 | IU/1 | Class C | FINISHED GOODS | ADLER™ | 'K' WIRE, ADLER, DIA. 1.0MM | LENGTH 150MM | 16 | No | Yes |  | No | N. A. | No | N. A. | No | Yes | No | Yes | M. L.: MFG/MD/2021/000369 |  | 5 | ADLER PRODUCTS\WIRES AND PINS\K WIRES | 0 | Initial issue | N | PINS AND WIRES |  | 1 | No | Yes | Yes | Yes | N. A.
B1105 | B1105.1015s | K' WIRE, ADLER, DIA. 1.0MM, LENGTH 150MM, STERILE |  | B1105.0000 | 09 | 2013-10-25 | N. A. | N. A. | N. A. | QPF/B1105 | 02 | 2021-02-21 | N. A. | N. A. | N. A. | PS/B1105 | 02 | 2022-06-11 | N. A. | N. A. | N. A. | B1105 | TMF-1 | IU/1 | Class C | FINISHED GOODS | ADLER™ | K' WIRE, ADLER, DIA. 1.0MM | LENGTH 150MM | 04 | Yes | No | R | Yes | N. A. | No | N. A. | No | Yes | No | Yes | M. L.: MFG/MD/2021/000369 |  | 10 | ADLER PRODUCTS\WIRES AND PINS\K WIRES | 0 | Sterile code added on 11JUN2022 | N | PINS AND WIRES |  | 1/lot | No | Yes | Yes | No | N. A. | DIA. 1.0MM | LENGTH 150MM
B1105 | B1105.1022 | `K` WIRE, ADLER, DIA. 1.0MM, LENGTH 220MM |  | B1105.0000 | 09 | 2013-10-25 | N. A. | N. A. | N. A. | QPF/B1105 | 02 | 2021-02-21 | #N/A | #N/A | #N/A | PS/B1105 | #N/A | #N/A | #N/A | #N/A | #N/A | B1105 | TMF-1 | IU/1 | Class C | FINISHED GOODS | ADLER™ | 'K' WIRE, ADLER, DIA. 1.0MM | LENGTH 220MM | 16 | No | Yes |  | No | N. A. | No | N. A. | No | Yes | No | Yes | M. L.: MFG/MD/2021/000369 |  | 5 | ADLER PRODUCTS\WIRES AND PINS\K WIRES | 0 | Initial issue | Y | PINS AND WIRES |  | 1 | No | Yes | Yes | Yes | N. A.
B1105 | B1105.1026 | 'K' WIRE, ADLER, DIA. 1.0MM, LENGTH 260MM |  | B1105.0000 | 09 | 2013-10-25 | N. A. | N. A. | N. A. | QPF/B1105 | 02 | 2021-02-21 | N. A. | N. A. | N. A. | PS/B1105 | 02 | 2019-02-09 | 2022-02-09 | 2019-12-01 | 44896 | B1105 | TMF-1 | IU/1 | Class C | FINISHED GOODS | ADLER™ | 'K' WIRE, ADLER, DIA. 1.0MM | LENGTH 260MM | 16 | No | Yes |  | No | N. A. | No | N. A. | No | Yes | No | Yes | M. L.: MFG/MD/2021/000369 |  | 5 | ADLER PRODUCTS\WIRES AND PINS\K WIRES | 0 | Initial issue | Y | PINS AND WIRES |  | 1 | No | Yes | Yes | Yes | N. A.
B1105 | B1105.1028 | 'K' WIRE, ADLER, DIA. 1.0MM, LENGTH 280MM |  | B1105.0000 | 09 | 2013-10-25 | N. A. | N. A. | N. A. | QPF/B1105 | 02 | 2021-02-21 | N. A. | N. A. | N. A. | PS/B1105 | 02 | 2019-02-09 | 2022-02-09 | 2019-12-01 | 44896 | B1105 | TMF-1 | IU/1 | Class C | FINISHED GOODS | ADLER™ | 'K' WIRE, ADLER, DIA. 1.0MM | LENGTH 280MM | 16 | No | Yes |  | No | N. A. | No | N. A. | No | Yes | No | Yes | M. L.: MFG/MD/2021/000369 |  | 5 | ADLER PRODUCTS\WIRES AND PINS\K WIRES | 0 | Initial issue | Y | PINS AND WIRES |  | 1 | No | Yes | Yes | Yes | N. A.
B1105 | B1105.1030 | 'K' WIRE, ADLER, DIA. 1.0MM, LENGTH 300MM |  | B1105.0000 | 09 | 2013-10-25 | N. A. | N. A. | N. A. | QPF/B1105 | 02 | 2021-02-21 | N. A. | N. A. | N. A. | PS/B1105 | 02 | 2019-02-09 | 2022-02-09 | 2019-12-01 | 44896 | B1105 | TMF-1 | IU/1 | Class C | FINISHED GOODS | ADLER™ | 'K' WIRE, ADLER, DIA. 1.0MM | LENGTH 300MM | 16 | No | Yes |  | No | N. A. | No | N. A. | No | Yes | No | Yes | M. L.: MFG/MD/2021/000369 |  | 5 | ADLER PRODUCTS\WIRES AND PINS\K WIRES | 0.0028218 | Initial issue | N | PINS AND WIRES |  | 1 | No | Yes | Yes | Yes | N. A.
B1105 | B1105.1037 | `K` WIRE, ADLER, DIA. 1MM, LENGTH 375MM |  | B1105.0000 | 09 | 2013-10-25 | N. A. | N. A. | N. A. | QPF/B1105 | 02 | 2021-02-21 | #N/A | #N/A | #N/A | PS/B1105 | #N/A | #N/A | #N/A | #N/A | #N/A | B1105 | TMF-1 | IU/1 | Class C | FINISHED GOODS | ADLER™ | 'K' WIRE, ADLER, DIA. 1.0MM | LENGTH 375MM | 16 | No | Yes |  | No | N. A. | No | N. A. | No | Yes | No | Yes | M. L.: MFG/MD/2021/000369 |  | 5 | ADLER PRODUCTS\WIRES AND PINS\K WIRES | 0 | Initial issue | Y | PINS AND WIRES |  | 1 | No | Yes | Yes | Yes | N. A.
B1105 | B1105.1130 | K' WIRE, ADLER, DIA. 1.1MM, LENGTH 300MM |  | B1105.0000 | 09 | 2013-10-25 | N. A. | N. A. | N. A. | QPF/B1105 | 02 | 2021-02-21 | #N/A | #N/A | #N/A | PS/B1105 | #N/A | #N/A | #N/A | #N/A | #N/A | B1105 | TMF-1 | IU/1 | Class C | FINISHED GOODS | ADLER™ | K' WIRE, ADLER, DIA. 1.1MM | LENGTH 300MM | 16 | No | Yes |  | No | N. A. | No | N. A. | No | Yes | No | Yes | M. L.: MFG/MD/2021/000369 |  | 5 | ADLER PRODUCTS\WIRES AND PINS\K WIRES | 0 | Initial issue | Y | PINS AND WIRES |  | 1 | No | Yes | Yes | Yes | N. A.
B1105 | B1105.1215 | 'K' WIRE, ADLER, DIA. 1.2MM, LENGTH 150MM |  | B1105.0000 | 09 | 2013-10-25 | N. A. | N. A. | N. A. | QPF/B1105 | 02 | 2021-02-21 | N. A. | N. A. | N. A. | PS/B1105 | 02 | 2019-02-09 | 2022-02-09 | 2019-12-01 | 44896 | B1105 | TMF-1 | IU/1 | Class C | FINISHED GOODS | ADLER™ | 'K' WIRE, ADLER, DIA. 1.2MM | LENGTH 150MM | 16 | No | Yes |  | No | N. A. | No | N. A. | No | Yes | No | Yes | M. L.: MFG/MD/2021/000369 |  | 5 | ADLER PRODUCTS\WIRES AND PINS\K WIRES | 0 | Initial issue | N | PINS AND WIRES |  | 1 | No | Yes | Yes | Yes | N. A.
B1105 | B1105.1215s | K' WIRE, ADLER, DIA. 1.2MM, LENGTH 150MM, STERILE |  | B1105.0000 | 09 | 2013-10-25 | N. A. | N. A. | N. A. | QPF/B1105 | 02 | 2021-02-21 | N. A. | N. A. | N. A. | PS/B1105 | 02 | 2022-06-11 | N. A. | N. A. | N. A. | B1105 | TMF-1 | IU/1 | Class C | FINISHED GOODS | ADLER™ | K' WIRE, ADLER, DIA. 1.2MM | LENGTH 150MM | 04 | Yes | No | R | Yes | N. A. | No | N. A. | No | Yes | No | Yes | M. L.: MFG/MD/2021/000369 |  | 10 | ADLER PRODUCTS\WIRES AND PINS\K WIRES | 0 | Sterile code added on 11JUN2022 | N | PINS AND WIRES |  | 1/lot | No | Yes | Yes | No | N. A. | DIA. 1.2MM | LENGTH 150MM
B1105 | B1105.1230 | 'K' WIRE, ADLER, DIA. 1.2MM, LENGTH 300MM |  | B1105.0000 | 09 | 2013-10-25 | N. A. | N. A. | N. A. | QPF/B1105 | 02 | 2021-02-21 | N. A. | N. A. | N. A. | PS/B1105 | 02 | 2019-02-09 | 2022-02-09 | 2019-12-01 | 44896 | B1105 | TMF-1 | IU/1 | Class C | FINISHED GOODS | ADLER™ | 'K' WIRE, ADLER, DIA. 1.2MM | LENGTH 300MM | 16 | No | Yes |  | No | N. A. | No | N. A. | No | Yes | No | Yes | M. L.: MFG/MD/2021/000369 |  | 5 | ADLER PRODUCTS\WIRES AND PINS\K WIRES | 0.0036792 | Initial issue | N | PINS AND WIRES |  | 1 | No | Yes | Yes | Yes | N. A.
B1105 | B1105.1415 | 'K' WIRE, ADLER, DIA. 1.4MM, LENGTH 150MM |  | B1105.0000 | 09 | 2013-10-25 | N. A. | N. A. | N. A. | QPF/B1105 | 02 | 2021-02-21 | N. A. | N. A. | N. A. | PS/B1105 | 02 | 2019-02-09 | 2022-02-09 | 2019-12-01 | 44896 | B1105 | TMF-1 | IU/1 | Class C | FINISHED GOODS | ADLER™ | 'K' WIRE, ADLER, DIA. 1.4MM | LENGTH 150MM | 16 | No | Yes |  | No | N. A. | No | N. A. | No | Yes | No | Yes | M. L.: MFG/MD/2021/000369 |  | 5 | ADLER PRODUCTS\WIRES AND PINS\K WIRES | 0 | Initial issue | N | PINS AND WIRES |  | 1 | No | Yes | Yes | Yes | N. A.
B1105 | B1105.1430 | 'K' WIRE, ADLER, DIA. 1.4MM, LENGTH 300MM |  | B1105.0000 | 09 | 2013-10-25 | N. A. | N. A. | N. A. | QPF/B1105 | 02 | 2021-02-21 | N. A. | N. A. | N. A. | PS/B1105 | 02 | 2019-02-09 | 2022-02-09 | 2019-12-01 | 44896 | B1105 | TMF-1 | IU/1 | Class C | FINISHED GOODS | ADLER™ | 'K' WIRE, ADLER, DIA. 1.4MM | LENGTH 300MM | 16 | No | Yes |  | No | N. A. | No | N. A. | No | Yes | No | Yes | M. L.: MFG/MD/2021/000369 |  | 5 | ADLER PRODUCTS\WIRES AND PINS\K WIRES | 0.0042975 | Initial issue | N | PINS AND WIRES |  | 1 | No | Yes | Yes | Yes | N. A.
B1105 | B1105.1515 | 'K' WIRE, ADLER, DIA. 1.5MM, LENGTH 150MM |  | B1105.0000 | 09 | 2013-10-25 | N. A. | N. A. | N. A. | QPF/B1105 | 02 | 2021-02-21 | N. A. | N. A. | N. A. | PS/B1105 | 02 | 2019-02-09 | 2022-02-09 | 2019-12-01 | 44896 | B1105 | TMF-1 | IU/1 | Class C | FINISHED GOODS | ADLER™ | 'K' WIRE, ADLER, DIA. 1.5MM | LENGTH 150MM | 16 | No | Yes |  | No | N. A. | No | N. A. | No | Yes | No | Yes | M. L.: MFG/MD/2021/000369 |  | 5 | ADLER PRODUCTS\WIRES AND PINS\K WIRES | 0 | Initial issue | N | PINS AND WIRES |  | 1 | No | Yes | Yes | Yes | N. A.
B1105 | B1105.1515s | K' WIRE, ADLER, DIA. 1.5MM, LENGTH 150MM, STERILE |  | B1105.0000 | 09 | 2013-10-25 | N. A. | N. A. | N. A. | QPF/B1105 | 02 | 2021-02-21 | N. A. | N. A. | N. A. | PS/B1105 | 02 | 2022-06-11 | N. A. | N. A. | N. A. | B1105 | TMF-1 | IU/1 | Class C | FINISHED GOODS | ADLER™ | K' WIRE, ADLER, DIA. 1.5MM | LENGTH 150MM | 04 | Yes | No | R | Yes | N. A. | No | N. A. | No | Yes | No | Yes | M. L.: MFG/MD/2021/000369 |  | 10 | ADLER PRODUCTS\WIRES AND PINS\K WIRES | 0 | Sterile code added on 11JUN2022 | N | PINS AND WIRES |  | 1/lot | No | Yes | Yes | No | N. A. | DIA. 1.5MM | LENGTH 150MM
B1105 | B1105.15203 | 'K' WIRES, ADLER, Ø1.5MM, LENGTH 203MM |  | B1105.0000 | 09 | 2013-10-25 | N. A. | N. A. | N. A. | QPF/B1105 | 02 | 2021-02-21 | N. A. | N. A. | N. A. | PS/B1105 | 02 | 2019-02-09 | 2022-02-09 | 2019-12-01 | 44896 | B1105 | TMF-1 | IU/1 | Class C | FINISHED GOODS | ADLER™ | `K` WIRE, ADLER, DIA. 1.5MM | LENGTH 203MM | 16 | No | Yes |  | No | N. A. | No | N. A. | No | Yes | No | Yes | M. L.: MFG/MD/2021/000369 |  | 1 | ADLER PRODUCTS\WIRES AND PINS\K WIRES | 0 | Initial issue | N | PINS AND WIRES |  | 1 | No | Yes | Yes | Yes | N. A.
B1105 | B1105.1522 | `K` WIRE, ADLER, DIA. 1.5MM, LENGTH 220MM |  | B1105.0000 | 09 | 2013-10-25 | N. A. | N. A. | N. A. | QPF/B1105 | 02 | 2021-02-21 | N. A. | N. A. | N. A. | PS/B1105 | 02 | 2019-02-09 | 2022-02-09 | 2019-12-01 | 44896 | B1105 | TMF-1 | IU/1 | Class C | FINISHED GOODS | ADLER™ | `K` WIRE, ADLER, DIA. 1.5MM | LENGTH 220MM | 16 | No | Yes |  | No | N. A. | No | N. A. | No | Yes | No | Yes | M. L.: MFG/MD/2021/000369 |  | 5 | ADLER PRODUCTS\WIRES AND PINS\K WIRES | 0 | Initial issue | N | PINS AND WIRES |  | 1 | No | Yes | Yes | Yes | N. A.
B1105 | B1105.1526 | 'K' WIRE, ADLER, DIA. 1.5MM, LENGTH 260MM |  | B1105.0000 | 09 | 2013-10-25 | N. A. | N. A. | N. A. | QPF/B1105 | 02 | 2021-02-21 | N. A. | N. A. | N. A. | PS/B1105 | 02 | 2019-02-09 | 2022-02-09 | 2019-12-01 | 44896 | B1105 | TMF-1 | IU/1 | Class C | FINISHED GOODS | ADLER™ | `K` WIRE, ADLER, DIA. 1.5MM | LENGTH 260MM | 16 | No | Yes |  | No | N. A. | No | N. A. | No | Yes | No | Yes | M. L.: MFG/MD/2021/000369 |  | 5 | ADLER PRODUCTS\WIRES AND PINS\K WIRES | 0 | Initial issue | Y | PINS AND WIRES |  | 1 | No | Yes | Yes | Yes | N. A.
B1105 | B1105.1528 | 'K' WIRE, ADLER, DIA. 1.5MM, LENGTH 280MM |  | B1105.0000 | 09 | 2013-10-25 | N. A. | N. A. | N. A. | QPF/B1105 | 02 | 2021-02-21 | N. A. | N. A. | N. A. | PS/B1105 | 02 | 2019-02-09 | 2022-02-09 | 2019-12-01 | 44896 | B1105 | TMF-1 | IU/1 | Class C | FINISHED GOODS | ADLER™ | `K` WIRE, ADLER, DIA. 1.5MM | LENGTH 280MM | 16 | No | Yes |  | No | N. A. | No | N. A. | No | Yes | No | Yes | M. L.: MFG/MD/2021/000369 |  | 5 | ADLER PRODUCTS\WIRES AND PINS\K WIRES | 0 | Initial issue | Y | PINS AND WIRES |  | 1 | No | Yes | Yes | Yes | N. A.
B1105 | B1105.1530 | 'K' WIRE, ADLER, DIA. 1.5MM, LENGTH 300MM |  | B1105.0000 | 09 | 2013-10-25 | N. A. | N. A. | N. A. | QPF/B1105 | 02 | 2021-02-21 | N. A. | N. A. | N. A. | PS/B1105 | 02 | 2019-02-09 | 2022-02-09 | 2019-12-01 | 44896 | B1105 | TMF-1 | IU/1 | Class C | FINISHED GOODS | ADLER™ | 'K' WIRE, ADLER, DIA. 1.5MM | LENGTH 300MM | 16 | No | Yes |  | No | N. A. | No | N. A. | No | Yes | No | Yes | M. L.: MFG/MD/2021/000369 |  | 5 | ADLER PRODUCTS\WIRES AND PINS\K WIRES | 0 | Initial issue | N | PINS AND WIRES |  | 1 | No | Yes | Yes | Yes | N. A.
B1105 | B1105.1540 | 'K' WIRES, ADLER, Ø1.5MM, LENGTH 400MM |  | B1105.0000 | 09 | 2013-10-25 | N. A. | N. A. | N. A. | QPF/B1105 | 02 | 2021-02-21 | N. A. | N. A. | N. A. | PS/B1105 | 02 | 2019-02-09 | 2022-02-09 | 2019-12-01 | 44896 | B1105 | TMF-1 | IU/1 | Class C | FINISHED GOODS | ADLER™ | 'K' WIRE, ADLER, DIA. 1.5MM | LENGTH 400MM | 16 | No | Yes |  | No | N. A. | No | N. A. | No | Yes | No | Yes | M. L.: MFG/MD/2021/000369 |  | 1 | ADLER PRODUCTS\WIRES AND PINS\K WIRES | 0 | Initial issue | N | PINS AND WIRES |  | 1 | No | Yes | Yes | Yes | N. A.
B1105 | B1105.1615 | 'K' WIRE, ADLER, DIA. 1.6MM, LENGTH 150MM |  | B1105.0000 | 09 | 2013-10-25 | N. A. | N. A. | N. A. | QPF/B1105 | 02 | 2021-02-21 | N. A. | N. A. | N. A. | PS/B1105 | 02 | 2019-02-09 | 2022-02-09 | 2019-12-01 | 44896 | B1105 | TMF-1 | IU/1 | Class C | FINISHED GOODS | ADLER™ | 'K' WIRE, ADLER, DIA. 1.6MM | LENGTH 150MM | 16 | No | Yes |  | No | N. A. | No | N. A. | No | Yes | No | Yes | M. L.: MFG/MD/2021/000369 |  | 5 | ADLER PRODUCTS\WIRES AND PINS\K WIRES | 0 | Initial issue | N | PINS AND WIRES |  | 1 | No | Yes | Yes | Yes | N. A.
B1105 | B1105.1626 | 'K' WIRE, ADLER, DIA. 1.6MM, LENGTH 260MM |  | B1105.0000 | 09 | 2013-10-25 | N. A. | N. A. | N. A. | QPF/B1105 | 02 | 2021-02-21 | N. A. | N. A. | N. A. | PS/B1105 | 02 | 2019-02-09 | 2022-02-09 | 2019-12-01 | 44896 | B1105 | TMF-1 | IU/1 | Class C | FINISHED GOODS | ADLER™ | 'K' WIRE, ADLER, DIA. 1.6MM | LENGTH 260MM | 16 | No | Yes |  | No | N. A. | No | N. A. | No | Yes | No | Yes | M. L.: MFG/MD/2021/000369 |  | 5 | ADLER PRODUCTS\WIRES AND PINS\K WIRES | 0 | Initial issue | Y | PINS AND WIRES |  | 1 | No | Yes | Yes | Yes | N. A.
B1105 | B1105.1628 | 'K' WIRE, ADLER, DIA. 1.6MM, LENGTH 280MM |  | B1105.0000 | 09 | 2013-10-25 | N. A. | N. A. | N. A. | QPF/B1105 | 02 | 2021-02-21 | N. A. | N. A. | N. A. | PS/B1105 | 02 | 2019-02-09 | 2022-02-09 | 2019-12-01 | 44896 | B1105 | TMF-1 | IU/1 | Class C | FINISHED GOODS | ADLER™ | 'K' WIRE, ADLER, DIA. 1.6MM | LENGTH 280MM | 16 | No | Yes |  | No | N. A. | No | N. A. | No | Yes | No | Yes | M. L.: MFG/MD/2021/000369 |  | 5 | ADLER PRODUCTS\WIRES AND PINS\K WIRES | 0 | Initial issue | Y | PINS AND WIRES |  | 1 | No | Yes | Yes | Yes | N. A.
B1105 | B1105.1630 | 'K' WIRE, ADLER, DIA. 1.6MM, LENGTH 300MM |  | B1105.0000 | 09 | 2013-10-25 | N. A. | N. A. | N. A. | QPF/B1105 | 02 | 2021-02-21 | N. A. | N. A. | N. A. | PS/B1105 | 02 | 2019-02-09 | 2022-02-09 | 2019-12-01 | 44896 | B1105 | TMF-1 | IU/1 | Class C | FINISHED GOODS | ADLER™ | 'K' WIRE, ADLER, DIA. 1.6MM | LENGTH 300MM | 16 | No | Yes |  | No | N. A. | No | N. A. | No | Yes | No | Yes | M. L.: MFG/MD/2021/000369 |  | 5 | ADLER PRODUCTS\WIRES AND PINS\K WIRES | 0.005668 | Initial issue | N | PINS AND WIRES |  | 1 | No | Yes | Yes | Yes | N. A.
B1105 | B1105.1637 | `K` WIRE, ADLER, DIA. 1.6MM, LENGTH 375MM |  | B1105.0000 | 09 | 2013-10-25 | N. A. | N. A. | N. A. | QPF/B1105 | 02 | 2021-02-21 | #N/A | #N/A | #N/A | PS/B1105 | #N/A | #N/A | #N/A | #N/A | #N/A | B1105 | TMF-1 | IU/1 | Class C | FINISHED GOODS | ADLER™ | K' WIRE, ADLER, DIA. 1.6MM | LENGTH 375MM | 16 | No | Yes |  | No | N. A. | No | N. A. | No | Yes | No | Yes | M. L.: MFG/MD/2021/000369 |  | 5 | ADLER PRODUCTS\WIRES AND PINS\K WIRES | 0 | Initial issue | Y | PINS AND WIRES |  | 1 | No | Yes | Yes | Yes | N. A.
B1105 | B1105.1815 | 'K' WIRE, ADLER, DIA. 1.8MM, LENGTH 150MM |  | B1105.0000 | 09 | 2013-10-25 | N. A. | N. A. | N. A. | QPF/B1105 | 02 | 2021-02-21 | N. A. | N. A. | N. A. | PS/B1105 | 02 | 2019-02-09 | 2022-02-09 | 2019-12-01 | 44896 | B1105 | TMF-1 | IU/1 | Class C | FINISHED GOODS | ADLER™ | 'K' WIRE, ADLER, DIA. 1.8MM | LENGTH 150MM | 16 | No | Yes |  | No | N. A. | No | N. A. | No | Yes | No | Yes | M. L.: MFG/MD/2021/000369 |  | 5 | ADLER PRODUCTS\WIRES AND PINS\K WIRES | 0 | Initial issue | N | PINS AND WIRES |  | 1 | No | Yes | Yes | Yes | N. A.
B1105 | B1105.1815s | K' WIRE, ADLER, DIA. 1.8MM, LENGTH 150MM, STERILE |  | B1105.0000 | 09 | 2013-10-25 | N. A. | N. A. | N. A. | QPF/B1105 | 02 | 2021-02-21 | N. A. | N. A. | N. A. | PS/B1105 | 02 | 2022-06-11 | N. A. | N. A. | N. A. | B1105 | TMF-1 | IU/1 | Class C | FINISHED GOODS | ADLER™ | K' WIRE, ADLER, DIA. 1.8MM | LENGTH 150MM | 04 | Yes | No | R | Yes | N. A. | No | N. A. | No | Yes | No | Yes | M. L.: MFG/MD/2021/000369 |  | 10 | ADLER PRODUCTS\WIRES AND PINS\K WIRES | 0 | Sterile code added on 11JUN2022 | N | PINS AND WIRES |  | 1/lot | No | Yes | Yes | No | N. A. | DIA. 1.8MM | LENGTH 150MM
B1105 | B1105.1830 | 'K' WIRE, ADLER, DIA. 1.8MM, LENGTH 300MM |  | B1105.0000 | 09 | 2013-10-25 | N. A. | N. A. | N. A. | QPF/B1105 | 02 | 2021-02-21 | N. A. | N. A. | N. A. | PS/B1105 | 02 | 2019-02-09 | 2022-02-09 | 2019-12-01 | 44896 | B1105 | TMF-1 | IU/1 | Class C | FINISHED GOODS | ADLER™ | 'K' WIRE, ADLER, DIA. 1.8MM | LENGTH 300MM | 16 | No | Yes |  | No | N. A. | No | N. A. | No | Yes | No | Yes | M. L.: MFG/MD/2021/000369 |  | 5 | ADLER PRODUCTS\WIRES AND PINS\K WIRES | 0.006774 | Initial issue | N | PINS AND WIRES |  | 1 | No | Yes | Yes | Yes | N. A.
B1105 | B1105.1837 | `K` WIRE, ADLER, DIA. 1.8MM, LENGTH 375MM |  | B1105.0000 | 09 | 2013-10-25 | N. A. | N. A. | N. A. | QPF/B1105 | 02 | 2021-02-21 | #N/A | #N/A | #N/A | PS/B1105 | #N/A | #N/A | #N/A | #N/A | #N/A | B1105 | TMF-1 | IU/1 | Class C | FINISHED GOODS | ADLER™ | 'K' WIRE, ADLER, DIA. 1.8MM | LENGTH 375MM | 16 | No | Yes |  | No | N. A. | No | N. A. | No | Yes | No | Yes | M. L.: MFG/MD/2021/000369 |  | 5 | ADLER PRODUCTS\WIRES AND PINS\K WIRES | 0 | Initial issue | Y | PINS AND WIRES |  | 1 | No | Yes | Yes | Yes | N. A.
B1105 | B1105.2010 | K' WIRE, ADLER, DIA. 2MM, LENGTH 100MM |  | B1105.0000 | 09 | 2013-10-25 | N. A. | N. A. | N. A. | QPF/B1105 | 02 | 2021-02-21 | #N/A | #N/A | #N/A | PS/B1105 | #N/A | #N/A | #N/A | #N/A | #N/A | B1105 | TMF-1 | IU/1 | Class C | FINISHED GOODS | ADLER™ | 'K' WIRE, ADLER, DIA. 2.0MM | LENGTH 100MM | 16 | No | Yes |  | No | N. A. | No | N. A. | No | Yes | No | Yes | M. L.: MFG/MD/2021/000369 |  | 5 | ADLER PRODUCTS\WIRES AND PINS\K WIRES | 0 | Initial issue | Y | PINS AND WIRES |  | 1 | No | Yes | Yes | Yes | N. A.
B1105 | B1105.2015 | 'K' WIRE, ADLER, DIA. 2.0MM, LENGTH 150MM |  | B1105.0000 | 09 | 2013-10-25 | N. A. | N. A. | N. A. | QPF/B1105 | 02 | 2021-02-21 | N. A. | N. A. | N. A. | PS/B1105 | 02 | 2019-02-09 | 2022-02-09 | 2019-12-01 | 44896 | B1105 | TMF-1 | IU/1 | Class C | FINISHED GOODS | ADLER™ | 'K' WIRE, ADLER, DIA. 2.0MM | LENGTH 150MM | 16 | No | Yes |  | No | N. A. | No | N. A. | No | Yes | No | Yes | M. L.: MFG/MD/2021/000369 |  | 5 | ADLER PRODUCTS\WIRES AND PINS\K WIRES | 0 | Initial issue | N | PINS AND WIRES |  | 1 | No | Yes | Yes | Yes | N. A.
B1105 | B1105.2015s | K' WIRE, ADLER, DIA. 2.0MM, LENGTH 150MM, STERILE |  | B1105.0000 | 09 | 2013-10-25 | N. A. | N. A. | N. A. | QPF/B1105 | 02 | 2021-02-21 | N. A. | N. A. | N. A. | PS/B1105 | 02 | 2022-06-11 | N. A. | N. A. | N. A. | B1105 | TMF-1 | IU/1 | Class C | FINISHED GOODS | ADLER™ | K' WIRE, ADLER, DIA. 2.0MM | LENGTH 150MM | 04 | Yes | No | R | Yes | N. A. | No | N. A. | No | Yes | No | Yes | M. L.: MFG/MD/2021/000369 |  | 10 | ADLER PRODUCTS\WIRES AND PINS\K WIRES | 0 | Sterile code added on 11JUN2022 | N | PINS AND WIRES |  | 1/lot | No | Yes | Yes | No | N. A. | DIA. 2.0MM | LENGTH 150MM
B1105 | B1105.2020 | K' WIRE, ADLER, DIA. 2.0MM, LENGTH 200MM |  | B1105.0000 | 09 | 2013-10-25 | N. A. | N. A. | N. A. | QPF/B1105 | 02 | 2021-02-21 | #N/A | #N/A | #N/A | PS/B1105 | #N/A | #N/A | #N/A | #N/A | #N/A | B1105 | TMF-1 | IU/1 | Class C | FINISHED GOODS | ADLER™ | 'K' WIRE, ADLER, DIA. 2.0MM | LENGTH 200MM | 16 | No | Yes |  | No | N. A. | No | N. A. | No | Yes | No | Yes | M. L.: MFG/MD/2021/000369 |  | 5 | ADLER PRODUCTS\WIRES AND PINS\K WIRES | 0 | Initial issue | Y | PINS AND WIRES |  | 1 | No | Yes | Yes | Yes | N. A.
B1105 | B1105.20203 | 'K' WIRES, ADLER, Ø2.0MM, LENGTH 203MM |  | B1105.0000 | 09 | 2013-10-25 | N. A. | N. A. | N. A. | QPF/B1105 | 02 | 2021-02-21 | N. A. | N. A. | N. A. | PS/B1105 | 02 | 2019-02-09 | 2022-02-09 | 2019-12-01 | 44896 | B1105 | TMF-1 | IU/1 | Class C | FINISHED GOODS | ADLER™ | 'K' WIRE, ADLER, DIA. 2.0MM | LENGTH 203MM | 16 | No | Yes |  | No | N. A. | No | N. A. | No | Yes | No | Yes | M. L.: MFG/MD/2021/000369 |  | 1 | ADLER PRODUCTS\WIRES AND PINS\K WIRES | 0 | Initial issue | N | PINS AND WIRES |  | 1 | No | Yes | Yes | Yes | N. A.
B1105 | B1105.2022 | `K` WIRE, ADLER, DIA. 2.0MM, LENGTH 220MM |  | B1105.0000 | 09 | 2013-10-25 | N. A. | N. A. | N. A. | QPF/B1105 | 02 | 2021-02-21 | N. A. | N. A. | N. A. | PS/B1105 | 02 | 2019-02-09 | 2022-02-09 | 2019-12-01 | 44896 | B1105 | TMF-1 | IU/1 | Class C | FINISHED GOODS | ADLER™ | `K` WIRE, ADLER, DIA. 2.0MM | LENGTH 220MM | 16 | No | Yes |  | No | N. A. | No | N. A. | No | Yes | No | Yes | M. L.: MFG/MD/2021/000369 |  | 5 | ADLER PRODUCTS\WIRES AND PINS\K WIRES | 0 | Initial issue | N | PINS AND WIRES |  | 1 | No | Yes | Yes | Yes | N. A.
B1105 | B1105.2026 | 'K' WIRE, ADLER, DIA. 2.0MM, LENGTH 260MM |  | B1105.0000 | 09 | 2013-10-25 | N. A. | N. A. | N. A. | QPF/B1105 | 02 | 2021-02-21 | N. A. | N. A. | N. A. | PS/B1105 | 02 | 2019-02-09 | 2022-02-09 | 2019-12-01 | 44896 | B1105 | TMF-1 | IU/1 | Class C | FINISHED GOODS | ADLER™ | `K` WIRE, ADLER, DIA. 2.0MM | LENGTH 260MM | 16 | No | Yes |  | No | N. A. | No | N. A. | No | Yes | No | Yes | M. L.: MFG/MD/2021/000369 |  | 5 | ADLER PRODUCTS\WIRES AND PINS\K WIRES | 0 | Initial issue | Y | PINS AND WIRES |  | 1 | No | Yes | Yes | Yes | N. A.
B1105 | B1105.2028 | 'K' WIRE, ADLER, DIA. 2.0MM, LENGTH 280MM |  | B1105.0000 | 09 | 2013-10-25 | N. A. | N. A. | N. A. | QPF/B1105 | 02 | 2021-02-21 | N. A. | N. A. | N. A. | PS/B1105 | 02 | 2019-02-09 | 2022-02-09 | 2019-12-01 | 44896 | B1105 | TMF-1 | IU/1 | Class C | FINISHED GOODS | ADLER™ | `K` WIRE, ADLER, DIA. 2.0MM | LENGTH 280MM | 16 | No | Yes |  | No | N. A. | No | N. A. | No | Yes | No | Yes | M. L.: MFG/MD/2021/000369 |  | 5 | ADLER PRODUCTS\WIRES AND PINS\K WIRES | 0 | Initial issue | Y | PINS AND WIRES |  | 1 | No | Yes | Yes | Yes | N. A.
B1105 | B1105.2030 | 'K' WIRE, ADLER, DIA. 2.0MM, LENGTH 300MM |  | B1105.0000 | 09 | 2013-10-25 | N. A. | N. A. | N. A. | QPF/B1105 | 02 | 2021-02-21 | N. A. | N. A. | N. A. | PS/B1105 | 02 | 2019-02-09 | 2022-02-09 | 2019-12-01 | 44896 | B1105 | TMF-1 | IU/1 | Class C | FINISHED GOODS | ADLER™ | 'K' WIRE, ADLER, DIA. 2.0MM | LENGTH 300MM | 16 | No | Yes |  | No | N. A. | No | N. A. | No | Yes | No | Yes | M. L.: MFG/MD/2021/000369 |  | 5 | ADLER PRODUCTS\WIRES AND PINS\K WIRES | 0.0083289 | Initial issue | N | PINS AND WIRES |  | 1 | No | Yes | Yes | Yes | N. A.
B1105 | B1105.2040 | 'K' WIRE, ADLER, DIA. 2.0MM, LENGTH 400MM |  | B1105.0000 | 09 | 2013-10-25 | N. A. | N. A. | N. A. | QPF/B1105 | 02 | 2021-02-21 | N. A. | N. A. | N. A. | PS/B1105 | 02 | 2019-02-09 | 2022-02-09 | 2019-12-01 | 44896 | B1105 | TMF-1 | IU/1 | Class C | FINISHED GOODS | ADLER™ | 'K' WIRE, ADLER, DIA. 2.0MM | LENGTH 400MM | 16 | No | Yes |  | No | N. A. | No | N. A. | No | Yes | No | Yes | M. L.: MFG/MD/2021/000369 |  | 5 | ADLER PRODUCTS\WIRES AND PINS\K WIRES | 0 | Initial issue | Y | PINS AND WIRES |  | 1 | No | Yes | Yes | Yes | N. A.
B1105 | B1105.2515 | 'K' WIRE, ADLER, DIA. 2.5MM, LENGTH 150MM |  | B1105.0000 | 09 | 2013-10-25 | N. A. | N. A. | N. A. | QPF/B1105 | 02 | 2021-02-21 | N. A. | N. A. | N. A. | PS/B1105 | 02 | 2019-02-09 | 2022-02-09 | 2019-12-01 | 44896 | B1105 | TMF-1 | IU/1 | Class C | FINISHED GOODS | ADLER™ | 'K' WIRE, ADLER, DIA. 2.5MM | LENGTH 150MM | 16 | No | Yes |  | No | N. A. | No | N. A. | No | Yes | No | Yes | M. L.: MFG/MD/2021/000369 |  | 5 | ADLER PRODUCTS\WIRES AND PINS\K WIRES | 0 | Initial issue | N | PINS AND WIRES |  | 1 | No | Yes | Yes | Yes | N. A.
B1105 | B1105.2522 | `K` WIRE, ADLER, DIA. 2.5MM, LENGTH 220MM |  | B1105.0000 | 09 | 2013-10-25 | N. A. | N. A. | N. A. | QPF/B1105 | 02 | 2021-02-21 | N. A. | N. A. | N. A. | PS/B1105 | 02 | 2019-02-09 | 2022-02-09 | 2019-12-01 | 44896 | B1105 | TMF-1 | IU/1 | Class C | FINISHED GOODS | ADLER™ | `K` WIRE, ADLER, DIA. 2.5MM | LENGTH 220MM | 16 | No | Yes |  | No | N. A. | No | N. A. | No | Yes | No | Yes | M. L.: MFG/MD/2021/000369 |  | 5 | ADLER PRODUCTS\WIRES AND PINS\K WIRES | 0 | Initial issue | N | PINS AND WIRES |  | 1 | No | Yes | Yes | Yes | N. A.
B1105 | B1105.2526 | 'K' WIRE, ADLER, DIA. 2.5MM, LENGTH 260MM |  | B1105.0000 | 09 | 2013-10-25 | N. A. | N. A. | N. A. | QPF/B1105 | 02 | 2021-02-21 | N. A. | N. A. | N. A. | PS/B1105 | 02 | 2019-02-09 | 2022-02-09 | 2019-12-01 | 44896 | B1105 | TMF-1 | IU/1 | Class C | FINISHED GOODS | ADLER™ | `K` WIRE, ADLER, DIA. 2.5MM | LENGTH 260MM | 16 | No | Yes |  | No | N. A. | No | N. A. | No | Yes | No | Yes | M. L.: MFG/MD/2021/000369 |  | 5 | ADLER PRODUCTS\WIRES AND PINS\K WIRES | 0 | Initial issue | Y | PINS AND WIRES |  | 1 | No | Yes | Yes | Yes | N. A.
B1105 | B1105.2528 | 'K' WIRE, ADLER, DIA. 2.5MM, LENGTH 280MM |  | B1105.0000 | 09 | 2013-10-25 | N. A. | N. A. | N. A. | QPF/B1105 | 02 | 2021-02-21 | N. A. | N. A. | N. A. | PS/B1105 | 02 | 2019-02-09 | 2022-02-09 | 2019-12-01 | 44896 | B1105 | TMF-1 | IU/1 | Class C | FINISHED GOODS | ADLER™ | `K` WIRE, ADLER, DIA. 2.5MM | LENGTH 280MM | 16 | No | Yes |  | No | N. A. | No | N. A. | No | Yes | No | Yes | M. L.: MFG/MD/2021/000369 |  | 5 | ADLER PRODUCTS\WIRES AND PINS\K WIRES | 0 | Initial issue | Y | PINS AND WIRES |  | 1 | No | Yes | Yes | Yes | N. A.
B1105 | B1105.2530 | 'K' WIRE, ADLER, DIA. 2.5MM, LENGTH 300MM |  | B1105.0000 | 09 | 2013-10-25 | N. A. | N. A. | N. A. | QPF/B1105 | 02 | 2021-02-21 | N. A. | N. A. | N. A. | PS/B1105 | 02 | 2019-02-09 | 2022-02-09 | 2019-12-01 | 44896 | B1105 | TMF-1 | IU/1 | Class C | FINISHED GOODS | ADLER™ | 'K' WIRE, ADLER, DIA. 2.5MM | LENGTH 300MM | 16 | No | Yes |  | No | N. A. | No | N. A. | No | Yes | No | Yes | M. L.: MFG/MD/2021/000369 |  | 5 | ADLER PRODUCTS\WIRES AND PINS\K WIRES | 0 | Initial issue | N | PINS AND WIRES |  | 1 | No | Yes | Yes | Yes | N. A.
B1105 | B1105.2540 | 'K' WIRE, ADLER, DIA. 2.5MM, LENGTH 400MM |  | B1105.0000 | 09 | 2013-10-25 | N. A. | N. A. | N. A. | QPF/B1105 | 02 | 2021-02-21 | N. A. | N. A. | N. A. | PS/B1105 | 02 | 2019-02-09 | 2022-02-09 | 2019-12-01 | 44896 | B1105 | TMF-1 | IU/1 | Class C | FINISHED GOODS | ADLER™ | 'K' WIRE, ADLER, DIA. 2.5MM | LENGTH 400MM | 16 | No | Yes |  | No | N. A. | No | N. A. | No | Yes | No | Yes | M. L.: MFG/MD/2021/000369 |  | 5 | ADLER PRODUCTS\WIRES AND PINS\K WIRES | 0 | Initial issue | Y | PINS AND WIRES |  | 1 | No | Yes | Yes | Yes | N. A.
B1105 | B1105.3015 | 'K' WIRE, ADLER, DIA. 3.0MM, LENGTH 150MM |  | B1105.0000 | 09 | 2013-10-25 | N. A. | N. A. | N. A. | QPF/B1105 | 02 | 2021-02-21 | N. A. | N. A. | N. A. | PS/B1105 | 02 | 2019-02-09 | 2022-02-09 | 2019-12-01 | 44896 | B1105 | TMF-1 | IU/1 | Class C | FINISHED GOODS | ADLER™ | 'K' WIRE, ADLER, DIA. 3.0MM | LENGTH 150MM | 16 | No | Yes |  | No | N. A. | No | N. A. | No | Yes | No | Yes | M. L.: MFG/MD/2021/000369 |  | 5 | ADLER PRODUCTS\WIRES AND PINS\K WIRES | 0 | Initial issue | N | PINS AND WIRES |  | 1 | No | Yes | Yes | Yes | N. A.
B1105 | B1105.3022 | `K` WIRE, ADLER, DIA. 3.0MM, LENGTH 220MM |  | B1105.0000 | 09 | 2013-10-25 | N. A. | N. A. | N. A. | QPF/B1105 | 02 | 2021-02-21 | N. A. | N. A. | N. A. | PS/B1105 | #N/A | 2019-02-09 | 2022-02-09 | 2019-12-01 | 44896 | B1105 | TMF-1 | IU/1 | Class C | FINISHED GOODS | ADLER™ | 'K' WIRE, ADLER, DIA. 3.0MM | LENGTH 200MM | 16 | No | Yes |  | No | N. A. | No | N. A. | No | Yes | No | Yes | M. L.: MFG/MD/2021/000369 |  | 5 | ADLER PRODUCTS\WIRES AND PINS\K WIRES | 0 | Initial issue | Y | PINS AND WIRES |  | 1 | No | Yes | Yes | Yes | N. A.
B1105 | B1105.3030 | 'K' WIRE, ADLER, DIA. 3.0MM, LENGTH 300MM |  | B1105.0000 | 09 | 2013-10-25 | N. A. | N. A. | N. A. | QPF/B1105 | 02 | 2021-02-21 | N. A. | N. A. | N. A. | PS/B1105 | 02 | 2019-02-09 | 2022-02-09 | 2019-12-01 | 44896 | B1105 | TMF-1 | IU/1 | Class C | FINISHED GOODS | ADLER™ | 'K' WIRE, ADLER, DIA. 3.0MM | LENGTH 300MM | 16 | No | Yes |  | No | N. A. | No | N. A. | No | Yes | No | Yes | M. L.: MFG/MD/2021/000369 |  | 5 | ADLER PRODUCTS\WIRES AND PINS\K WIRES | 0 | Initial issue | N | PINS AND WIRES |  | 1 | No | Yes | Yes | Yes | N. A.
B1105 | B1105.3040 | 'K' WIRE, ADLER, DIA. 3.0MM, LENGTH 400MM |  | B1105.0000 | 09 | 2013-10-25 | N. A. | N. A. | N. A. | QPF/B1105 | 02 | 2021-02-21 | N. A. | N. A. | N. A. | PS/B1105 | 02 | 2019-02-09 | 2022-02-09 | 2019-12-01 | 44896 | B1105 | TMF-1 | IU/1 | Class C | FINISHED GOODS | ADLER™ | 'K' WIRE, ADLER, DIA. 3.0MM | LENGTH 300MM | 16 | No | Yes |  | No | N. A. | No | N. A. | No | Yes | No | Yes | M. L.: MFG/MD/2021/000369 |  | 5 | ADLER PRODUCTS\WIRES AND PINS\K WIRES | 0 | Initial issue | Y | PINS AND WIRES |  | 1 | No | Yes | Yes | Yes | N. A.
B1105 | B1105.3515 | K' WIRE, ADLER, DIA. 3.5MM, LENGTH 150MM |  | B1105.0000 | 09 | 2013-10-25 | N. A. | N. A. | N. A. | QPF/B1105 | 02 | 2021-02-21 | N. A. | N. A. | N. A. | PS/B1105 | 02 | 2019-02-09 | 2022-02-09 | 2019-12-01 | 44896 | B1105 | TMF-1 | IU/1 | Class C | FINISHED GOODS | ADLER™ | 'K' WIRE, ADLER, DIA. 3.5MM | LENGTH 150MM | 16 | No | Yes |  | No | N. A. | No | N. A. | No | Yes | No | Yes | M. L.: MFG/MD/2021/000369 |  | 5 | ADLER PRODUCTS\WIRES AND PINS\K WIRES | 0 | Initial issue | Y | PINS AND WIRES |  | 1 | No | Yes | Yes | Yes | N. A.
B1105 | B1105.3530 | 'K' WIRE, ADLER, DIA. 3.5MM, LENGTH 300MM |  | B1105.0000 | 09 | 2013-10-25 | N. A. | N. A. | N. A. | QPF/B1105 | 02 | 2021-02-21 | N. A. | N. A. | N. A. | PS/B1105 | 02 | 2019-02-09 | 2022-02-09 | 2019-12-01 | 44896 | B1105 | TMF-1 | IU/1 | Class C | FINISHED GOODS | ADLER™ | 'K' WIRE, ADLER, DIA. 3.5MM | LENGTH 300MM | 16 | No | Yes |  | No | N. A. | No | N. A. | No | Yes | No | Yes | M. L.: MFG/MD/2021/000369 |  | 5 | ADLER PRODUCTS\WIRES AND PINS\K WIRES | 0 | Initial issue | Y | PINS AND WIRES |  | 1 | No | Yes | Yes | Yes | N. A.
B1108 | B1108.0805 | 'K' WIRE, ROUND END, TROCAR TIP, ADLER, DIA. 0.8MM, LENGTH 50MM |  | B1108.0000 | 00 | 2011-01-28 | N. A. | N. A. | N. A. | QPF/B1108 | 01 | 2005-09-16 | N. A. | N. A. | N. A. | PS/B1108 | 00 | 2007-11-17 | N. A. | N. A. | N. A. | B1108 | TMF-1 | IU/1 | Class C | FINISHED GOODS | ADLER™ | 'K' WIRE, ROUND END, TROCAR TIP | DIA. 0.8MM, LENGTH 50MM | 16 | No | Yes |  | No | N. A. | No | N. A. | No | Yes | No | Yes | M. L.: MFG/MD/2021/000369 |  | 5 | ADLER PRODUCTS\WIRES AND PINS\K WIRES | 0 | Initial issue | Y | PINS AND WIRES |  | 1 | No | Yes | Yes | Yes | N. A.
B1108 | B1108.1005 | 'K' WIRE, ROUND END, TROCAR TIP, ADLER, DIA. 1.0MM, LENGTH 50MM |  | B1108.0000 | 00 | 2011-01-28 | N. A. | N. A. | N. A. | QPF/B1108 | 01 | 2005-09-16 | N. A. | N. A. | N. A. | PS/B1108 | 00 | 2007-11-17 | N. A. | N. A. | N. A. | B1108 | TMF-1 | IU/1 | Class C | FINISHED GOODS | ADLER™ | 'K' WIRE, ROUND END, TROCAR TIP | DIA. 1.0MM, LENGTH 50MM | 16 | No | Yes |  | No | N. A. | No | N. A. | No | Yes | No | Yes | M. L.: MFG/MD/2021/000369 |  | 5 | ADLER PRODUCTS\WIRES AND PINS\K WIRES | 0 | Initial issue | Y | PINS AND WIRES |  | 1 | No | Yes | Yes | Yes | N. A.
B1108 | B1108.1007 | 'K' WIRE, ROUND END, TROCAR TIP, ADLER, DIA. 1.0MM, LENGTH 70MM |  | B1108.0000 | 00 | 2011-01-28 | N. A. | N. A. | N. A. | QPF/B1108 | 01 | 2005-09-16 | N. A. | N. A. | N. A. | PS/B1108 | 00 | 2007-11-17 | N. A. | N. A. | N. A. | B1108 | TMF-1 | IU/1 | Class C | FINISHED GOODS | ADLER™ | 'K' WIRE, ROUND END, TROCAR TIP | DIA. 1.0MM, LENGTH 70MM | 16 | No | Yes |  | No | N. A. | No | N. A. | No | Yes | No | Yes | M. L.: MFG/MD/2021/000369 |  | 5 | ADLER PRODUCTS\WIRES AND PINS\K WIRES | 0 | Initial issue | Y | PINS AND WIRES |  | 1 | No | Yes | Yes | Yes | N. A.
B1108 | B1108.1015 | 'K' WIRE, ROUND END, TROCAR TIP, ADLER, DIA. 1.0MM, LENGTH 150MM |  | B1108.0000 | 00 | 2011-01-28 | N. A. | N. A. | N. A. | QPF/B1108 | 01 | 2005-09-16 | N. A. | N. A. | N. A. | PS/B1108 | 00 | 2007-11-17 | N. A. | N. A. | N. A. | B1108 | TMF-1 | IU/1 | Class C | FINISHED GOODS | ADLER™ | 'K' WIRE, ROUND END, TROCAR TIP | DIA. 1.0MM, LENGTH 150MM | 16 | No | Yes |  | No | N. A. | No | N. A. | No | Yes | No | Yes | M. L.: MFG/MD/2021/000369 |  | 5 | ADLER PRODUCTS\WIRES AND PINS\K WIRES | 0 | Initial issue | Y | PINS AND WIRES |  | 1 | No | Yes | Yes | Yes | N. A.
B1108 | B1108.1215 | 'K' WIRE, ROUND END, TROCAR TIP, ADLER, DIA. 1.2MM, LENGTH 150MM |  | B1108.0000 | 00 | 2011-01-28 | N. A. | N. A. | N. A. | QPF/B1108 | 01 | 2005-09-16 | N. A. | N. A. | N. A. | PS/B1108 | 00 | 2007-11-17 | N. A. | N. A. | N. A. | B1108 | TMF-1 | IU/1 | Class C | FINISHED GOODS | ADLER™ | 'K' WIRE, ROUND END, TROCAR TIP | DIA. 1.2MM, LENGTH 150MM | 16 | No | Yes |  | No | N. A. | No | N. A. | No | Yes | No | Yes | M. L.: MFG/MD/2021/000369 |  | 5 | ADLER PRODUCTS\WIRES AND PINS\K WIRES | 0 | Activate against ECR E030125 on 08APR2025 | N | PINS AND WIRES |  | 1 | No | Yes | Yes | Yes | N. A.
B1108 | B1108.1430 | 'K' WIRE, ROUND END, TROCAR TIP, ADLER, DIA. 1.4MM, LENGTH 300MM |  | B1108.14.00 | 00 | 2011-01-28 | N. A. | N. A. | N. A. | QPF/B1108 | 01 | 2005-09-16 | N. A. | N. A. | N. A. | PS/B1108 | 00 | 2007-11-17 | N. A. | N. A. | N. A. | B1108 | TMF-1 | IU/1 | Class C | FINISHED GOODS | ADLER™ | 'K' WIRE, ROUND END, TROCAR TIP | DIA. 1.4MM, LENGTH 300MM | 16 | No | Yes |  | No | N. A. | No | N. A. | No | Yes | No | Yes | M. L.: MFG/MD/2021/000369 |  | 5 | ADLER PRODUCTS\WIRES AND PINS\K WIRES | 0 | Initial issue | Y | PINS AND WIRES |  | 1 | No | Yes | Yes | Yes | N. A.
B1108 | B1108.1515 | K' WIRE, ROUND END, TROCAR TIP, ADLER, DIA. 1.5MM, LENGTH 150MM |  | B1108.0000 | N. A. | N. A. | N. A. | N. A. | N. A. | QPF/B1108 | N. A. | N. A. | N. A. | N. A. | N. A. | PS/B1108 | N. A. | N. A. | N. A. | N. A. | N. A. | B1108 | TMF-1 | IU/1 | Class C | FINISHED GOODS | ADLER™ | 'K' WIRE, ROUND END, TROCAR TIP | DIA. 1.5MM, LENGTH 150MM | 16 | No | Yes |  | No | N. A. | No | N. A. | No | Yes | No | Yes | M. L.: MFG/MD/2021/000369 |  | 5 | ADLER PRODUCTS\WIRES AND PINS\K WIRES | 0 | Activate against ECR E030125 on 08APR2025 | N | PINS AND WIRES |  | 1 | No | Yes | Yes | Yes | N. A.
B1108 | B1108.1615 | 'K' WIRE, ROUND END, TROCAR TIP, ADLER, DIA. 1.6MM, LENGTH 150MM |  | B1108.0000 | 00 | 2011-01-28 | N. A. | N. A. | N. A. | QPF/B1108 | 01 | 2005-09-16 | N. A. | N. A. | N. A. | PS/B1108 | 00 | 2007-11-17 | N. A. | N. A. | N. A. | B1108 | TMF-1 | IU/1 | Class C | FINISHED GOODS | ADLER™ | 'K' WIRE, ROUND END, TROCAR TIP | DIA. 1.6MM, LENGTH 150MM | 16 | No | Yes |  | No | N. A. | No | N. A. | No | Yes | No | Yes | M. L.: MFG/MD/2021/000369 |  | 5 | ADLER PRODUCTS\WIRES AND PINS\K WIRES | 0 | Initial issue | Y | PINS AND WIRES |  | 1 | No | Yes | Yes | Yes | N. A.
B1108 | B1108.1815 | K' WIRE, ROUND END, TROCAR TIP, ADLER, DIA. 1.8MM, LENGTH 150MM |  | B1108.0000 | #N/A | #N/A | N. A. | N. A. | N. A. | QPF/B1108 | #N/A | #N/A | #N/A | #N/A | #N/A | PS/B1108 | #N/A | #N/A | #N/A | #N/A | #N/A | B1108 | TMF-1 | IU/1 | Class C | FINISHED GOODS | ADLER™ | 'K' WIRE, ROUND END, TROCAR TIP | DIA. 1.8MM, LENGTH 150MM | 16 | No | Yes |  | No | N. A. | No | N. A. | No | Yes | No | Yes | M. L.: MFG/MD/2021/000369 |  | 5 | ADLER PRODUCTS\WIRES AND PINS\K WIRES | 0 | Initial issue | Y | PINS AND WIRES |  | 1 | No | Yes | Yes | Yes | N. A.
B1108 | B1108.2015 | 'K' WIRE, ROUND END, TROCAR TIP, ADLER, DIA. 2.0MM, LENGTH 150MM |  | B1108.0000 | 00 | 2011-01-28 | N. A. | N. A. | N. A. | QPF/B1108 | 01 | 2005-09-16 | N. A. | N. A. | N. A. | PS/B1108 | 00 | 2007-11-17 | N. A. | N. A. | N. A. | B1108 | TMF-1 | IU/1 | Class C | FINISHED GOODS | ADLER™ | 'K' WIRE, ROUND END, TROCAR TIP | DIA. 2.0MM, LENGTH 150MM | 16 | No | Yes |  | No | N. A. | No | N. A. | No | Yes | No | Yes | M. L.: MFG/MD/2021/000369 |  | 5 | ADLER PRODUCTS\WIRES AND PINS\K WIRES | 0 | Initial issue | Y | PINS AND WIRES |  | 1 | No | Yes | Yes | Yes | N. A.
B1108 | B1108.2030 | 'K' WIRE, ROUND END, TROCAR TIP, ADLER, DIA. 2.0MM, LENGTH 300MM |  | B1108.0000 | 00 | 2011-01-28 | N. A. | N. A. | N. A. | QPF/B1108 | 01 | 2005-09-16 | N. A. | N. A. | N. A. | PS/B1108 | 00 | 2007-11-17 | N. A. | N. A. | N. A. | B1108 | TMF-1 | IU/1 | Class C | FINISHED GOODS | ADLER™ | 'K' WIRE, ROUND END, TROCAR TIP | DIA. 2.0MM, LENGTH 300MM | 16 | No | Yes |  | No | N. A. | No | N. A. | No | Yes | No | Yes | M. L.: MFG/MD/2021/000369 |  | 1 | ADLER PRODUCTS\WIRES AND PINS\K WIRES | 0 | Activate against ECR E030125 on 08APR2025 | N | PINS AND WIRES |  | 1 | No | Yes | Yes | Yes | N. A.
B1108 | B1108.2515 | K' WIRE, ROUND END, TROCAR TIP, ADLER, DIA. 2.5MM, LENGTH 150MM |  | B1108.0000 | #N/A | #N/A | N. A. | N. A. | N. A. | QPF/B1108 | #N/A | #N/A | #N/A | #N/A | #N/A | PS/B1108 | #N/A | #N/A | #N/A | #N/A | #N/A | B1108 | TMF-1 | IU/1 | Class C | FINISHED GOODS | ADLER™ | 'K' WIRE, ROUND END, TROCAR TIP | DIA. 2.5MM, LENGTH 150MM | 16 | No | Yes |  | No | N. A. | No | N. A. | No | Yes | No | Yes | M. L.: MFG/MD/2021/000369 |  | 5 | ADLER PRODUCTS\WIRES AND PINS\K WIRES | 0 | Initial issue | Y | PINS AND WIRES |  | 1 | No | Yes | Yes | Yes | N. A.
B1108 | B1108.3015 | K' WIRE, ROUND END, TROCAR TIP, ADLER, DIA. 3.0MM, LENGTH 150MM |  | B1108.0000 | 00 | 2011-01-28 | N. A. | N. A. | N. A. | QPF/B1108 | 01 | 2005-09-16 | N. A. | N. A. | N. A. | PS/B1108 | 00 | 2007-11-17 | N. A. | N. A. | N. A. | B1108 | TMF-1 | IU/1 | Class C | FINISHED GOODS | ADLER™ | 'K' WIRE, ROUND END, TROCAR TIP | DIA. 3.0MM, LENGTH 150MM | 16 | No | Yes |  | No | N. A. | No | N. A. | No | Yes | No | Yes | M. L.: MFG/MD/2021/000369 |  | 5 | ADLER PRODUCTS\WIRES AND PINS\K WIRES | 0 | Initial issue | Y | PINS AND WIRES |  | 1 | No | Yes | Yes | Yes | N. A.
B1108 | B1108.3030 | 'K' WIRE, ROUND END, TROCAR TIP, ADLER, DIA. 3.0MM, LENGTH 300MM |  | B1108.0000 | 00 | 2011-01-28 | N. A. | N. A. | N. A. | QPF/B1108 | 01 | 2005-09-16 | N. A. | N. A. | N. A. | PS/B1108 | 00 | 2007-11-17 | N. A. | N. A. | N. A. | B1108 | TMF-1 | IU/1 | Class C | FINISHED GOODS | ADLER™ | 'K' WIRE, ROUND END, TROCAR TIP | DIA. 3.0MM, LENGTH 300MM | 16 | No | Yes |  | No | N. A. | No | N. A. | No | Yes | No | Yes | M. L.: MFG/MD/2021/000369 |  | 5 | ADLER PRODUCTS\WIRES AND PINS\K WIRES | 0 | Initial issue | Y | PINS AND WIRES |  | 1 | No | Yes | Yes | Yes | N. A.
B1108 | B1108.3515 | 'K' WIRE, ROUND END, TROCAR TIP, ADLER, DIA. 3.5MM, LENGTH 150MM |  | B1108.0000 | 00 | 2011-01-28 | N. A. | N. A. | N. A. | QPF/B1108 | 01 | 2005-09-16 | N. A. | N. A. | N. A. | PS/B1108 | 00 | 2007-11-17 | N. A. | N. A. | N. A. | B1108 | TMF-1 | IU/1 | Class C | FINISHED GOODS | ADLER™ | 'K' WIRE, ROUND END, TROCAR TIP | DIA. 3.5MM, LENGTH 150MM | 16 | No | Yes |  | No | N. A. | No | N. A. | No | Yes | No | Yes | M. L.: MFG/MD/2021/000369 |  | 5 | ADLER PRODUCTS\WIRES AND PINS\K WIRES | 0 | Initial issue | Y | PINS AND WIRES |  | 1 | No | Yes | Yes | Yes | N. A.
B1110 | B1110.0815 | 'K' WIRE, FLAT END, TROCAR TIP, ADLER, DIA. 0.8MM, LENGTH 150MM |  | B1110.0000 | 02 | 2009-04-01 | N. A. | N. A. | N. A. | QPF/B1110 | 00 | 2005-07-22 | N. A. | N. A. | N. A. | PS/B1110 | 00 | 2007-11-17 | 2022-11-17 | 2019-12-04 | 44899 | B1110 | TMF-1 | IU/1 | Class C | FINISHED GOODS | ADLER™ | 'K' WIRE, FLAT END, TROCAR TIP | DIA. 0.8MM, LENGTH 150MM | 16 | No | Yes |  | No | N. A. | No | N. A. | No | Yes | No | Yes | M. L.: MFG/MD/2021/000369 |  | 1 | ADLER PRODUCTS\WIRES AND PINS\K WIRES | 0 | Initial issue | Y | PINS AND WIRES |  | 1 | No | Yes | Yes | Yes | N. A.
B1110 | B1110.1015 | 'K' WIRE, FLAT END, TROCAR TIP, ADLER, DIA. 1.0MM, LENGTH 150MM |  | B1110.0000 | 02 | 2009-04-01 | N. A. | N. A. | N. A. | QPF/B1110 | 00 | 2005-07-22 | N. A. | N. A. | N. A. | PS/B1110 | 00 | 2007-11-17 | 2022-11-17 | 2019-12-04 | 44899 | B1110 | TMF-1 | IU/1 | Class C | FINISHED GOODS | ADLER™ | 'K' WIRE, FLAT END, TROCAR TIP | DIA. 1.0MM, LENGTH 150MM | 16 | No | Yes |  | No | N. A. | No | N. A. | No | Yes | No | Yes | M. L.: MFG/MD/2021/000369 |  | 1 | ADLER PRODUCTS\WIRES AND PINS\K WIRES | 0 | Initial issue | Y | PINS AND WIRES |  | 1 | No | Yes | Yes | Yes | N. A.
B1110 | B1110.1215 | 'K' WIRE, FLAT END, TROCAR TIP, ADLER, DIA. 1.2MM, LENGTH 150MM |  | B1110.0000 | 02 | 2009-04-01 | N. A. | N. A. | N. A. | QPF/B1110 | 00 | 2005-07-22 | N. A. | N. A. | N. A. | PS/B1110 | 00 | 2007-11-17 | 2022-11-17 | 2019-12-04 | 44899 | B1110 | TMF-1 | IU/1 | Class C | FINISHED GOODS | ADLER™ | 'K' WIRE, FLAT END, TROCAR TIP | DIA. 1.2MM, LENGTH 150MM | 16 | No | Yes |  | No | N. A. | No | N. A. | No | Yes | No | Yes | M. L.: MFG/MD/2021/000369 |  | 1 | ADLER PRODUCTS\WIRES AND PINS\K WIRES | 0 | Initial issue | Y | PINS AND WIRES |  | 1 | No | Yes | Yes | Yes | N. A.
B1110 | B1110.1415 | 'K' WIRE, FLAT END, TROCAR TIP, ADLER, DIA. 1.4MM, LENGTH 150MM |  | B1110.0000 | 02 | 2009-04-01 | N. A. | N. A. | N. A. | QPF/B1110 | 00 | 2005-07-22 | N. A. | N. A. | N. A. | PS/B1110 | 00 | 2007-11-17 | 2022-11-17 | 2019-12-04 | 44899 | B1110 | TMF-1 | IU/1 | Class C | FINISHED GOODS | ADLER™ | 'K' WIRE, FLAT END, TROCAR TIP | DIA. 1.4MM, LENGTH 150MM | 16 | No | Yes |  | No | N. A. | No | N. A. | No | Yes | No | Yes | M. L.: MFG/MD/2021/000369 |  | 1 | ADLER PRODUCTS\WIRES AND PINS\K WIRES | 0 | Initial issue | Y | PINS AND WIRES |  | 1 | No | Yes | Yes | Yes | N. A.
B1110 | B1110.1615 | 'K' WIRE, FLAT END, TROCAR TIP, ADLER, DIA. 1.6MM, LENGTH 150MM |  | B1110.0000 | 02 | 2009-04-01 | N. A. | N. A. | N. A. | QPF/B1110 | 00 | 2005-07-22 | N. A. | N. A. | N. A. | PS/B1110 | 00 | 2007-11-17 | 2022-11-17 | 2019-12-04 | 44899 | B1110 | TMF-1 | IU/1 | Class C | FINISHED GOODS | ADLER™ | 'K' WIRE, FLAT END, TROCAR TIP | DIA. 1.6MM, LENGTH 150MM | 16 | No | Yes |  | No | N. A. | No | N. A. | No | Yes | No | Yes | M. L.: MFG/MD/2021/000369 |  | 1 | ADLER PRODUCTS\WIRES AND PINS\K WIRES | 0 | Initial issue | Y | PINS AND WIRES |  | 1 | No | Yes | Yes | Yes | N. A.
B1110 | B1110.1815 | K' WIRE, FLAT END, TROCAR TIP, ADLER, DIA. 1.8MM, LENGTH 150MM |  | B1110.0000 | 02 | 2009-04-01 | N. A. | N. A. | N. A. | QPF/B1110 | 00 | 2005-07-22 | N. A. | N. A. | N. A. | PS/B1110 | 00 | 2007-11-17 | 2022-11-17 | 2019-12-04 | 44899 | B1110 | TMF-1 | IU/1 | Class C | FINISHED GOODS | ADLER™ | 'K' WIRE, FLAT END, TROCAR TIP | DIA. 1.8MM, LENGTH 150MM | 16 | No | Yes |  | No | N. A. | No | N. A. | No | Yes | No | Yes | M. L.: MFG/MD/2021/000369 |  | 1 | ADLER PRODUCTS\WIRES AND PINS\K WIRES | 0 | Initial issue | Y | PINS AND WIRES |  | 1 | No | Yes | Yes | Yes | N. A.
B1110 | B1110.2015 | K' WIRE, FLAT END, TROCAR TIP, ADLER, DIA. 2.0MM, LENGTH 150MM |  | B1110.0000 | 02 | 2009-04-01 | N. A. | N. A. | N. A. | QPF/B1110 | 00 | 2005-07-22 | N. A. | N. A. | N. A. | PS/B1110 | 00 | 2007-11-17 | 2022-11-17 | 2019-12-04 | 44899 | B1110 | TMF-1 | IU/1 | Class C | FINISHED GOODS | ADLER™ | 'K' WIRE, FLAT END, TROCAR TIP | DIA. 2.0MM, LENGTH 150MM | 16 | No | Yes |  | No | N. A. | No | N. A. | No | Yes | No | Yes | M. L.: MFG/MD/2021/000369 |  | 1 | ADLER PRODUCTS\WIRES AND PINS\K WIRES | 0 | Initial issue | Y | PINS AND WIRES |  | 1 | No | Yes | Yes | Yes | N. A.
B1110 | B1110.2515 | K' WIRE, FLAT END, TROCAR TIP, ADLER, DIA. 2.5MM, LENGTH 150MM |  | B1110.0000 | 02 | 2009-04-01 | N. A. | N. A. | N. A. | QPF/B1110 | 00 | 2005-07-22 | N. A. | N. A. | N. A. | PS/B1110 | 00 | 2007-11-17 | 2022-11-17 | 2019-12-04 | 44899 | B1110 | TMF-1 | IU/1 | Class C | FINISHED GOODS | ADLER™ | 'K' WIRE, FLAT END, TROCAR TIP | DIA. 2.5MM, LENGTH 150MM | 16 | No | Yes |  | No | N. A. | No | N. A. | No | Yes | No | Yes | M. L.: MFG/MD/2021/000369 |  | 1 | ADLER PRODUCTS\WIRES AND PINS\K WIRES | 0 | Initial issue | Y | PINS AND WIRES |  | 1 | No | Yes | Yes | Yes | N. A.
B1110 | B1110.3015 | K' WIRE, FLAT END, TROCAR TIP, ADLER, DIA. 3.0MM, LENGTH 150MM |  | B1110.0000 | 02 | 2009-04-01 | N. A. | N. A. | N. A. | QPF/B1110 | 00 | 2005-07-22 | N. A. | N. A. | N. A. | PS/B1110 | 00 | 2007-11-17 | 2022-11-17 | 2019-12-04 | 44899 | B1110 | TMF-1 | IU/1 | Class C | FINISHED GOODS | ADLER™ | 'K' WIRE, FLAT END, TROCAR TIP | DIA. 3.0MM, LENGTH 150MM | 16 | No | Yes |  | No | N. A. | No | N. A. | No | Yes | No | Yes | M. L.: MFG/MD/2021/000369 |  | 1 | ADLER PRODUCTS\WIRES AND PINS\K WIRES | 0 | Initial issue | Y | PINS AND WIRES |  | 1 | No | Yes | Yes | Yes | N. A.
B1230 | B1211.2512 | STEINMAN PIN, S`RUT, DIA. 2.5MM, LENGTH 125MM |  | B1230.0000 | 02 | 2009-04-01 | N. A. | N. A. | N. A. | QPF/B1230 | 02 | 2010-04-22 | N. A. | N. A. | N. A. | PS/B1230 | 00 | 2007-11-14 | 2022-11-14 | 2019-12-08 | 44903 | B1230 | TMF-1 | IU/1 | Class C | FINISHED GOODS | SUSHRUT™ | STEINMAN PIN | DIA. 2.5MM, LENGTH 125MM | 16 | No | Yes |  | No | N. A. | No | N. A. | No | Yes | No | Yes | M. L.: MFG/MD/2021/000369 |  | 1 | SUSHRUT PRODUCTS\INTERNATIONAL IMPLANTS\EXFIX \SUSHRUT STEINMAN PINS | 0 | Initial issue | N | PINS AND WIRES |  | 1 | No | Yes | Yes | Yes | N. A.
B1230 | B1211.2515 | STEINMAN PIN, S`RUT, DIA. 2.5MM, LENGTH 150MM |  | B1230.0000 | 02 | 2009-04-01 | N. A. | N. A. | N. A. | QPF/B1230 | 02 | 2010-04-22 | N. A. | N. A. | N. A. | PS/B1230 | 00 | 2007-11-14 | 2022-11-14 | 2019-12-08 | 44903 | B1230 | TMF-1 | IU/1 | Class C | FINISHED GOODS | SUSHRUT™ | STEINMAN PIN | DIA. 2.5MM, LENGTH 150MM | 16 | No | Yes |  | No | N. A. | No | N. A. | No | Yes | No | Yes | M. L.: MFG/MD/2021/000369 |  | 1 | SUSHRUT PRODUCTS\INTERNATIONAL IMPLANTS\EXFIX \SUSHRUT STEINMAN PINS | 0.0073095 | Initial issue | N | PINS AND WIRES |  | 1 | No | Yes | Yes | Yes | N. A.
B1230 | B1211.3015 | STEINMAN PIN, S`RUT, DIA. 3.0MM, LENGTH 150MM |  | B1230.0000 | 02 | 2009-04-01 | N. A. | N. A. | N. A. | QPF/B1230 | 02 | 2010-04-22 | N. A. | N. A. | N. A. | PS/B1230 | 00 | 2007-11-14 | 2022-11-14 | 2019-12-08 | 44903 | B1230 | TMF-1 | IU/1 | Class C | FINISHED GOODS | SUSHRUT™ | STEINMAN PIN | DIA. 3.0MM, LENGTH 150MM | 16 | No | Yes |  | No | N. A. | No | N. A. | No | Yes | No | Yes | M. L.: MFG/MD/2021/000369 |  | 1 | SUSHRUT PRODUCTS\INTERNATIONAL IMPLANTS\EXFIX \SUSHRUT STEINMAN PINS | 0.00955 | Initial issue | N | PINS AND WIRES |  | 1 | No | Yes | Yes | Yes | N. A.
B1230 | B1211.3020 | STEINMAN PIN, S`RUT, DIA. 3.0MM, LENGTH 200MM |  | B1230.0000 | 02 | 2009-04-01 | N. A. | N. A. | N. A. | QPF/B1230 | 02 | 2010-04-22 | N. A. | N. A. | N. A. | PS/B1230 | 00 | 2007-11-14 | 2022-11-14 | 2019-12-08 | 44903 | B1230 | TMF-1 | IU/1 | Class C | FINISHED GOODS | SUSHRUT™ | STEINMAN PIN | DIA. 3.0MM, LENGTH 200MM | 16 | No | Yes |  | No | N. A. | No | N. A. | No | Yes | No | Yes | M. L.: MFG/MD/2021/000369 |  | 1 | SUSHRUT PRODUCTS\INTERNATIONAL IMPLANTS\EXFIX \SUSHRUT STEINMAN PINS | 0 | Initial issue | N | PINS AND WIRES |  | 1 | No | Yes | Yes | Yes | N. A.
B1230 | B1211.3022 | STEINMAN PIN, S`RUT, DIA. 3.0MM, LENGTH 225MM |  | B1230.0000 | 02 | 2009-04-01 | N. A. | N. A. | N. A. | QPF/B1230 | 02 | 2010-04-22 | N. A. | N. A. | N. A. | PS/B1230 | 00 | 2007-11-14 | 2022-11-14 | 2019-12-08 | 44903 | B1230 | TMF-1 | IU/1 | Class C | FINISHED GOODS | SUSHRUT™ | STEINMAN PIN | DIA. 3.0MM, LENGTH 225MM | 16 | No | Yes |  | No | N. A. | No | N. A. | No | Yes | No | Yes | M. L.: MFG/MD/2021/000369 |  | 1 | SUSHRUT PRODUCTS\INTERNATIONAL IMPLANTS\EXFIX \SUSHRUT STEINMAN PINS | 0 | Initial issue | Y | PINS AND WIRES |  | 1 | No | Yes | Yes | Yes | N. A.
B1230 | B1211.3025 | STEINMAN PIN, S`RUT, DIA. 3.0MM, LENGTH 250MM |  | B1230.0000 | 02 | 2009-04-01 | N. A. | N. A. | N. A. | QPF/B1230 | 02 | 2010-04-22 | N. A. | N. A. | N. A. | PS/B1230 | 00 | 2007-11-14 | 2022-11-14 | 2019-12-08 | 44903 | B1230 | TMF-1 | IU/1 | Class C | FINISHED GOODS | SUSHRUT™ | STEINMAN PIN | DIA. 3.0MM, LENGTH 250MM | 16 | No | Yes |  | No | N. A. | No | N. A. | No | Yes | No | Yes | M. L.: MFG/MD/2021/000369 |  | 1 | SUSHRUT PRODUCTS\INTERNATIONAL IMPLANTS\EXFIX \SUSHRUT STEINMAN PINS | 0 | Initial issue | Y | PINS AND WIRES |  | 1 | No | Yes | Yes | Yes | N. A.
B1230 | B1211.3030 | STEINMAN PIN, S`RUT, DIA. 3.0MM, LENGTH 300MM |  | B1230.0000 | 02 | 2009-04-01 | N. A. | N. A. | N. A. | QPF/B1230 | 02 | 2010-04-22 | N. A. | N. A. | N. A. | PS/B1230 | 00 | 2007-11-14 | 2022-11-14 | 2019-12-08 | 44903 | B1230 | TMF-1 | IU/1 | Class C | FINISHED GOODS | SUSHRUT™ | STEINMAN PIN | DIA. 3.0MM, LENGTH 300MM | 16 | No | Yes |  | No | N. A. | No | N. A. | No | Yes | No | Yes | M. L.: MFG/MD/2021/000369 |  | 1 | SUSHRUT PRODUCTS\INTERNATIONAL IMPLANTS\EXFIX \SUSHRUT STEINMAN PINS | 0 | Initial issue | Y | PINS AND WIRES |  | 1 | No | Yes | Yes | Yes | N. A.
B1230 | B1211.3512 | STEINMAN PIN, S`RUT, DIA. 3.5MM, LENGTH 125MM |  | B1230.0000 | 02 | 2009-04-01 | N. A. | N. A. | N. A. | QPF/B1230 | 02 | 2010-04-22 | N. A. | N. A. | N. A. | PS/B1230 | 00 | 2007-11-14 | 2022-11-14 | 2019-12-08 | 44903 | B1230 | TMF-1 | IU/1 | Class C | FINISHED GOODS | SUSHRUT™ | STEINMAN PIN | DIA. 3.5MM, LENGTH 125MM | 16 | No | Yes |  | No | N. A. | No | N. A. | No | Yes | No | Yes | M. L.: MFG/MD/2021/000369 |  | 1 | SUSHRUT PRODUCTS\INTERNATIONAL IMPLANTS\EXFIX \SUSHRUT STEINMAN PINS | 0.011025 | Initial issue | N | PINS AND WIRES |  | 1 | No | Yes | Yes | Yes | N. A.
B1230 | B1211.3515 | STEINMAN PIN, S`RUT, DIA. 3.5MM, LENGTH 150MM |  | B1230.0000 | 02 | 2009-04-01 | N. A. | N. A. | N. A. | QPF/B1230 | 02 | 2010-04-22 | N. A. | N. A. | N. A. | PS/B1230 | 00 | 2007-11-14 | 2022-11-14 | 2019-12-08 | 44903 | B1230 | TMF-1 | IU/1 | Class C | FINISHED GOODS | SUSHRUT™ | STEINMAN PIN | DIA. 3.5MM, LENGTH 150MM | 16 | No | Yes |  | No | N. A. | No | N. A. | No | Yes | No | Yes | M. L.: MFG/MD/2021/000369 |  | 1 | SUSHRUT PRODUCTS\INTERNATIONAL IMPLANTS\EXFIX \SUSHRUT STEINMAN PINS | 0 | Initial issue | N | PINS AND WIRES |  | 1 | No | Yes | Yes | Yes | N. A.
B1230 | B1211.3517 | STEINMAN PIN, S`RUT, DIA. 3.5MM, LENGTH 175MM |  | B1230.0000 | 02 | 2009-04-01 | N. A. | N. A. | N. A. | QPF/B1230 | 02 | 2010-04-22 | N. A. | N. A. | N. A. | PS/B1230 | 00 | 2007-11-14 | 2022-11-14 | 2019-12-08 | 44903 | B1230 | TMF-1 | IU/1 | Class C | FINISHED GOODS | SUSHRUT™ | STEINMAN PIN | DIA. 3.5MM, LENGTH 175MM | 16 | No | Yes |  | No | N. A. | No | N. A. | No | Yes | No | Yes | M. L.: MFG/MD/2021/000369 |  | 1 | SUSHRUT PRODUCTS\INTERNATIONAL IMPLANTS\EXFIX \SUSHRUT STEINMAN PINS | 0 | Initial issue | N | PINS AND WIRES |  | 1 | No | Yes | Yes | Yes | N. A.
B1230 | B1211.3520 | STEINMAN PIN, S`RUT, DIA. 3.5MM, LENGTH 200MM |  | B1230.0000 | 02 | 2009-04-01 | N. A. | N. A. | N. A. | QPF/B1230 | 02 | 2010-04-22 | N. A. | N. A. | N. A. | PS/B1230 | 00 | 2007-11-14 | 2022-11-14 | 2019-12-08 | 44903 | B1230 | TMF-1 | IU/1 | Class C | FINISHED GOODS | SUSHRUT™ | STEINMAN PIN | DIA. 3.5MM, LENGTH 200MM | 16 | No | Yes |  | No | N. A. | No | N. A. | No | Yes | No | Yes | M. L.: MFG/MD/2021/000369 |  | 1 | SUSHRUT PRODUCTS\INTERNATIONAL IMPLANTS\EXFIX \SUSHRUT STEINMAN PINS | 0 | Initial issue | N | PINS AND WIRES |  | 1 | No | Yes | Yes | Yes | N. A.
B1230 | B1211.3522 | STEINMAN PIN, S`RUT, DIA. 3.5MM, LENGTH 225MM |  | B1230.0000 | 02 | 2009-04-01 | N. A. | N. A. | N. A. | QPF/B1230 | 02 | 2010-04-22 | N. A. | N. A. | N. A. | PS/B1230 | 00 | 2007-11-14 | 2022-11-14 | 2019-12-08 | 44903 | B1230 | TMF-1 | IU/1 | Class C | FINISHED GOODS | SUSHRUT™ | STEINMAN PIN | DIA. 3.5MM, LENGTH 225MM | 16 | No | Yes |  | No | N. A. | No | N. A. | No | Yes | No | Yes | M. L.: MFG/MD/2021/000369 |  | 1 | SUSHRUT PRODUCTS\INTERNATIONAL IMPLANTS\EXFIX \SUSHRUT STEINMAN PINS | 0 | Initial issue | Y | PINS AND WIRES |  | 1 | No | Yes | Yes | Yes | N. A.
B1230 | B1211.3525 | STEINMAN PIN, S`RUT, DIA. 3.5MM, LENGTH 250MM |  | B1230.0000 | 02 | 2009-04-01 | N. A. | N. A. | N. A. | QPF/B1230 | 02 | 2010-04-22 | N. A. | N. A. | N. A. | PS/B1230 | 00 | 2007-11-14 | 2022-11-14 | 2019-12-08 | 44903 | B1230 | TMF-1 | IU/1 | Class C | FINISHED GOODS | SUSHRUT™ | STEINMAN PIN | DIA. 3.5MM, LENGTH 250MM | 16 | No | Yes |  | No | N. A. | No | N. A. | No | Yes | No | Yes | M. L.: MFG/MD/2021/000369 |  | 1 | SUSHRUT PRODUCTS\INTERNATIONAL IMPLANTS\EXFIX \SUSHRUT STEINMAN PINS | 0 | Initial issue | N | PINS AND WIRES |  | 1 | No | Yes | Yes | Yes | N. A.
B1230 | B1211.3530 | STEINMAN PIN, S`RUT, DIA. 3.5MM, LENGTH 300MM |  | B1230.0000 | 02 | 2009-04-01 | N. A. | N. A. | N. A. | QPF/B1230 | 02 | 2010-04-22 | N. A. | N. A. | N. A. | PS/B1230 | 00 | 2007-11-14 | 2022-11-14 | 2019-12-08 | 44903 | B1230 | TMF-1 | IU/1 | Class C | FINISHED GOODS | SUSHRUT™ | STEINMAN PIN | DIA. 3.5MM, LENGTH 300MM | 16 | No | Yes |  | No | N. A. | No | N. A. | No | Yes | No | Yes | M. L.: MFG/MD/2021/000369 |  | 1 | SUSHRUT PRODUCTS\INTERNATIONAL IMPLANTS\EXFIX \SUSHRUT STEINMAN PINS | 0 | Initial issue | Y | PINS AND WIRES |  | 1 | No | Yes | Yes | Yes | N. A.
B1230 | B1211.4010 | STEINMAN PIN, S`RUT, DIA. 4.0MM, LENGTH 100MM |  | B1230.0000 | 02 | 2009-04-01 | N. A. | N. A. | N. A. | QPF/B1230 | 02 | 2010-04-22 | N. A. | N. A. | N. A. | PS/B1230 | 00 | 2007-11-14 | 2022-11-14 | 2019-12-08 | 44903 | B1230 | TMF-1 | IU/1 | Class C | FINISHED GOODS | SUSHRUT™ | STEINMAN PIN | DIA. 4.0MM, LENGTH 100MM | 16 | No | Yes |  | No | N. A. | No | N. A. | No | Yes | No | Yes | M. L.: MFG/MD/2021/000369 |  | 1 | SUSHRUT PRODUCTS\INTERNATIONAL IMPLANTS\EXFIX \SUSHRUT STEINMAN PINS | 0 | Initial issue | Y | PINS AND WIRES |  | 1 | No | Yes | Yes | Yes | N. A.
B1230 | B1211.4015 | STEINMAN PIN, S`RUT, DIA. 4.0MM, LENGTH 150MM |  | B1230.0000 | 02 | 2009-04-01 | N. A. | N. A. | N. A. | QPF/B1230 | 02 | 2010-04-22 | N. A. | N. A. | N. A. | PS/B1230 | 00 | 2007-11-14 | 2022-11-14 | 2019-12-08 | 44903 | B1230 | TMF-1 | IU/1 | Class C | FINISHED GOODS | SUSHRUT™ | STEINMAN PIN | DIA. 4.0MM, LENGTH 150MM | 16 | No | Yes |  | No | N. A. | No | N. A. | No | Yes | No | Yes | M. L.: MFG/MD/2021/000369 |  | 1 | SUSHRUT PRODUCTS\INTERNATIONAL IMPLANTS\EXFIX \SUSHRUT STEINMAN PINS | 0.016 | Initial issue | N | PINS AND WIRES |  | 1 | No | Yes | Yes | Yes | N. A.
B1230 | B1211.4017 | STEINMAN PIN, S`RUT, DIA. 4.0MM, LENGTH 175MM |  | B1230.0000 | 02 | 2009-04-01 | N. A. | N. A. | N. A. | QPF/B1230 | 02 | 2010-04-22 | N. A. | N. A. | N. A. | PS/B1230 | 00 | 2007-11-14 | 2022-11-14 | 2019-12-08 | 44903 | B1230 | TMF-1 | IU/1 | Class C | FINISHED GOODS | SUSHRUT™ | STEINMAN PIN | DIA. 4.0MM, LENGTH 175MM | 16 | No | Yes |  | No | N. A. | No | N. A. | No | Yes | No | Yes | M. L.: MFG/MD/2021/000369 |  | 1 | SUSHRUT PRODUCTS\INTERNATIONAL IMPLANTS\EXFIX \SUSHRUT STEINMAN PINS | 0.01925 | Initial issue | N | PINS AND WIRES |  | 1 | No | Yes | Yes | Yes | N. A.
B1230 | B1211.4018 | STEINMAN PIN, S`RUT, DIA. 4.0MM, LENGTH 180MM |  | B1230.0000 | 02 | 2009-04-01 | N. A. | N. A. | N. A. | QPF/B1230 | 02 | 2010-04-22 | N. A. | N. A. | N. A. | PS/B1230 | 00 | 2007-11-14 | 2022-11-14 | 2019-12-08 | 44903 | B1230 | TMF-1 | IU/1 | Class C | FINISHED GOODS | SUSHRUT™ | STEINMAN PIN | DIA. 4.0MM, LENGTH 180MM | 16 | No | Yes |  | No | N. A. | No | N. A. | No | Yes | No | Yes | M. L.: MFG/MD/2021/000369 |  | 1 | SUSHRUT PRODUCTS\INTERNATIONAL IMPLANTS\EXFIX \SUSHRUT STEINMAN PINS | 0 | Initial issue | Y | PINS AND WIRES |  | 1 | No | Yes | Yes | Yes | N. A.
B1230 | B1211.4020 | STEINMAN PIN, S`RUT, DIA. 4.0MM, LENGTH 200MM |  | B1230.0000 | 02 | 2009-04-01 | N. A. | N. A. | N. A. | QPF/B1230 | 02 | 2010-04-22 | N. A. | N. A. | N. A. | PS/B1230 | 00 | 2007-11-14 | 2022-11-14 | 2019-12-08 | 44903 | B1230 | TMF-1 | IU/1 | Class C | FINISHED GOODS | SUSHRUT™ | STEINMAN PIN | DIA. 4.0MM, LENGTH 200MM | 16 | No | Yes |  | No | N. A. | No | N. A. | No | Yes | No | Yes | M. L.: MFG/MD/2021/000369 |  | 1 | SUSHRUT PRODUCTS\INTERNATIONAL IMPLANTS\EXFIX \SUSHRUT STEINMAN PINS | 0 | Initial issue | N | PINS AND WIRES |  | 1 | No | Yes | Yes | Yes | N. A.
B1230 | B1211.4022 | STEINMAN PIN, S`RUT, DIA. 4.0MM, LENGTH 225MM |  | B1230.0000 | 02 | 2009-04-01 | N. A. | N. A. | N. A. | QPF/B1230 | 02 | 2010-04-22 | N. A. | N. A. | N. A. | PS/B1230 | 00 | 2007-11-14 | 2022-11-14 | 2019-12-08 | 44903 | B1230 | TMF-1 | IU/1 | Class C | FINISHED GOODS | SUSHRUT™ | STEINMAN PIN | DIA. 4.0MM, LENGTH 225MM | 16 | No | Yes |  | No | N. A. | No | N. A. | No | Yes | No | Yes | M. L.: MFG/MD/2021/000369 |  | 1 | SUSHRUT PRODUCTS\INTERNATIONAL IMPLANTS\EXFIX \SUSHRUT STEINMAN PINS | 0 | Initial issue | N | PINS AND WIRES |  | 1 | No | Yes | Yes | Yes | N. A.
B1230 | B1211.4025 | STEINMAN PIN, S`RUT, DIA. 4.0MM, LENGTH 250MM |  | B1230.0000 | 02 | 2009-04-01 | N. A. | N. A. | N. A. | QPF/B1230 | 02 | 2010-04-22 | N. A. | N. A. | N. A. | PS/B1230 | 00 | 2007-11-14 | 2022-11-14 | 2019-12-08 | 44903 | B1230 | TMF-1 | IU/1 | Class C | FINISHED GOODS | SUSHRUT™ | STEINMAN PIN | DIA. 4.0MM, LENGTH 250MM | 16 | No | Yes |  | No | N. A. | No | N. A. | No | Yes | No | Yes | M. L.: MFG/MD/2021/000369 |  | 1 | SUSHRUT PRODUCTS\INTERNATIONAL IMPLANTS\EXFIX \SUSHRUT STEINMAN PINS | 0 | Initial issue | N | PINS AND WIRES |  | 1 | No | Yes | Yes | Yes | N. A.
B1230 | B1211.4030 | STEINMAN PIN, S`RUT, DIA. 4.0MM, LENGTH 300MM |  | B1230.0000 | 02 | 2009-04-01 | N. A. | N. A. | N. A. | QPF/B1230 | 02 | 2010-04-22 | N. A. | N. A. | N. A. | PS/B1230 | 00 | 2007-11-14 | 2022-11-14 | 2019-12-08 | 44903 | B1230 | TMF-1 | IU/1 | Class C | FINISHED GOODS | SUSHRUT™ | STEINMAN PIN | DIA. 4.0MM, LENGTH 300MM | 16 | No | Yes |  | No | N. A. | No | N. A. | No | Yes | No | Yes | M. L.: MFG/MD/2021/000369 |  | 1 | SUSHRUT PRODUCTS\INTERNATIONAL IMPLANTS\EXFIX \SUSHRUT STEINMAN PINS | 0 | Initial issue | Y | PINS AND WIRES |  | 1 | No | Yes | Yes | Yes | N. A.
B1230 | B1211.4512 | STEINMAN PIN, S`RUT, DIA. 4.5MM, LENGTH 125MM |  | B1230.0000 | 02 | 2009-04-01 | N. A. | N. A. | N. A. | QPF/B1230 | 02 | 2010-04-22 | N. A. | N. A. | N. A. | PS/B1230 | 00 | 2007-11-14 | 2022-11-14 | 2019-12-08 | 44903 | B1230 | TMF-1 | IU/1 | Class C | FINISHED GOODS | SUSHRUT™ | STEINMAN PIN | DIA. 4.5MM, LENGTH 125MM | 16 | No | Yes |  | No | N. A. | No | N. A. | No | Yes | No | Yes | M. L.: MFG/MD/2021/000369 |  | 1 | SUSHRUT PRODUCTS\INTERNATIONAL IMPLANTS\EXFIX \SUSHRUT STEINMAN PINS | 0.0164 | Initial issue | N | PINS AND WIRES |  | 1 | No | Yes | Yes | Yes | N. A.
B1230 | B1211.4515 | STEINMAN PIN, S`RUT, DIA. 4.5MM, LENGTH 150MM |  | B1230.0000 | 02 | 2009-04-01 | N. A. | N. A. | N. A. | QPF/B1230 | 02 | 2010-04-22 | N. A. | N. A. | N. A. | PS/B1230 | 00 | 2007-11-14 | 2022-11-14 | 2019-12-08 | 44903 | B1230 | TMF-1 | IU/1 | Class C | FINISHED GOODS | SUSHRUT™ | STEINMAN PIN | DIA. 4.5MM, LENGTH 150MM | 16 | No | Yes |  | No | N. A. | No | N. A. | No | Yes | No | Yes | M. L.: MFG/MD/2021/000369 |  | 1 | SUSHRUT PRODUCTS\INTERNATIONAL IMPLANTS\EXFIX \SUSHRUT STEINMAN PINS | 0.0197 | Initial issue | N | PINS AND WIRES |  | 1 | No | Yes | Yes | Yes | N. A.
B1230 | B1211.4517 | STEINMAN PIN, S`RUT, DIA. 4.5MM, LENGTH 175MM |  | B1230.0000 | 02 | 2009-04-01 | N. A. | N. A. | N. A. | QPF/B1230 | 02 | 2010-04-22 | N. A. | N. A. | N. A. | PS/B1230 | 00 | 2007-11-14 | 2022-11-14 | 2019-12-08 | 44903 | B1230 | TMF-1 | IU/1 | Class C | FINISHED GOODS | SUSHRUT™ | STEINMAN PIN | DIA. 4.5MM, LENGTH 175MM | 16 | No | Yes |  | No | N. A. | No | N. A. | No | Yes | No | Yes | M. L.: MFG/MD/2021/000369 |  | 1 | SUSHRUT PRODUCTS\INTERNATIONAL IMPLANTS\EXFIX \SUSHRUT STEINMAN PINS | 0 | Initial issue | N | PINS AND WIRES |  | 1 | No | Yes | Yes | Yes | N. A.
B1230 | B1211.4518 | STEINMAN PIN, S`RUT, DIA. 4.5MM, LENGTH 180MM |  | B1230.0000 | 02 | 2009-04-01 | N. A. | N. A. | N. A. | QPF/B1230 | 02 | 2010-04-22 | N. A. | N. A. | N. A. | PS/B1230 | 00 | 2007-11-14 | 2022-11-14 | 2019-12-08 | 44903 | B1230 | TMF-1 | IU/1 | Class C | FINISHED GOODS | SUSHRUT™ | STEINMAN PIN | DIA. 4.5MM, LENGTH 180MM | 16 | No | Yes |  | No | N. A. | No | N. A. | No | Yes | No | Yes | M. L.: MFG/MD/2021/000369 |  | 1 | SUSHRUT PRODUCTS\INTERNATIONAL IMPLANTS\EXFIX \SUSHRUT STEINMAN PINS | 0 | Initial issue | Y | PINS AND WIRES |  | 1 | No | Yes | Yes | Yes | N. A.
B1230 | B1211.4520 | STEINMAN PIN, S`RUT, DIA. 4.5MM, LENGTH 200MM |  | B1230.0000 | 02 | 2009-04-01 | N. A. | N. A. | N. A. | QPF/B1230 | 02 | 2010-04-22 | N. A. | N. A. | N. A. | PS/B1230 | 00 | 2007-11-14 | 2022-11-14 | 2019-12-08 | 44903 | B1230 | TMF-1 | IU/1 | Class C | FINISHED GOODS | SUSHRUT™ | STEINMAN PIN | DIA. 4.5MM, LENGTH 200MM | 16 | No | Yes |  | No | N. A. | No | N. A. | No | Yes | No | Yes | M. L.: MFG/MD/2021/000369 |  | 1 | SUSHRUT PRODUCTS\INTERNATIONAL IMPLANTS\EXFIX \SUSHRUT STEINMAN PINS | 0 | Initial issue | N | PINS AND WIRES |  | 1 | No | Yes | Yes | Yes | N. A.
B1230 | B1211.4522 | STEINMAN PIN, S`RUT, DIA. 4.5MM, LENGTH 225MM |  | B1230.0000 | 02 | 2009-04-01 | N. A. | N. A. | N. A. | QPF/B1230 | 02 | 2010-04-22 | N. A. | N. A. | N. A. | PS/B1230 | 00 | 2007-11-14 | 2022-11-14 | 2019-12-08 | 44903 | B1230 | TMF-1 | IU/1 | Class C | FINISHED GOODS | SUSHRUT™ | STEINMAN PIN | DIA. 4.5MM, LENGTH 225MM | 16 | No | Yes |  | No | N. A. | No | N. A. | No | Yes | No | Yes | M. L.: MFG/MD/2021/000369 |  | 1 | SUSHRUT PRODUCTS\INTERNATIONAL IMPLANTS\EXFIX \SUSHRUT STEINMAN PINS | 0.0296 | Initial issue | N | PINS AND WIRES |  | 1 | No | Yes | Yes | Yes | N. A.
B1230 | B1211.4525 | STEINMAN PIN, S`RUT, DIA. 4.5MM, LENGTH 250MM |  | B1230.0000 | 02 | 2009-04-01 | N. A. | N. A. | N. A. | QPF/B1230 | 02 | 2010-04-22 | N. A. | N. A. | N. A. | PS/B1230 | 00 | 2007-11-14 | 2022-11-14 | 2019-12-08 | 44903 | B1230 | TMF-1 | IU/1 | Class C | FINISHED GOODS | SUSHRUT™ | STEINMAN PIN | DIA. 4.5MM, LENGTH 250MM | 16 | No | Yes |  | No | N. A. | No | N. A. | No | Yes | No | Yes | M. L.: MFG/MD/2021/000369 |  | 1 | SUSHRUT PRODUCTS\INTERNATIONAL IMPLANTS\EXFIX \SUSHRUT STEINMAN PINS | 0 | Initial issue | N | PINS AND WIRES |  | 1 | No | Yes | Yes | Yes | N. A.
B1230 | B1211.4530 | STEINMAN PIN, S`RUT, DIA. 4.5MM, LENGTH 300MM |  | B1230.0000 | 02 | 2009-04-01 | N. A. | N. A. | N. A. | QPF/B1230 | 02 | 2010-04-22 | N. A. | N. A. | N. A. | PS/B1230 | 00 | 2007-11-14 | 2022-11-14 | 2019-12-08 | 44903 | B1230 | TMF-1 | IU/1 | Class C | FINISHED GOODS | SUSHRUT™ | STEINMAN PIN | DIA. 4.5MM, LENGTH 300MM | 16 | No | Yes |  | No | N. A. | No | N. A. | No | Yes | No | Yes | M. L.: MFG/MD/2021/000369 |  | 1 | SUSHRUT PRODUCTS\INTERNATIONAL IMPLANTS\EXFIX \SUSHRUT STEINMAN PINS | 0 | Initial issue | Y | PINS AND WIRES |  | 1 | No | Yes | Yes | Yes | N. A.
B1230 | B1211.5015 | STEINMAN PIN, S`RUT, DIA. 5.0MM, LENGTH 150MM |  | B1230.0000 | 02 | 2009-04-01 | N. A. | N. A. | N. A. | QPF/B1230 | 02 | 2010-04-22 | N. A. | N. A. | N. A. | PS/B1230 | 00 | 2007-11-14 | 2022-11-14 | 2019-12-08 | 44903 | B1230 | TMF-1 | IU/1 | Class C | FINISHED GOODS | SUSHRUT™ | STEINMAN PIN | DIA. 5.0MM, LENGTH 150MM | 16 | No | Yes |  | No | N. A. | No | N. A. | No | Yes | No | Yes | M. L.: MFG/MD/2021/000369 |  | 1 | SUSHRUT PRODUCTS\INTERNATIONAL IMPLANTS\EXFIX \SUSHRUT STEINMAN PINS | 0 | Initial issue | N | PINS AND WIRES |  | 1 | No | Yes | Yes | Yes | N. A.
B1230 | B1211.5017 | STEINMAN PIN, S`RUT, DIA. 5.0MM, LENGTH 175MM |  | B1230.0000 | 02 | 2009-04-01 | N. A. | N. A. | N. A. | QPF/B1230 | 02 | 2010-04-22 | N. A. | N. A. | N. A. | PS/B1230 | 00 | 2007-11-14 | 2022-11-14 | 2019-12-08 | 44903 | B1230 | TMF-1 | IU/1 | Class C | FINISHED GOODS | SUSHRUT™ | STEINMAN PIN | DIA. 5.0MM, LENGTH 175MM | 16 | No | Yes |  | No | N. A. | No | N. A. | No | Yes | No | Yes | M. L.: MFG/MD/2021/000369 |  | 1 | SUSHRUT PRODUCTS\INTERNATIONAL IMPLANTS\EXFIX \SUSHRUT STEINMAN PINS | 0 | Initial issue | N | PINS AND WIRES |  | 1 | No | Yes | Yes | Yes | N. A.
B1230 | B1211.5018 | STEINMAN PIN, S`RUT, DIA. 5.0MM, LENGTH 180MM |  | B1230.0000 | 02 | 2009-04-01 | N. A. | N. A. | N. A. | QPF/B1230 | 02 | 2010-04-22 | N. A. | N. A. | N. A. | PS/B1230 | 00 | 2007-11-14 | 2022-11-14 | 2019-12-08 | 44903 | B1230 | TMF-1 | IU/1 | Class C | FINISHED GOODS | SUSHRUT™ | STEINMAN PIN | DIA. 5.0MM, LENGTH 180MM | 16 | No | Yes |  | No | N. A. | No | N. A. | No | Yes | No | Yes | M. L.: MFG/MD/2021/000369 |  | 1 | SUSHRUT PRODUCTS\INTERNATIONAL IMPLANTS\EXFIX \SUSHRUT STEINMAN PINS | 0 | Initial issue | Y | PINS AND WIRES |  | 1 | No | Yes | Yes | Yes | N. A.
B1230 | B1211.5020 | STEINMAN PIN, S`RUT, DIA. 5.0MM, LENGTH 200MM |  | B1230.0000 | 02 | 2009-04-01 | N. A. | N. A. | N. A. | QPF/B1230 | 02 | 2010-04-22 | N. A. | N. A. | N. A. | PS/B1230 | 00 | 2007-11-14 | 2022-11-14 | 2019-12-08 | 44903 | B1230 | TMF-1 | IU/1 | Class C | FINISHED GOODS | SUSHRUT™ | STEINMAN PIN | DIA. 5.0MM, LENGTH 200MM | 16 | No | Yes |  | No | N. A. | No | N. A. | No | Yes | No | Yes | M. L.: MFG/MD/2021/000369 |  | 1 | SUSHRUT PRODUCTS\INTERNATIONAL IMPLANTS\EXFIX \SUSHRUT STEINMAN PINS | 0 | Initial issue | N | PINS AND WIRES |  | 1 | No | Yes | Yes | Yes | N. A.
B1230 | B1211.5022 | STEINMAN PIN, S`RUT, DIA. 5.0MM, LENGTH 225MM |  | B1230.0000 | 02 | 2009-04-01 | N. A. | N. A. | N. A. | QPF/B1230 | 02 | 2010-04-22 | N. A. | N. A. | N. A. | PS/B1230 | 00 | 2007-11-14 | 2022-11-14 | 2019-12-08 | 44903 | B1230 | TMF-1 | IU/1 | Class C | FINISHED GOODS | SUSHRUT™ | STEINMAN PIN | DIA. 5.0MM, LENGTH 225MM | 16 | No | Yes |  | No | N. A. | No | N. A. | No | Yes | No | Yes | M. L.: MFG/MD/2021/000369 |  | 1 | SUSHRUT PRODUCTS\INTERNATIONAL IMPLANTS\EXFIX \SUSHRUT STEINMAN PINS | 0.0355 | Initial issue | N | PINS AND WIRES |  | 1 | No | Yes | Yes | Yes | N. A.
B1230 | B1211.5025 | STEINMAN PIN, S`RUT, DIA. 5.0MM, LENGTH 250MM |  | B1230.0000 | 02 | 2009-04-01 | N. A. | N. A. | N. A. | QPF/B1230 | 02 | 2010-04-22 | N. A. | N. A. | N. A. | PS/B1230 | 00 | 2007-11-14 | 2022-11-14 | 2019-12-08 | 44903 | B1230 | TMF-1 | IU/1 | Class C | FINISHED GOODS | SUSHRUT™ | STEINMAN PIN | DIA. 5.0MM, LENGTH 250MM | 16 | No | Yes |  | No | N. A. | No | N. A. | No | Yes | No | Yes | M. L.: MFG/MD/2021/000369 |  | 1 | SUSHRUT PRODUCTS\INTERNATIONAL IMPLANTS\EXFIX \SUSHRUT STEINMAN PINS | 0 | Initial issue | N | PINS AND WIRES |  | 1 | No | Yes | Yes | Yes | N. A.
B1230 | B1211.5027 | STEINMAN PIN, S`RUT, DIA. 5.0MM, LENGTH 275MM |  | B1230.0000 | 02 | 2009-04-01 | N. A. | N. A. | N. A. | QPF/B1230 | 02 | 2010-04-22 | N. A. | N. A. | N. A. | PS/B1230 | 00 | 2007-11-14 | 2022-11-14 | 2019-12-08 | 44903 | B1230 | TMF-1 | IU/1 | Class C | FINISHED GOODS | SUSHRUT™ | STEINMAN PIN | DIA. 5.0MM, LENGTH 275MM | 16 | No | Yes |  | No | N. A. | No | N. A. | No | Yes | No | Yes | M. L.: MFG/MD/2021/000369 |  | 1 | SUSHRUT PRODUCTS\INTERNATIONAL IMPLANTS\EXFIX \SUSHRUT STEINMAN PINS | 0.0433 | Initial issue | N | PINS AND WIRES |  | 1 | No | Yes | Yes | Yes | N. A.
B1230 | B1211.5030 | STEINMAN PIN, S`RUT, DIA. 5.0MM, LENGTH 300MM |  | B1230.0000 | 02 | 2009-04-01 | N. A. | N. A. | N. A. | QPF/B1230 | 02 | 2010-04-22 | N. A. | N. A. | N. A. | PS/B1230 | 00 | 2007-11-14 | 2022-11-14 | 2019-12-08 | 44903 | B1230 | TMF-1 | IU/1 | Class C | FINISHED GOODS | SUSHRUT™ | STEINMAN PIN | DIA. 5.0MM, LENGTH 300MM | 16 | No | Yes |  | No | N. A. | No | N. A. | No | Yes | No | Yes | M. L.: MFG/MD/2021/000369 |  | 1 | SUSHRUT PRODUCTS\INTERNATIONAL IMPLANTS\EXFIX \SUSHRUT STEINMAN PINS | 0.0483 | Initial issue | N | PINS AND WIRES |  | 1 | No | Yes | Yes | Yes | N. A.
B1233 | B1212.5015 | STEINMAN PIN, S`RUT, CENTRALLY THREADED, DIA. 5.0MM, LENGTH 150MM |  | B1233.0000 | 04 | 2012-01-22 | N. A. | N. A. | N. A. | QPF/B1233 | 00 | 2008-08-05 | N. A. | N. A. | N. A. | PS/B1233 | 00 | 2014-05-10 | N. A. | N. A. | N. A. | B1233 | TMF-1 | IU/1 | Class C | FINISHED GOODS | SUSHRUT™ | STEINMAN PIN, CENTRALLY THREADED | DIA. 5.0MM, LENGTH 150MM | 16 | No | Yes |  | No | N. A. | No | N. A. | No | Yes | No | Yes | M. L.: MFG/MD/2021/000369 |  | 1 | SUSHRUT PRODUCTS\INTERNATIONAL IMPLANTS\EXFIX \SUSHRUT STEINMAN PINS | 0.02105 | Initial issue | N | PINS AND WIRES |  | 1 | No | Yes | Yes | Yes | N. A.
B1233 | B1212.5017 | STEINMAN PIN, S`RUT, CENTRALLY THREADED, DIA. 5.0MM, LENGTH 175MM |  | B1233.0000 | 04 | 2012-01-22 | N. A. | N. A. | N. A. | QPF/B1233 | 00 | 2008-08-05 | N. A. | N. A. | N. A. | PS/B1233 | 00 | 2014-05-10 | N. A. | N. A. | N. A. | B1233 | TMF-1 | IU/1 | Class C | FINISHED GOODS | SUSHRUT™ | STEINMAN PIN, CENTRALLY THREADED | DIA. 5.0MM, LENGTH 175MM | 16 | No | Yes |  | No | N. A. | No | N. A. | No | Yes | No | Yes | M. L.: MFG/MD/2021/000369 |  | 1 | SUSHRUT PRODUCTS\INTERNATIONAL IMPLANTS\EXFIX \SUSHRUT STEINMAN PINS | 0.02338 | Initial issue | N | PINS AND WIRES |  | 1 | No | Yes | Yes | Yes | N. A.
B1233 | B1212.5020 | STEINMAN PIN, S`RUT, CENTRALLY THREADED, DIA. 5.0MM, LENGTH 200MM |  | B1233.0000 | 04 | 2012-01-22 | N. A. | N. A. | N. A. | QPF/B1233 | 00 | 2008-08-05 | N. A. | N. A. | N. A. | PS/B1233 | 00 | 2014-05-10 | N. A. | N. A. | N. A. | B1233 | TMF-1 | IU/1 | Class C | FINISHED GOODS | SUSHRUT™ | STEINMAN PIN, CENTRALLY THREADED | DIA. 5.0MM, LENGTH 200MM | 16 | No | Yes |  | No | N. A. | No | N. A. | No | Yes | No | Yes | M. L.: MFG/MD/2021/000369 |  | 1 | SUSHRUT PRODUCTS\INTERNATIONAL IMPLANTS\EXFIX \SUSHRUT STEINMAN PINS | 0.0263 | Initial issue | N | PINS AND WIRES |  | 1 | No | Yes | Yes | Yes | N. A.
B1233 | B1212.5022 | STEINMAN PIN, S`RUT, CENTRALLY THREADED, DIA. 5.0MM, LENGTH 225MM |  | B1233.0000 | 04 | 2012-01-22 | N. A. | N. A. | N. A. | QPF/B1233 | 00 | 2008-08-05 | N. A. | N. A. | N. A. | PS/B1233 | 00 | 2014-05-10 | N. A. | N. A. | N. A. | B1233 | TMF-1 | IU/1 | Class C | FINISHED GOODS | SUSHRUT™ | STEINMAN PIN, CENTRALLY THREADED | DIA. 5.0MM, LENGTH 225MM | 16 | No | Yes |  | No | N. A. | No | N. A. | No | Yes | No | Yes | M. L.: MFG/MD/2021/000369 |  | 1 | SUSHRUT PRODUCTS\INTERNATIONAL IMPLANTS\EXFIX \SUSHRUT STEINMAN PINS | 0 | Initial issue | N | PINS AND WIRES |  | 1 | No | Yes | Yes | Yes | N. A.
B1233 | B1212.5025 | STEINMAN PIN, S`RUT, CENTRALLY THREADED, DIA. 5.0MM, LENGTH 250MM |  | B1233.0000 | 04 | 2012-01-22 | N. A. | N. A. | N. A. | QPF/B1233 | 00 | 2008-08-05 | N. A. | N. A. | N. A. | PS/B1233 | 00 | 2014-05-10 | N. A. | N. A. | N. A. | B1233 | TMF-1 | IU/1 | Class C | FINISHED GOODS | SUSHRUT™ | STEINMAN PIN, CENTRALLY THREADED | DIA. 5.0MM, LENGTH 250MM | 16 | No | Yes |  | No | N. A. | No | N. A. | No | Yes | No | Yes | M. L.: MFG/MD/2021/000369 |  | 1 | SUSHRUT PRODUCTS\INTERNATIONAL IMPLANTS\EXFIX \SUSHRUT STEINMAN PINS | 0.0364 | Initial issue | N | PINS AND WIRES |  | 1 | No | Yes | Yes | Yes | N. A.
B1233 | B1212.5027 | STEINMAN PIN, S`RUT, CENTRALLY THREADED, DIA. 5.0MM, LENGTH 275MM |  | B1233.0000 | 04 | 2012-01-22 | N. A. | N. A. | N. A. | QPF/B1233 | 00 | 2008-08-05 | N. A. | N. A. | N. A. | PS/B1233 | 00 | 2014-05-10 | N. A. | N. A. | N. A. | B1233 | TMF-1 | IU/1 | Class C | FINISHED GOODS | SUSHRUT™ | STEINMAN PIN, CENTRALLY THREADED | DIA. 5.0MM, LENGTH 275MM | 16 | No | Yes |  | No | N. A. | No | N. A. | No | Yes | No | Yes | M. L.: MFG/MD/2021/000369 |  | 1 | SUSHRUT PRODUCTS\INTERNATIONAL IMPLANTS\EXFIX \SUSHRUT STEINMAN PINS | 0.0362 | Initial issue | N | PINS AND WIRES |  | 1 | No | Yes | Yes | Yes | N. A.
B1233 | B1212.5030 | STEINMAN PIN, S`RUT, CENTRALLY THREADED, DIA. 5.0MM, LENGTH 300MM |  | B1233.0000 | 04 | 2012-01-22 | N. A. | N. A. | N. A. | QPF/B1233 | 00 | 2008-08-05 | N. A. | N. A. | N. A. | PS/B1233 | 00 | 2014-05-10 | N. A. | N. A. | N. A. | B1233 | TMF-1 | IU/1 | Class C | FINISHED GOODS | SUSHRUT™ | STEINMAN PIN, CENTRALLY THREADED | DIA. 5.0MM, LENGTH 300MM | 16 | No | Yes |  | No | N. A. | No | N. A. | No | Yes | No | Yes | M. L.: MFG/MD/2021/000369 |  | 1 | SUSHRUT PRODUCTS\INTERNATIONAL IMPLANTS\EXFIX \SUSHRUT STEINMAN PINS | 0 | Initial issue | N | PINS AND WIRES |  | 1 | No | Yes | Yes | Yes | N. A.
B1231 | B1222.2510 | SCHANZ SCREW, S`RUT, DIA. 2.5MM, LENGTH 100MM |  | B1231.0000 | 09 | 2018-06-15 | N. A. | N. A. | N. A. | QPF/B1231 | 02 | 2010-04-22 | N. A. | N. A. | N. A. | PS/B1231 | 03 | 2018-04-11 | N. A. | N. A. | N. A. | B1231 | TMF-1 | IU/1 | Class C | FINISHED GOODS | SUSHRUT™ | SCHANZ SCREW, DIA. 2.5MM | LENGTH 100MM | 16 | No | Yes |  | No | N. A. | No | N. A. | No | Yes | No | Yes | M. L.: MFG/MD/2021/000369 |  | 1 | SUSHRUT PRODUCTS\INTERNATIONAL IMPLANTS\EXFIX \SUSHRUT SCHANZ SCREWS | 0.0048839 | Initial issue | N | PINS AND WIRES |  | 1 | No | Yes | Yes | Yes | N. A.
B1231 | B1222.2512 | SCHANZ SCREW, S`RUT, XL BUTTRESS 2.5MM X 125MM LONG |  | B1231.0000 | 09 | 2018-06-15 | N. A. | N. A. | N. A. | QPF/B1231 | 02 | 2010-04-22 | N. A. | N. A. | N. A. | PS/B1231 | 03 | 2018-04-11 | N. A. | N. A. | N. A. | B1231 | TMF-1 | IU/1 | Class C | FINISHED GOODS | SUSHRUT™ | SCHANZ SCREW, DIA. 2.5MM | LENGTH 125MM | 16 | No | Yes |  | No | N. A. | No | N. A. | No | Yes | No | Yes | M. L.: MFG/MD/2021/000369 |  | 1 | SUSHRUT PRODUCTS\INTERNATIONAL IMPLANTS\EXFIX \SUSHRUT SCHANZ SCREWS | 0 | Initial issue | Y | PINS AND WIRES |  | 1 | No | Yes | Yes | Yes | N. A.
B1231 | B1222.2515 | SCHANZ SCREW, S`RUT, DIA. 2.5MM, LENGTH 150MM |  | B1231.0000 | 09 | 2018-06-15 | N. A. | N. A. | N. A. | QPF/B1231 | 02 | 2010-04-22 | N. A. | N. A. | N. A. | PS/B1231 | 03 | 2018-04-11 | N. A. | N. A. | N. A. | B1231 | TMF-1 | IU/1 | Class C | FINISHED GOODS | SUSHRUT™ | SCHANZ SCREW, DIA. 2.5MM | LENGTH 150MM | 16 | No | Yes |  | No | N. A. | No | N. A. | No | Yes | No | Yes | M. L.: MFG/MD/2021/000369 |  | 1 | SUSHRUT PRODUCTS\INTERNATIONAL IMPLANTS\EXFIX \SUSHRUT SCHANZ SCREWS | 0.0083226 | Initial issue | N | PINS AND WIRES |  | 1 | No | Yes | Yes | Yes | N. A.
B1231 | B1222.3510 | SCHANZ SCREW, S`RUT, DIA. 3.5MM, LENGTH 100MM |  | B1231.0000 | 09 | 2018-06-15 | N. A. | N. A. | N. A. | QPF/B1231 | 02 | 2010-04-22 | N. A. | N. A. | N. A. | PS/B1231 | 03 | 2018-04-11 | N. A. | N. A. | N. A. | B1231 | TMF-1 | IU/1 | Class C | FINISHED GOODS | SUSHRUT™ | SCHANZ SCREW, DIA. 3.5MM | LENGTH 100MM | 16 | No | Yes |  | No | N. A. | No | N. A. | No | Yes | No | Yes | M. L.: MFG/MD/2021/000369 |  | 1 | SUSHRUT PRODUCTS\INTERNATIONAL IMPLANTS\EXFIX \SUSHRUT SCHANZ SCREWS | 0.0077692 | Initial issue | N | PINS AND WIRES |  | 1 | No | Yes | Yes | Yes | N. A.
B1231 | B1222.3515 | SCHANZ SCREW, S`RUT, DIA. 3.5MM, LENGTH 150MM |  | B1231.0000 | 09 | 2018-06-15 | N. A. | N. A. | N. A. | QPF/B1231 | 02 | 2010-04-22 | N. A. | N. A. | N. A. | PS/B1231 | 03 | 2018-04-11 | N. A. | N. A. | N. A. | B1231 | TMF-1 | IU/1 | Class C | FINISHED GOODS | SUSHRUT™ | SCHANZ SCREW, DIA. 3.5MM | LENGTH 150MM | 16 | No | Yes |  | No | N. A. | No | N. A. | No | Yes | No | Yes | M. L.: MFG/MD/2021/000369 |  | 1 | SUSHRUT PRODUCTS\INTERNATIONAL IMPLANTS\EXFIX \SUSHRUT SCHANZ SCREWS | 0.011918 | Initial issue | N | PINS AND WIRES |  | 1 | No | Yes | Yes | Yes | N. A.
B1231 | B1222.4008 | SCHANZ SCREW, S`RUT, DIA. 4.0MM, LENGTH 80MM, THREAD LENGTH 25MM |  | B1231.0000 | 09 | 2018-06-15 | N. A. | N. A. | N. A. | QPF/B1231 | 02 | 2010-04-22 | N. A. | N. A. | N. A. | PS/B1231 | 03 | 2018-04-11 | N. A. | N. A. | N. A. | B1231 | TMF-1 | IU/1 | Class C | FINISHED GOODS | SUSHRUT™ | SCHANZ SCREW, DIA. 4.0MM | LENGTH 80MM | 16 | No | Yes |  | No | N. A. | No | N. A. | No | Yes | No | Yes | M. L.: MFG/MD/2021/000369 |  | 1 | SUSHRUT PRODUCTS\INTERNATIONAL IMPLANTS\EXFIX \SUSHRUT SCHANZ SCREWS | 0 | Initial issue | Y | PINS AND WIRES |  | 1 | No | Yes | Yes | Yes | N. A.
B1231 | B1222.4010 | SCHANZ SCREW, S`RUT, DIA. 4.0MM, LENGTH 100MM |  | B1231.0000 | 09 | 2018-06-15 | N. A. | N. A. | N. A. | QPF/B1231 | 02 | 2010-04-22 | N. A. | N. A. | N. A. | PS/B1231 | 03 | 2018-04-11 | N. A. | N. A. | N. A. | B1231 | TMF-1 | IU/1 | Class C | FINISHED GOODS | SUSHRUT™ | SCHANZ SCREW, DIA. 4.0MM | LENGTH 100MM | 16 | No | Yes |  | No | N. A. | No | N. A. | No | Yes | No | Yes | M. L.: MFG/MD/2021/000369 |  | 1 | SUSHRUT PRODUCTS\INTERNATIONAL IMPLANTS\EXFIX \SUSHRUT SCHANZ SCREWS | 0 | Initial issue | N | PINS AND WIRES |  | 1 | No | Yes | Yes | Yes | N. A.
B1231 | B1222.4012 | SCHANZ SCREW, S`RUT, DIA. 4.0MM, LENGTH 125MM, THREAD LENGTH 25MM |  | B1231.0000 | 09 | 2018-06-15 | N. A. | N. A. | N. A. | QPF/B1231 | 02 | 2010-04-22 | N. A. | N. A. | N. A. | PS/B1231 | 03 | 2018-04-11 | N. A. | N. A. | N. A. | B1231 | TMF-1 | IU/1 | Class C | FINISHED GOODS | SUSHRUT™ | SCHANZ SCREW, DIA. 4.0MM | LENGTH 125MM | 16 | No | Yes |  | No | N. A. | No | N. A. | No | Yes | No | Yes | M. L.: MFG/MD/2021/000369 |  | 1 | SUSHRUT PRODUCTS\INTERNATIONAL IMPLANTS\EXFIX \SUSHRUT SCHANZ SCREWS | 0 | Initial issue | Y | PINS AND WIRES |  | 1 | No | Yes | Yes | Yes | N. A.
B1231 | B1222.4015 | SCHANZ SCREW, S`RUT, DIA. 4.0MM, LENGTH 150MM, THREAD LENGTH 25MM |  | B1231.0000 | 09 | 2018-06-15 | N. A. | N. A. | N. A. | QPF/B1231 | 02 | 2010-04-22 | N. A. | N. A. | N. A. | PS/B1231 | 03 | 2018-04-11 | N. A. | N. A. | N. A. | B1231 | TMF-1 | IU/1 | Class C | FINISHED GOODS | SUSHRUT™ | SCHANZ SCREW, DIA. 4.0MM | LENGTH 150MM | 16 | No | Yes |  | No | N. A. | No | N. A. | No | Yes | No | Yes | M. L.: MFG/MD/2021/000369 |  | 1 | SUSHRUT PRODUCTS\INTERNATIONAL IMPLANTS\EXFIX \SUSHRUT SCHANZ SCREWS | 0 | Initial issue | Y | PINS AND WIRES |  | 1 | No | Yes | Yes | Yes | N. A.
B1231 | B1222.4017 | SCHANZ SCREW, S`RUT, DIA. 4.0MM, LENGTH 175MM |  | B1231.0000 | 09 | 2018-06-15 | N. A. | N. A. | N. A. | QPF/B1231 | 02 | 2010-04-22 | N. A. | N. A. | N. A. | PS/B1231 | 03 | 2018-04-11 | N. A. | N. A. | N. A. | B1231 | TMF-1 | IU/1 | Class C | FINISHED GOODS | SUSHRUT™ | SCHANZ SCREW, DIA. 4.0MM | LENGTH 175MM | 16 | No | Yes |  | No | N. A. | No | N. A. | No | Yes | No | Yes | M. L.: MFG/MD/2021/000369 |  | 1 | SUSHRUT PRODUCTS\INTERNATIONAL IMPLANTS\EXFIX \SUSHRUT SCHANZ SCREWS | 0 | Initial issue | Y | PINS AND WIRES |  | 1 | No | Yes | Yes | Yes | N. A.
B1231 | B1222.5010 | SCHANZ SCREW, S`RUT, DIA. 5.0MM, LENGTH 100MM |  | B1231.0000 | 09 | 2018-06-15 | N. A. | N. A. | N. A. | QPF/B1231 | 02 | 2010-04-22 | N. A. | N. A. | N. A. | PS/B1231 | 03 | 2018-04-11 | N. A. | N. A. | N. A. | B1231 | TMF-1 | IU/1 | Class C | FINISHED GOODS | SUSHRUT™ | SCHANZ SCREW, DIA. 5.0MM | LENGTH 100MM | 16 | No | Yes |  | No | N. A. | No | N. A. | No | Yes | No | Yes | M. L.: MFG/MD/2021/000369 |  | 1 | SUSHRUT PRODUCTS\INTERNATIONAL IMPLANTS\EXFIX \SUSHRUT SCHANZ SCREWS | 0.01418 | Initial issue | N | PINS AND WIRES |  | 1 | No | Yes | Yes | Yes | N. A.
B1231 | B1222.5012 | SCHANZ SCREW, S`RUT, DIA. 5.0MM, LENGTH 125MM |  | B1231.0000 | 09 | 2018-06-15 | N. A. | N. A. | N. A. | QPF/B1231 | 02 | 2010-04-22 | N. A. | N. A. | N. A. | PS/B1231 | 03 | 2018-04-11 | N. A. | N. A. | N. A. | B1231 | TMF-1 | IU/1 | Class C | FINISHED GOODS | SUSHRUT™ | SCHANZ SCREW, DIA. 5.0MM | LENGTH 125MM | 16 | No | Yes |  | No | N. A. | No | N. A. | No | Yes | No | Yes | M. L.: MFG/MD/2021/000369 |  | 1 | SUSHRUT PRODUCTS\INTERNATIONAL IMPLANTS\EXFIX \SUSHRUT SCHANZ SCREWS | 0 | Initial issue | N | PINS AND WIRES |  | 1 | No | Yes | Yes | Yes | N. A.
B1231 | B1222.5015 | SCHANZ SCREW, S`RUT, DIA. 5.0MM, LENGTH 150MM |  | B1231.0000 | 09 | 2018-06-15 | N. A. | N. A. | N. A. | QPF/B1231 | 02 | 2010-04-22 | N. A. | N. A. | N. A. | PS/B1231 | 03 | 2018-04-11 | N. A. | N. A. | N. A. | B1231 | TMF-1 | IU/1 | Class C | FINISHED GOODS | SUSHRUT™ | SCHANZ SCREW, DIA. 5.0MM | LENGTH 150MM | 16 | No | Yes |  | No | N. A. | No | N. A. | No | Yes | No | Yes | M. L.: MFG/MD/2021/000369 |  | 1 | SUSHRUT PRODUCTS\INTERNATIONAL IMPLANTS\EXFIX \SUSHRUT SCHANZ SCREWS | 0.023528 | Initial issue | N | PINS AND WIRES |  | 1 | No | Yes | Yes | Yes | N. A.
B1231 | B1222.5017 | SCHANZ SCREW, S`RUT, DIA. 5.0MM, LENGTH 175MM |  | B1231.0000 | 09 | 2018-06-15 | N. A. | N. A. | N. A. | QPF/B1231 | 02 | 2010-04-22 | N. A. | N. A. | N. A. | PS/B1231 | 03 | 2018-04-11 | N. A. | N. A. | N. A. | B1231 | TMF-1 | IU/1 | Class C | FINISHED GOODS | SUSHRUT™ | SCHANZ SCREW, DIA. 5.0MM | LENGTH 175MM | 16 | No | Yes |  | No | N. A. | No | N. A. | No | Yes | No | Yes | M. L.: MFG/MD/2021/000369 |  | 1 | SUSHRUT PRODUCTS\INTERNATIONAL IMPLANTS\EXFIX \SUSHRUT SCHANZ SCREWS | 0.028254 | Initial issue | N | PINS AND WIRES |  | 1 | No | Yes | Yes | Yes | N. A.
B1231 | B1222.5020 | SCHANZ SCREW, S`RUT, DIA. 5.0MM, LENGTH 200MM |  | B1231.0000 | 09 | 2018-06-15 | N. A. | N. A. | N. A. | QPF/B1231 | 02 | 2010-04-22 | N. A. | N. A. | N. A. | PS/B1231 | 03 | 2018-04-11 | N. A. | N. A. | N. A. | B1231 | TMF-1 | IU/1 | Class C | FINISHED GOODS | SUSHRUT™ | SCHANZ SCREW, DIA. 5.0MM | LENGTH 200MM | 16 | No | Yes |  | No | N. A. | No | N. A. | No | Yes | No | Yes | M. L.: MFG/MD/2021/000369 |  | 1 | SUSHRUT PRODUCTS\INTERNATIONAL IMPLANTS\EXFIX \SUSHRUT SCHANZ SCREWS | 0 | Initial issue | N | PINS AND WIRES |  | 1 | No | Yes | Yes | Yes | N. A.
B1231 | B1222.5025 | SCHANZ SCREW, S`RUT, DIA. 5.0MM, LENGTH 250MM |  | B1231.0000 | 09 | 2018-06-15 | N. A. | N. A. | N. A. | QPF/B1231 | 02 | 2010-04-22 | N. A. | N. A. | N. A. | PS/B1231 | 03 | 2018-04-11 | N. A. | N. A. | N. A. | B1231 | TMF-1 | IU/1 | Class C | FINISHED GOODS | SUSHRUT™ | SCHANZ SCREW, DIA. 5.0MM | LENGTH 250MM | 16 | No | Yes |  | No | N. A. | No | N. A. | No | Yes | No | Yes | M. L.: MFG/MD/2021/000369 |  | 1 | SUSHRUT PRODUCTS\INTERNATIONAL IMPLANTS\EXFIX \SUSHRUT SCHANZ SCREWS | 0.041333 | Initial issue | N | PINS AND WIRES |  | 1 | No | Yes | Yes | Yes | N. A.
B1231 | B1223.4510 | SCHANZ SCREW, S`RUT, DIA. 4.5MM, THREAD LENGTH 18MM, TOTAL LENGTH 100MM |  | B1231.0000 | 09 | 2018-06-15 | N. A. | N. A. | N. A. | QPF/B1231 | 02 | 2010-04-22 | N. A. | N. A. | N. A. | PS/B1231 | 03 | 2018-04-11 | N. A. | N. A. | N. A. | B1231 | TMF-1 | IU/1 | Class C | FINISHED GOODS | SUSHRUT™ | SCHANZ SCREW, S`RUT, DIA. 4.5MM | THREADED LENGTH 18MM, TOTAL LENGTH 100MM | 16 | No | Yes |  | No | N. A. | No | N. A. | No | Yes | No | Yes | M. L.: MFG/MD/2021/000369 |  | 1 | SUSHRUT PRODUCTS\INTERNATIONAL IMPLANTS\EXFIX \SUSHRUT SCHANZ SCREWS | 0.01308 | Initial issue | N | PINS AND WIRES |  | 1 | No | Yes | Yes | Yes | N. A.
B1231 | B1223.4512 | SCHANZ SCREW, S`RUT, DIA. 4.5MM, THREAD LENGTH 18MM, TOTAL LENGTH 125MM |  | B1231.0000 | 09 | 2018-06-15 | N. A. | N. A. | N. A. | QPF/B1231 | 02 | 2010-04-22 | N. A. | N. A. | N. A. | PS/B1231 | 03 | 2018-04-11 | N. A. | N. A. | N. A. | B1231 | TMF-1 | IU/1 | Class C | FINISHED GOODS | SUSHRUT™ | SCHANZ SCREW, S`RUT, DIA. 4.5MM | THREADED LENGTH 18MM, TOTAL LENGTH 125MM | 16 | No | Yes |  | No | N. A. | No | N. A. | No | Yes | No | Yes | M. L.: MFG/MD/2021/000369 |  | 1 | SUSHRUT PRODUCTS\INTERNATIONAL IMPLANTS\EXFIX \SUSHRUT SCHANZ SCREWS | 0.01651 | Initial issue | N | PINS AND WIRES |  | 1 | No | Yes | Yes | Yes | N. A.
B1231 | B1223.4515 | SCHANZ SCREW, S`RUT, DIA. 4.5MM, THREAD LENGTH 18MM, TOTAL LENGTH 150MM |  | B1231.0000 | 09 | 2018-06-15 | N. A. | N. A. | N. A. | QPF/B1231 | 02 | 2010-04-22 | N. A. | N. A. | N. A. | PS/B1231 | 03 | 2018-04-11 | N. A. | N. A. | N. A. | B1231 | TMF-1 | IU/1 | Class C | FINISHED GOODS | SUSHRUT™ | SCHANZ SCREW, S`RUT, DIA. 4.5MM | THREADED LENGTH 18MM, TOTAL LENGTH 150MM | 16 | No | Yes |  | No | N. A. | No | N. A. | No | Yes | No | Yes | M. L.: MFG/MD/2021/000369 |  | 1 | SUSHRUT PRODUCTS\INTERNATIONAL IMPLANTS\EXFIX \SUSHRUT SCHANZ SCREWS | 0.020167 | Initial issue | N | PINS AND WIRES |  | 1 | No | Yes | Yes | Yes | N. A.
B1231 | B1223.4517 | SCHANZ SCREW, S`RUT, DIA. 4.5MM, THREAD LENGTH 18MM, TOTAL LENGTH 175MM |  | B1231.0000 | 09 | 2018-06-15 | N. A. | N. A. | N. A. | QPF/B1231 | 02 | 2010-04-22 | N. A. | N. A. | N. A. | PS/B1231 | 03 | 2018-04-11 | N. A. | N. A. | N. A. | B1231 | TMF-1 | IU/1 | Class C | FINISHED GOODS | SUSHRUT™ | SCHANZ SCREW, S`RUT, DIA. 4.5MM | THREADED LENGTH 18MM, TOTAL LENGTH 175MM | 16 | No | Yes |  | No | N. A. | No | N. A. | No | Yes | No | Yes | M. L.: MFG/MD/2021/000369 |  | 1 | SUSHRUT PRODUCTS\INTERNATIONAL IMPLANTS\EXFIX \SUSHRUT SCHANZ SCREWS | 0.0326 | Initial issue | N | PINS AND WIRES |  | 1 | No | Yes | Yes | Yes | N. A.
B1231 | B1223.4520 | SCHANZ SCREW, S`RUT, DIA. 4.5MM, THREAD LENGTH 18MM, TOTAL LENGTH 200MM |  | B1231.0000 | 09 | 2018-06-15 | N. A. | N. A. | N. A. | QPF/B1231 | 02 | 2010-04-22 | N. A. | N. A. | N. A. | PS/B1231 | 03 | 2018-04-11 | N. A. | N. A. | N. A. | B1231 | TMF-1 | IU/1 | Class C | FINISHED GOODS | SUSHRUT™ | SCHANZ SCREW, S`RUT, DIA. 4.5MM | THREADED LENGTH 18MM, TOTAL LENGTH 200MM | 16 | No | Yes |  | No | N. A. | No | N. A. | No | Yes | No | Yes | M. L.: MFG/MD/2021/000369 |  | 1 | SUSHRUT PRODUCTS\INTERNATIONAL IMPLANTS\EXFIX \SUSHRUT SCHANZ SCREWS | 0.0064 | Initial issue | N | PINS AND WIRES |  | 1 | No | Yes | Yes | Yes | N. A.
B1231 | B1223.4525 | SCHANZ SCREW, S`RUT, DIA. 4.5MM, THREAD LENGTH 18MM, TOTAL LENGTH 250MM |  | B1231.0000 | 09 | 2018-06-15 | N. A. | N. A. | N. A. | QPF/B1231 | 02 | 2010-04-22 | N. A. | N. A. | N. A. | PS/B1231 | 03 | 2018-04-11 | N. A. | N. A. | N. A. | B1231 | TMF-1 | IU/1 | Class C | FINISHED GOODS | SUSHRUT™ | SCHANZ SCREW, S`RUT, DIA.4.5MM | THREADED LENGTH 18MM, TOTAL LENGTH 250MM | 16 | No | Yes |  | No | N. A. | No | N. A. | No | Yes | No | Yes | M. L.: MFG/MD/2021/000369 |  | 1 | SUSHRUT PRODUCTS\INTERNATIONAL IMPLANTS\EXFIX \SUSHRUT SCHANZ SCREWS | 0.0331 | Initial issue | N | PINS AND WIRES |  | 1 | No | Yes | Yes | Yes | N. A.
B1231 | B1224.4510 | SCHANZ SCREW, S`RUT, DIA. 4.5MM, THREAD LENGTH 32MM, TOTAL LENGTH 100MM |  | B1231.0000 | 09 | 2018-06-15 | N. A. | N. A. | N. A. | QPF/B1231 | 02 | 2010-04-22 | N. A. | N. A. | N. A. | PS/B1231 | 03 | 2018-04-11 | N. A. | N. A. | N. A. | B1231 | TMF-1 | IU/1 | Class C | FINISHED GOODS | SUSHRUT™ | SCHANZ SCREW, DIA. 4.5MM | THREADED LENGTH 32MM, TOTAL LENGTH 100MM | 16 | No | Yes |  | No | N. A. | No | N. A. | No | Yes | No | Yes | M. L.: MFG/MD/2021/000369 |  | 1 | SUSHRUT PRODUCTS\INTERNATIONAL IMPLANTS\EXFIX \SUSHRUT SCHANZ SCREWS | 0 | Initial issue | Y | PINS AND WIRES |  | 1 | No | Yes | Yes | Yes | N. A.
B1231 | B1224.4512 | SCHANZ SCREW, S`RUT, DIA. 4.5MM, THREAD LENGTH 32MM, TOTAL LENGTH 125MM |  | B1231.0000 | 09 | 2018-06-15 | N. A. | N. A. | N. A. | QPF/B1231 | 02 | 2010-04-22 | N. A. | N. A. | N. A. | PS/B1231 | 03 | 2018-04-11 | N. A. | N. A. | N. A. | B1231 | TMF-1 | IU/1 | Class C | FINISHED GOODS | SUSHRUT™ | SCHANZ SCREW, DIA. 4.5MM | THREADED LENGTH 32MM, TOTAL LENGTH 125MM | 16 | No | Yes |  | No | N. A. | No | N. A. | No | Yes | No | Yes | M. L.: MFG/MD/2021/000369 |  | 1 | SUSHRUT PRODUCTS\INTERNATIONAL IMPLANTS\EXFIX \SUSHRUT SCHANZ SCREWS | 0 | Initial issue | Y | PINS AND WIRES |  | 1 | No | Yes | Yes | Yes | N. A.
B1231 | B1224.4515 | SCHANZ SCREW, S`RUT, DIA. 4.5MM, THREAD LENGTH 32MM, TOTAL LENGTH 150MM |  | B1231.0000 | 09 | 2018-06-15 | N. A. | N. A. | N. A. | QPF/B1231 | 02 | 2010-04-22 | N. A. | N. A. | N. A. | PS/B1231 | 03 | 2018-04-11 | N. A. | N. A. | N. A. | B1231 | TMF-1 | IU/1 | Class C | FINISHED GOODS | SUSHRUT™ | SCHANZ SCREW, DIA. 4.5MM | THREADED LENGTH 32MM, TOTAL LENGTH 150MM | 16 | No | Yes |  | No | N. A. | No | N. A. | No | Yes | No | Yes | M. L.: MFG/MD/2021/000369 |  | 1 | SUSHRUT PRODUCTS\INTERNATIONAL IMPLANTS\EXFIX \SUSHRUT SCHANZ SCREWS | 0 | Activated on 29OCT2024 | N | PINS AND WIRES |  | 1 | No | Yes | Yes | Yes | N. A.
B1231 | B1224.4517 | SCHANZ SCREW, S`RUT, DIA. 4.5MM, THREAD LENGTH 32MM, TOTAL LENGTH 175MM |  | B1231.0000 | 09 | 2018-06-15 | N. A. | N. A. | N. A. | QPF/B1231 | 02 | 2010-04-22 | N. A. | N. A. | N. A. | PS/B1231 | 03 | 2018-04-11 | N. A. | N. A. | N. A. | B1231 | TMF-1 | IU/1 | Class C | FINISHED GOODS | SUSHRUT™ | SCHANZ SCREW, DIA. 4.5MM | THREADED LENGTH 32MM, TOTAL LENGTH 175MM | 16 | No | Yes |  | No | N. A. | No | N. A. | No | Yes | No | Yes | M. L.: MFG/MD/2021/000369 |  | 1 | SUSHRUT PRODUCTS\INTERNATIONAL IMPLANTS\EXFIX \SUSHRUT SCHANZ SCREWS | 0 | Initial issue | Y | PINS AND WIRES |  | 1 | No | Yes | Yes | Yes | N. A.
B1231 | B1224.4520 | SCHANZ SCREW, S`RUT, DIA. 4.5MM, THREAD LENGTH 32MM, TOTAL LENGTH 200MM |  | B1231.0000 | 09 | 2018-06-15 | N. A. | N. A. | N. A. | QPF/B1231 | 02 | 2010-04-22 | N. A. | N. A. | N. A. | PS/B1231 | 03 | 2018-04-11 | N. A. | N. A. | N. A. | B1231 | TMF-1 | IU/1 | Class C | FINISHED GOODS | SUSHRUT™ | SCHANZ SCREW, DIA. 4.5MM | THREADED LENGTH 32MM, TOTAL LENGTH 200MM | 16 | No | Yes |  | No | N. A. | No | N. A. | No | Yes | No | Yes | M. L.: MFG/MD/2021/000369 |  | 1 | SUSHRUT PRODUCTS\INTERNATIONAL IMPLANTS\EXFIX \SUSHRUT SCHANZ SCREWS | 0 | Initial issue | Y | PINS AND WIRES |  | 1 | No | Yes | Yes | Yes | N. A.
B1231 | B1224.4525 | SCHANZ SCREW, S`RUT, DIA. 4.5MM, THREAD LENGTH 32MM, TOTAL LENGTH 250MM |  | B1231.0000 | 09 | 2018-06-15 | N. A. | N. A. | N. A. | QPF/B1231 | 02 | 2010-04-22 | N. A. | N. A. | N. A. | PS/B1231 | 03 | 2018-04-11 | N. A. | N. A. | N. A. | B1231 | TMF-1 | IU/1 | Class C | FINISHED GOODS | SUSHRUT™ | SCHANZ SCREW, DIA. 4.5MM | THREADED LENGTH 32MM, TOTAL LENGTH 250MM | 16 | No | Yes |  | No | N. A. | No | N. A. | No | Yes | No | Yes | M. L.: MFG/MD/2021/000369 |  | 1 | SUSHRUT PRODUCTS\INTERNATIONAL IMPLANTS\EXFIX \SUSHRUT SCHANZ SCREWS | 0 | Initial issue | Y | PINS AND WIRES |  | 1 | No | Yes | Yes | Yes | N. A.
B1231 | B1225.5010 | SCHANZ SCREW, S`RUT, DIA. 5.0MM, THREAD LENGTH 18MM, LENGTH 100MM |  | B1231.0000 | 09 | 2018-06-15 | N. A. | N. A. | N. A. | QPF/B1231 | 02 | 2010-04-22 | N. A. | N. A. | N. A. | PS/B1231 | 03 | 2018-04-11 | N. A. | N. A. | N. A. | B1231 | TMF-1 | IU/1 | Class C | FINISHED GOODS | SUSHRUT™ | SCHANZ SCREW, DIA. 5.0MM | THREAD LENGTH 18MM, LENGTH 100MM | 16 | No | Yes |  | No | N. A. | No | N. A. | No | Yes | No | Yes | M. L.: MFG/MD/2021/000369 |  | 1 | SUSHRUT PRODUCTS\INTERNATIONAL IMPLANTS\EXFIX \SUSHRUT SCHANZ SCREWS | 0 | Initial issue | Y | PINS AND WIRES |  | 1 | No | Yes | Yes | Yes | N. A.
B1231 | B1225.5012 | SCHANZ SCREW, S`RUT, DIA. 5.0MM, THREAD LENGTH 18MM, LENGTH 125MM |  | B1231.0000 | 09 | 2018-06-15 | N. A. | N. A. | N. A. | QPF/B1231 | 02 | 2010-04-22 | N. A. | N. A. | N. A. | PS/B1231 | 03 | 2018-04-11 | N. A. | N. A. | N. A. | B1231 | TMF-1 | IU/1 | Class C | FINISHED GOODS | SUSHRUT™ | SCHANZ SCREW, DIA. 5.0MM | THREAD LENGTH 18MM, LENGTH 125MM | 16 | No | Yes |  | No | N. A. | No | N. A. | No | Yes | No | Yes | M. L.: MFG/MD/2021/000369 |  | 1 | SUSHRUT PRODUCTS\INTERNATIONAL IMPLANTS\EXFIX \SUSHRUT SCHANZ SCREWS | 0 | Initial issue | Y | PINS AND WIRES |  | 1 | No | Yes | Yes | Yes | N. A.
B1231 | B1225.5015 | SCHANZ SCREW, S`RUT, DIA. 5.0MM, THREAD LENGTH 18MM, LENGTH 150MM |  | B1231.0000 | 09 | 2018-06-15 | N. A. | N. A. | N. A. | QPF/B1231 | 02 | 2010-04-22 | N. A. | N. A. | N. A. | PS/B1231 | 03 | 2018-04-11 | N. A. | N. A. | N. A. | B1231 | TMF-1 | IU/1 | Class C | FINISHED GOODS | SUSHRUT™ | SCHANZ SCREW, DIA. 5.0MM | THREAD LENGTH 18MM, LENGTH 150MM | 16 | No | Yes |  | No | N. A. | No | N. A. | No | Yes | No | Yes | M. L.: MFG/MD/2021/000369 |  | 1 | SUSHRUT PRODUCTS\INTERNATIONAL IMPLANTS\EXFIX \SUSHRUT SCHANZ SCREWS | 0 | Initial issue | Y | PINS AND WIRES |  | 1 | No | Yes | Yes | Yes | N. A.
B1231 | B1225.5017 | SCHANZ SCREW, S`RUT, DIA. 5.0MM, THREAD LENGTH 18MM, LENGTH 175MM |  | B1231.0000 | 09 | 2018-06-15 | N. A. | N. A. | N. A. | QPF/B1231 | 02 | 2010-04-22 | N. A. | N. A. | N. A. | PS/B1231 | 03 | 2018-04-11 | N. A. | N. A. | N. A. | B1231 | TMF-1 | IU/1 | Class C | FINISHED GOODS | SUSHRUT™ | SCHANZ SCREW, DIA. 5.0MM | THREAD LENGTH 18MM, LENGTH 175MM | 16 | No | Yes |  | No | N. A. | No | N. A. | No | Yes | No | Yes | M. L.: MFG/MD/2021/000369 |  | 1 | SUSHRUT PRODUCTS\INTERNATIONAL IMPLANTS\EXFIX \SUSHRUT SCHANZ SCREWS | 0 | Initial issue | Y | PINS AND WIRES |  | 1 | No | Yes | Yes | Yes | N. A.
B1231 | B1225.5020 | SCHANZ SCREW, S`RUT, DIA. 5.0MM, THREAD LENGTH 18MM, LENGTH 200MM |  | B1231.0000 | 09 | 2018-06-15 | N. A. | N. A. | N. A. | QPF/B1231 | 02 | 2010-04-22 | N. A. | N. A. | N. A. | PS/B1231 | 03 | 2018-04-11 | N. A. | N. A. | N. A. | B1231 | TMF-1 | IU/1 | Class C | FINISHED GOODS | SUSHRUT™ | SCHANZ SCREW, DIA. 5.0MM | THREAD LENGTH 18MM, LENGTH 200MM | 16 | No | Yes |  | No | N. A. | No | N. A. | No | Yes | No | Yes | M. L.: MFG/MD/2021/000369 |  | 1 | SUSHRUT PRODUCTS\INTERNATIONAL IMPLANTS\EXFIX \SUSHRUT SCHANZ SCREWS | 0 | Initial issue | Y | PINS AND WIRES |  | 1 | No | Yes | Yes | Yes | N. A.
B1231 | B1225.5025 | SCHANZ SCREW, S`RUT, DIA. 5.0MM, THREAD LENGTH 18MM, LENGTH 250MM |  | B1231.0000 | 09 | 2018-06-15 | N. A. | N. A. | N. A. | QPF/B1231 | 02 | 2010-04-22 | N. A. | N. A. | N. A. | PS/B1231 | 03 | 2018-04-11 | N. A. | N. A. | N. A. | B1231 | TMF-1 | IU/1 | Class C | FINISHED GOODS | SUSHRUT™ | SCHANZ SCREW, DIA. 5.0MM | THREAD LENGTH 18MM, LENGTH 250MM | 16 | No | Yes |  | No | N. A. | No | N. A. | No | Yes | No | Yes | M. L.: MFG/MD/2021/000369 |  | 1 | SUSHRUT PRODUCTS\INTERNATIONAL IMPLANTS\EXFIX \SUSHRUT SCHANZ SCREWS | 0 | Initial issue | Y | PINS AND WIRES |  | 1 | No | Yes | Yes | Yes | N. A.
B1231 | B1226.5010 | SCHANZ SCREW, S`RUT, DIA. 5.0MM, THREAD LENGTH 32MM, LENGTH 100MM |  | B1231.0000 | 09 | 2018-06-15 | N. A. | N. A. | N. A. | QPF/B1231 | 02 | 2010-04-22 | N. A. | N. A. | N. A. | PS/B1231 | 03 | 2018-04-11 | N. A. | N. A. | N. A. | B1231 | TMF-1 | IU/1 | Class C | FINISHED GOODS | SUSHRUT™ | SCHANZ SCREW, DIA. 5.0MM | THREAD LENGTH 32MM, LENGTH 100MM | 16 | No | Yes |  | No | N. A. | No | N. A. | No | Yes | No | Yes | M. L.: MFG/MD/2021/000369 |  | 1 | SUSHRUT PRODUCTS\INTERNATIONAL IMPLANTS\EXFIX \SUSHRUT SCHANZ SCREWS | 0 | Initial issue | Y | PINS AND WIRES |  | 1 | No | Yes | Yes | Yes | N. A.
B1231 | B1226.5012 | SCHANZ SCREW, S`RUT, DIA. 5.0MM, THREAD LENGTH 32MM, LENGTH 125MM |  | B1231.0000 | 09 | 2018-06-15 | N. A. | N. A. | N. A. | QPF/B1231 | 02 | 2010-04-22 | N. A. | N. A. | N. A. | PS/B1231 | 03 | 2018-04-11 | N. A. | N. A. | N. A. | B1231 | TMF-1 | IU/1 | Class C | FINISHED GOODS | SUSHRUT™ | SCHANZ SCREW, DIA. 5.0MM | THREAD LENGTH 32MM, LENGTH 125MM | 16 | No | Yes |  | No | N. A. | No | N. A. | No | Yes | No | Yes | M. L.: MFG/MD/2021/000369 |  | 1 | SUSHRUT PRODUCTS\INTERNATIONAL IMPLANTS\EXFIX \SUSHRUT SCHANZ SCREWS | 0 | Initial issue | Y | PINS AND WIRES |  | 1 | No | Yes | Yes | Yes | N. A.
B1231 | B1226.5015 | SCHANZ SCREW, S`RUT, DIA. 5.0MM, THREAD LENGTH 32MM, LENGTH 150MM |  | B1231.0000 | 09 | 2018-06-15 | N. A. | N. A. | N. A. | QPF/B1231 | 02 | 2010-04-22 | N. A. | N. A. | N. A. | PS/B1231 | 03 | 2018-04-11 | N. A. | N. A. | N. A. | B1231 | TMF-1 | IU/1 | Class C | FINISHED GOODS | SUSHRUT™ | SCHANZ SCREW, DIA. 5.0MM | THREAD LENGTH 32MM, LENGTH 150MM | 16 | No | Yes |  | No | N. A. | No | N. A. | No | Yes | No | Yes | M. L.: MFG/MD/2021/000369 |  | 1 | SUSHRUT PRODUCTS\INTERNATIONAL IMPLANTS\EXFIX \SUSHRUT SCHANZ SCREWS | 0 | Initial issue | Y | PINS AND WIRES |  | 1 | No | Yes | Yes | Yes | N. A.
B1231 | B1226.5017 | SCHANZ SCREW, S`RUT, DIA. 5.0MM, THREAD LENGTH 32MM, LENGTH 175MM |  | B1231.0000 | 09 | 2018-06-15 | N. A. | N. A. | N. A. | QPF/B1231 | 02 | 2010-04-22 | N. A. | N. A. | N. A. | PS/B1231 | 03 | 2018-04-11 | N. A. | N. A. | N. A. | B1231 | TMF-1 | IU/1 | Class C | FINISHED GOODS | SUSHRUT™ | SCHANZ SCREW, DIA. 5.0MM | THREAD LENGTH 32MM, LENGTH 175MM | 16 | No | Yes |  | No | N. A. | No | N. A. | No | Yes | No | Yes | M. L.: MFG/MD/2021/000369 |  | 1 | SUSHRUT PRODUCTS\INTERNATIONAL IMPLANTS\EXFIX \SUSHRUT SCHANZ SCREWS | 0 | Initial issue | Y | PINS AND WIRES |  | 1 | No | Yes | Yes | Yes | N. A.
B1231 | B1226.5020 | SCHANZ SCREW, S`RUT, DIA. 5.0MM, THREAD LENGTH 32MM, LENGTH 200MM |  | B1231.0000 | 09 | 2018-06-15 | N. A. | N. A. | N. A. | QPF/B1231 | 02 | 2010-04-22 | N. A. | N. A. | N. A. | PS/B1231 | 03 | 2018-04-11 | N. A. | N. A. | N. A. | B1231 | TMF-1 | IU/1 | Class C | FINISHED GOODS | SUSHRUT™ | SCHANZ SCREW, DIA. 5.0MM | THREAD LENGTH 32MM, LENGTH 200MM | 16 | No | Yes |  | No | N. A. | No | N. A. | No | Yes | No | Yes | M. L.: MFG/MD/2021/000369 |  | 1 | SUSHRUT PRODUCTS\INTERNATIONAL IMPLANTS\EXFIX \SUSHRUT SCHANZ SCREWS | 0 | Initial issue | Y | PINS AND WIRES |  | 1 | No | Yes | Yes | Yes | N. A.
B1231 | B1226.5025 | SCHANZ SCREW, S`RUT, DIA. 5.0MM, THREAD LENGTH 32MM, LENGTH 250MM |  | B1231.0000 | 09 | 2018-06-15 | N. A. | N. A. | N. A. | QPF/B1231 | 02 | 2010-04-22 | N. A. | N. A. | N. A. | PS/B1231 | 03 | 2018-04-11 | N. A. | N. A. | N. A. | B1231 | TMF-1 | IU/1 | Class C | FINISHED GOODS | SUSHRUT™ | SCHANZ SCREW, DIA. 5.0MM | THREAD LENGTH 32MM, LENGTH 250MM | 16 | No | Yes |  | No | N. A. | No | N. A. | No | Yes | No | Yes | M. L.: MFG/MD/2021/000369 |  | 1 | SUSHRUT PRODUCTS\INTERNATIONAL IMPLANTS\EXFIX \SUSHRUT SCHANZ SCREWS | 0 | Initial issue | Y | PINS AND WIRES |  | 1 | No | Yes | Yes | Yes | N. A.
B1231 | B1227.4015 | SCHANZ SCREW, S`RUT, DIA. 4.0MM, LENGTH 150MM, THREADED LENGTH 40MM |  | B1231.0000 | 09 | 2018-06-15 | N. A. | N. A. | N. A. | QPF/B1231 | 02 | 2010-04-22 | N. A. | N. A. | N. A. | PS/B1231 | 03 | 2018-04-11 | N. A. | N. A. | N. A. | B1231 | TMF-1 | IU/1 | Class C | FINISHED GOODS | SUSHRUT™ | SCHANZ SCREW, DIA. 4.0MM | LENGTH 150MM, THREADED LENGTH 40MM | 16 | No | Yes |  | No | N. A. | No | N. A. | No | Yes | No | Yes | M. L.: MFG/MD/2021/000369 |  | 1 | SUSHRUT PRODUCTS\INTERNATIONAL IMPLANTS\EXFIX \SUSHRUT SCHANZ SCREWS | 0 | Initial issue | Y | PINS AND WIRES |  | 1 | No | Yes | Yes | Yes | N. A.
B1231 | B1227.4017 | SCHANZ SCREW, S`RUT, DIA. 4.0MM, LENGTH 175MM, THREADED LENGTH 40MM |  | B1231.0000 | 09 | 2018-06-15 | N. A. | N. A. | N. A. | QPF/B1231 | 02 | 2010-04-22 | N. A. | N. A. | N. A. | PS/B1231 | 03 | 2018-04-11 | N. A. | N. A. | N. A. | B1231 | TMF-1 | IU/1 | Class C | FINISHED GOODS | SUSHRUT™ | SCHANZ SCREW, DIA. 4.0MM | LENGTH 175MM, THREADED LENGTH 40MM | 16 | No | Yes |  | No | N. A. | No | N. A. | No | Yes | No | Yes | M. L.: MFG/MD/2021/000369 |  | 1 | SUSHRUT PRODUCTS\INTERNATIONAL IMPLANTS\EXFIX \SUSHRUT SCHANZ SCREWS | 0 | Initial issue | Y | PINS AND WIRES |  | 1 | No | Yes | Yes | Yes | N. A.
B1230 | B1230.2512 | STEINMAN PIN, ADLER, DIA. 2.5MM, 125MM LONG |  | B1230.0000 | 09 | 2018-06-15 | N. A. | N. A. | N. A. | QPF/B1230 | 02 | 2010-04-22 | N. A. | N. A. | N. A. | PS/B1230 | 00 | 2007-11-14 | N. A. | 2019-12-08 | 44902 | B1230 | TMF-1 | IU/1 | Class C | FINISHED GOODS | ADLER™ | STEINMAN PIN | DIA. 2.5MM, 125MM LONG | 16 | No | Yes |  | No | N. A. | No | N. A. | No | Yes | No | Yes | M. L.: MFG/MD/2021/000369 |  | 1 | ADLER PRODUCTS\WIRES AND PINS\STEINMAN PINS | 0 | Initial issue | Y | PINS AND WIRES |  | 1 | No | Yes | Yes | Yes | N. A.
B1230 | B1230.2515 | STEINMAN PIN, ADLER, DIA. 2.5MM, 150MM LONG |  | B1230.0000 | 09 | 2018-06-15 | N. A. | N. A. | N. A. | QPF/B1230 | 02 | 2010-04-22 | N. A. | N. A. | N. A. | PS/B1230 | 00 | 2007-11-14 | N. A. | 2019-12-08 | 44902 | B1230 | TMF-1 | IU/1 | Class C | FINISHED GOODS | ADLER™ | STEINMAN PIN | DIA. 2.5MM, 150MM LONG | 16 | No | Yes |  | No | N. A. | No | N. A. | No | Yes | No | Yes | M. L.: MFG/MD/2021/000369 |  | 1 | ADLER PRODUCTS\WIRES AND PINS\STEINMAN PINS | 0 | Initial issue | Y | PINS AND WIRES |  | 1 | No | Yes | Yes | Yes | N. A.
B1230 | B1230.3512 | STEINMAN PIN, ADLER, DIA. 3.5MM, 125MM LONG |  | B1230.0000 | 09 | 2018-06-15 | N. A. | N. A. | N. A. | QPF/B1230 | 02 | 2010-04-22 | N. A. | N. A. | N. A. | PS/B1230 | 00 | 2007-11-14 | N. A. | 2019-12-08 | 44902 | B1230 | TMF-1 | IU/1 | Class C | FINISHED GOODS | ADLER™ | STEINMAN PIN | DIA. 3.5MM, 125MM LONG | 16 | No | Yes |  | No | N. A. | No | N. A. | No | Yes | No | Yes | M. L.: MFG/MD/2021/000369 |  | 1 | ADLER PRODUCTS\WIRES AND PINS\STEINMAN PINS | 0 | Initial issue | Y | PINS AND WIRES |  | 1 | No | Yes | Yes | Yes | N. A.
B1230 | B1230.3515 | STEINMAN PIN, ADLER, DIA. 3.5MM, 150MM LONG |  | B1230.0000 | 09 | 2018-06-15 | N. A. | N. A. | N. A. | QPF/B1230 | 02 | 2010-04-22 | N. A. | N. A. | N. A. | PS/B1230 | 00 | 2007-11-14 | N. A. | 2019-12-08 | 44902 | B1230 | TMF-1 | IU/1 | Class C | FINISHED GOODS | ADLER™ | STEINMAN PIN | DIA. 3.5MM, 150MM LONG | 16 | No | Yes |  | No | N. A. | No | N. A. | No | Yes | No | Yes | M. L.: MFG/MD/2021/000369 |  | 1 | ADLER PRODUCTS\WIRES AND PINS\STEINMAN PINS | 0 | Initial issue | Y | PINS AND WIRES |  | 1 | No | Yes | Yes | Yes | N. A.
B1230 | B1230.3517 | STEINMAN PIN, ADLER, DIA. 3.5MM, 175MM LONG |  | B1230.0000 | 09 | 2018-06-15 | N. A. | N. A. | N. A. | QPF/B1230 | 02 | 2010-04-22 | N. A. | N. A. | N. A. | PS/B1230 | 00 | 2007-11-14 | N. A. | 2019-12-08 | 44902 | B1230 | TMF-1 | IU/1 | Class C | FINISHED GOODS | ADLER™ | STEINMAN PIN | DIA. 3.5MM, 175MM LONG | 16 | No | Yes |  | No | N. A. | No | N. A. | No | Yes | No | Yes | M. L.: MFG/MD/2021/000369 |  | 1 | ADLER PRODUCTS\WIRES AND PINS\STEINMAN PINS | 0 | Initial issue | Y | PINS AND WIRES |  | 1 | No | Yes | Yes | Yes | N. A.
B1230 | B1230.3518 | STEINMAN PIN, ADLER, DIA. 3.5MM, 180MM LONG |  | B1230.0000 | 09 | 2018-06-15 | N. A. | N. A. | N. A. | QPF/B1230 | 02 | 2010-04-22 | N. A. | N. A. | N. A. | PS/B1230 | 00 | 2007-11-14 | N. A. | 2019-12-08 | 44902 | B1230 | TMF-1 | IU/1 | Class C | FINISHED GOODS | ADLER™ | STEINMAN PIN | DIA. 3.5MM, 180MM LONG | 16 | No | Yes |  | No | N. A. | No | N. A. | No | Yes | No | Yes | M. L.: MFG/MD/2021/000369 |  | 1 | ADLER PRODUCTS\WIRES AND PINS\STEINMAN PINS | 0 | Initial issue | Y | PINS AND WIRES |  | 1 | No | Yes | Yes | Yes | N. A.
B1230 | B1230.3520 | STEINMAN PIN, ADLER, DIA. 3.5MM, 200MM LONG |  | B1230.0000 | 09 | 2018-06-15 | N. A. | N. A. | N. A. | QPF/B1230 | 02 | 2010-04-22 | N. A. | N. A. | N. A. | PS/B1230 | 00 | 2007-11-14 | N. A. | 2019-12-08 | 44902 | B1230 | TMF-1 | IU/1 | Class C | FINISHED GOODS | ADLER™ | STEINMAN PIN | DIA. 3.5MM, 200MM LONG | 16 | No | Yes |  | No | N. A. | No | N. A. | No | Yes | No | Yes | M. L.: MFG/MD/2021/000369 |  | 1 | ADLER PRODUCTS\WIRES AND PINS\STEINMAN PINS | 0 | Initial issue | Y | PINS AND WIRES |  | 1 | No | Yes | Yes | Yes | N. A.
B1230 | B1230.3525 | STEINMAN PIN, ADLER, DIA. 3.5MM, 250MM LONG |  | B1230.0000 | 09 | 2018-06-15 | N. A. | N. A. | N. A. | QPF/B1230 | 02 | 2010-04-22 | N. A. | N. A. | N. A. | PS/B1230 | 00 | 2007-11-14 | N. A. | 2019-12-08 | 44902 | B1230 | TMF-1 | IU/1 | Class C | FINISHED GOODS | ADLER™ | STEINMAN PIN | DIA. 3.5MM, 250MM LONG | 16 | No | Yes |  | No | N. A. | No | N. A. | No | Yes | No | Yes | M. L.: MFG/MD/2021/000369 |  | 1 | ADLER PRODUCTS\WIRES AND PINS\STEINMAN PINS | 0 | Initial issue | Y | PINS AND WIRES |  | 1 | No | Yes | Yes | Yes | N. A.
B1230 | B1230.3530 | STEINMAN PIN, ADLER, DIA. 3.5MM, 300MM LONG |  | B1230.0000 | 09 | 2018-06-15 | N. A. | N. A. | N. A. | QPF/B1230 | 02 | 2010-04-22 | N. A. | N. A. | N. A. | PS/B1230 | 00 | 2007-11-14 | N. A. | 2019-12-08 | 44902 | B1230 | TMF-1 | IU/1 | Class C | FINISHED GOODS | ADLER™ | STEINMAN PIN | DIA. 3.5MM, 300MM LONG | 16 | No | Yes |  | No | N. A. | No | N. A. | No | Yes | No | Yes | M. L.: MFG/MD/2021/000369 |  | 1 | ADLER PRODUCTS\WIRES AND PINS\STEINMAN PINS | 0 | Initial issue | Y | PINS AND WIRES |  | 1 | No | Yes | Yes | Yes | N. A.
B1230 | B1230.4012 | STEINMAN PIN, ADLER, DIA. 4.0MM, 125MM LONG |  | B1230.0000 | 09 | 2018-06-15 | N. A. | N. A. | N. A. | QPF/B1230 | 02 | 2010-04-22 | N. A. | N. A. | N. A. | PS/B1230 | 00 | 2007-11-14 | N. A. | 2019-12-08 | 44902 | B1230 | TMF-1 | IU/1 | Class C | FINISHED GOODS | ADLER™ | STEINMAN PIN | DIA. 4.0MM, 125MM LONG | 16 | No | Yes |  | No | N. A. | No | N. A. | No | Yes | No | Yes | M. L.: MFG/MD/2021/000369 |  | 1 | ADLER PRODUCTS\WIRES AND PINS\STEINMAN PINS | 0 | Initial issue | Y | PINS AND WIRES |  | 1 | No | Yes | Yes | Yes | N. A.
B1230 | B1230.4015 | STEINMAN PIN, ADLER, DIA. 4.0MM, 150MM LONG |  | B1230.0000 | 09 | 2018-06-15 | N. A. | N. A. | N. A. | QPF/B1230 | 02 | 2010-04-22 | N. A. | N. A. | N. A. | PS/B1230 | 00 | 2007-11-14 | N. A. | 2019-12-08 | 44902 | B1230 | TMF-1 | IU/1 | Class C | FINISHED GOODS | ADLER™ | STEINMAN PIN | DIA. 4.0MM, 150MM LONG | 16 | No | Yes |  | No | N. A. | No | N. A. | No | Yes | No | Yes | M. L.: MFG/MD/2021/000369 |  | 1 | ADLER PRODUCTS\WIRES AND PINS\STEINMAN PINS | 0 | Initial issue | Y | PINS AND WIRES |  | 1 | No | Yes | Yes | Yes | N. A.
B1230 | B1230.4017 | STEINMAN PIN, ADLER, DIA. 4.0MM, 175MM LONG |  | B1230.0000 | 09 | 2018-06-15 | N. A. | N. A. | N. A. | QPF/B1230 | 02 | 2010-04-22 | N. A. | N. A. | N. A. | PS/B1230 | 00 | 2007-11-14 | N. A. | 2019-12-08 | 44902 | B1230 | TMF-1 | IU/1 | Class C | FINISHED GOODS | ADLER™ | STEINMAN PIN | DIA. 4.0MM, 175MM LONG | 16 | No | Yes |  | No | N. A. | No | N. A. | No | Yes | No | Yes | M. L.: MFG/MD/2021/000369 |  | 1 | ADLER PRODUCTS\WIRES AND PINS\STEINMAN PINS | 0 | Initial issue | Y | PINS AND WIRES |  | 1 | No | Yes | Yes | Yes | N. A.
B1230 | B1230.4020 | STEINMAN PIN, ADLER, DIA. 4.0MM, 200MM LONG |  | B1230.0000 | 09 | 2018-06-15 | N. A. | N. A. | N. A. | QPF/B1230 | 02 | 2010-04-22 | N. A. | N. A. | N. A. | PS/B1230 | 00 | 2007-11-14 | N. A. | 2019-12-08 | 44902 | B1230 | TMF-1 | IU/1 | Class C | FINISHED GOODS | ADLER™ | STEINMAN PIN | DIA. 4.0MM, 200MM LONG | 16 | No | Yes |  | No | N. A. | No | N. A. | No | Yes | No | Yes | M. L.: MFG/MD/2021/000369 |  | 1 | ADLER PRODUCTS\WIRES AND PINS\STEINMAN PINS | 0.0213 | Initial issue | Y | PINS AND WIRES |  | 1 | No | Yes | Yes | Yes | N. A.
B1230 | B1230.4025 | STEINMAN PIN, ADLER, DIA. 4.0MM, 250MM LONG |  | B1230.0000 | 09 | 2018-06-15 | N. A. | N. A. | N. A. | QPF/B1230 | 02 | 2010-04-22 | N. A. | N. A. | N. A. | PS/B1230 | 00 | 2007-11-14 | N. A. | 2019-12-08 | 44902 | B1230 | TMF-1 | IU/1 | Class C | FINISHED GOODS | ADLER™ | STEINMAN PIN | DIA. 4.0MM, 250MM LONG | 16 | No | Yes |  | No | N. A. | No | N. A. | No | Yes | No | Yes | M. L.: MFG/MD/2021/000369 |  | 1 | ADLER PRODUCTS\WIRES AND PINS\STEINMAN PINS | 0.026 | Initial issue | Y | PINS AND WIRES |  | 1 | No | Yes | Yes | Yes | N. A.
B1230 | B1230.4030 | STEINMAN PIN, ADLER, DIA. 4.0MM, 300MM LONG |  | B1230.0000 | 09 | 2018-06-15 | N. A. | N. A. | N. A. | QPF/B1230 | 02 | 2010-04-22 | N. A. | N. A. | N. A. | PS/B1230 | 00 | 2007-11-14 | N. A. | 2019-12-08 | 44902 | B1230 | TMF-1 | IU/1 | Class C | FINISHED GOODS | ADLER™ | STEINMAN PIN | DIA. 4.0MM, 300MM LONG | 16 | No | Yes |  | No | N. A. | No | N. A. | No | Yes | No | Yes | M. L.: MFG/MD/2021/000369 |  | 1 | ADLER PRODUCTS\WIRES AND PINS\STEINMAN PINS | 0 | Initial issue | Y | PINS AND WIRES |  | 1 | No | Yes | Yes | Yes | N. A.
B1230 | B1230.4512 | STEINMAN PIN, ADLER, DIA. 4.5MM, 125MM LONG |  | B1230.0000 | 09 | 2018-06-15 | N. A. | N. A. | N. A. | QPF/B1230 | 02 | 2010-04-22 | N. A. | N. A. | N. A. | PS/B1230 | 00 | 2007-11-14 | N. A. | 2019-12-08 | 44902 | B1230 | TMF-1 | IU/1 | Class C | FINISHED GOODS | ADLER™ | STEINMAN PIN | DIA. 4.5MM, 125MM LONG | 16 | No | Yes |  | No | N. A. | No | N. A. | No | Yes | No | Yes | M. L.: MFG/MD/2021/000369 |  | 1 | ADLER PRODUCTS\WIRES AND PINS\STEINMAN PINS | 0.0161 | Initial issue | Y | PINS AND WIRES |  | 1 | No | Yes | Yes | Yes | N. A.
B1230 | B1230.4515 | STEINMAN PIN, ADLER, DIA. 4.5MM, 150MM LONG |  | B1230.0000 | 09 | 2018-06-15 | N. A. | N. A. | N. A. | QPF/B1230 | 02 | 2010-04-22 | N. A. | N. A. | N. A. | PS/B1230 | 00 | 2007-11-14 | N. A. | 2019-12-08 | 44902 | B1230 | TMF-1 | IU/1 | Class C | FINISHED GOODS | ADLER™ | STEINMAN PIN | DIA. 4.5MM, 150MM LONG | 16 | No | Yes |  | No | N. A. | No | N. A. | No | Yes | No | Yes | M. L.: MFG/MD/2021/000369 |  | 1 | ADLER PRODUCTS\WIRES AND PINS\STEINMAN PINS | 0.0218 | Initial issue | Y | PINS AND WIRES |  | 1 | No | Yes | Yes | Yes | N. A.
B1230 | B1230.4517 | STEINMAN PIN, ADLER, DIA. 4.5MM, 175MM LONG |  | B1230.0000 | 09 | 2018-06-15 | N. A. | N. A. | N. A. | QPF/B1230 | 02 | 2010-04-22 | N. A. | N. A. | N. A. | PS/B1230 | 00 | 2007-11-14 | N. A. | 2019-12-08 | 44902 | B1230 | TMF-1 | IU/1 | Class C | FINISHED GOODS | ADLER™ | STEINMAN PIN | DIA. 4.5MM, 175MM LONG | 16 | No | Yes |  | No | N. A. | No | N. A. | No | Yes | No | Yes | M. L.: MFG/MD/2021/000369 |  | 1 | ADLER PRODUCTS\WIRES AND PINS\STEINMAN PINS | 0.0228 | Initial issue | Y | PINS AND WIRES |  | 1 | No | Yes | Yes | Yes | N. A.
B1230 | B1230.4520 | STEINMAN PIN, ADLER, DIA. 4.5MM, 200MM LONG |  | B1230.0000 | 09 | 2018-06-15 | N. A. | N. A. | N. A. | QPF/B1230 | 02 | 2010-04-22 | N. A. | N. A. | N. A. | PS/B1230 | 00 | 2007-11-14 | N. A. | 2019-12-08 | 44902 | B1230 | TMF-1 | IU/1 | Class C | FINISHED GOODS | ADLER™ | STEINMAN PIN | DIA. 4.5MM, 200MM LONG | 16 | No | Yes |  | No | N. A. | No | N. A. | No | Yes | No | Yes | M. L.: MFG/MD/2021/000369 |  | 1 | ADLER PRODUCTS\WIRES AND PINS\STEINMAN PINS | 0.0296 | Initial issue | Y | PINS AND WIRES |  | 1 | No | Yes | Yes | Yes | N. A.
B1230 | B1230.4522 | STEINMAN PIN, ADLER, DIA. 4.5MM, 225MM LONG |  | B1230.0000 | 09 | 2018-06-15 | N. A. | N. A. | N. A. | QPF/B1230 | 02 | 2010-04-22 | N. A. | N. A. | N. A. | PS/B1230 | 00 | 2007-11-14 | N. A. | 2019-12-08 | 44902 | B1230 | TMF-1 | IU/1 | Class C | FINISHED GOODS | ADLER™ | STEINMAN PIN | DIA. 4.5MM, 225MM LONG | 16 | No | Yes |  | No | N. A. | No | N. A. | No | Yes | No | Yes | M. L.: MFG/MD/2021/000369 |  | 1 | ADLER PRODUCTS\WIRES AND PINS\STEINMAN PINS | 0.0335 | Initial issue | Y | PINS AND WIRES |  | 1 | No | Yes | Yes | Yes | N. A.
B1230 | B1230.4525 | STEINMAN PIN, ADLER, DIA. 4.5MM, 250MM LONG |  | B1230.0000 | 09 | 2018-06-15 | N. A. | N. A. | N. A. | QPF/B1230 | 02 | 2010-04-22 | N. A. | N. A. | N. A. | PS/B1230 | 00 | 2007-11-14 | N. A. | 2019-12-08 | 44902 | B1230 | TMF-1 | IU/1 | Class C | FINISHED GOODS | ADLER™ | STEINMAN PIN | DIA. 4.5MM, 250MM LONG | 16 | No | Yes |  | No | N. A. | No | N. A. | No | Yes | No | Yes | M. L.: MFG/MD/2021/000369 |  | 1 | ADLER PRODUCTS\WIRES AND PINS\STEINMAN PINS | 0.0324 | Initial issue | Y | PINS AND WIRES |  | 1 | No | Yes | Yes | Yes | N. A.
B1230 | B1230.4530 | STEINMAN PIN, ADLER, DIA. 4.5MM, 300MM LONG |  | B1230.0000 | 09 | 2018-06-15 | N. A. | N. A. | N. A. | QPF/B1230 | 02 | 2010-04-22 | N. A. | N. A. | N. A. | PS/B1230 | 00 | 2007-11-14 | N. A. | 2019-12-08 | 44902 | B1230 | TMF-1 | IU/1 | Class C | FINISHED GOODS | ADLER™ | STEINMAN PIN | DIA. 4.5MM, 300MM LONG | 16 | No | Yes |  | No | N. A. | No | N. A. | No | Yes | No | Yes | M. L.: MFG/MD/2021/000369 |  | 1 | ADLER PRODUCTS\WIRES AND PINS\STEINMAN PINS | 0 | Initial issue | Y | PINS AND WIRES |  | 1 | No | Yes | Yes | Yes | N. A.
B1230 | B1230.5012 | STEINMAN PIN, ADLER, DIA. 5.0MM, 125MM LONG |  | B1230.0000 | 09 | 2018-06-15 | N. A. | N. A. | N. A. | QPF/B1230 | 02 | 2010-04-22 | N. A. | N. A. | N. A. | PS/B1230 | 00 | 2007-11-14 | N. A. | 2019-12-08 | 44902 | B1230 | TMF-1 | IU/1 | Class C | FINISHED GOODS | ADLER™ | STEINMAN PIN | DIA. 5.0MM, 125MM LONG | 16 | No | Yes |  | No | N. A. | No | N. A. | No | Yes | No | Yes | M. L.: MFG/MD/2021/000369 |  | 1 | ADLER PRODUCTS\WIRES AND PINS\STEINMAN PINS | 0 | Initial issue | Y | PINS AND WIRES |  | 1 | No | Yes | Yes | Yes | N. A.
B1230 | B1230.5015 | STEINMAN PIN, ADLER, DIA. 5.0MM, 150MM LONG |  | B1230.0000 | 09 | 2018-06-15 | N. A. | N. A. | N. A. | QPF/B1230 | 02 | 2010-04-22 | N. A. | N. A. | N. A. | PS/B1230 | 00 | 2007-11-14 | N. A. | 2019-12-08 | 44902 | B1230 | TMF-1 | IU/1 | Class C | FINISHED GOODS | ADLER™ | STEINMAN PIN | DIA. 5.0MM, 150MM LONG | 16 | No | Yes |  | No | N. A. | No | N. A. | No | Yes | No | Yes | M. L.: MFG/MD/2021/000369 |  | 1 | ADLER PRODUCTS\WIRES AND PINS\STEINMAN PINS | 0.025 | Initial issue | Y | PINS AND WIRES |  | 1 | No | Yes | Yes | Yes | N. A.
B1230 | B1230.5017 | STEINMAN PIN, ADLER, DIA. 5.0MM, 175MM LONG |  | B1230.0000 | 09 | 2018-06-15 | N. A. | N. A. | N. A. | QPF/B1230 | 02 | 2010-04-22 | N. A. | N. A. | N. A. | PS/B1230 | 00 | 2007-11-14 | N. A. | 2019-12-08 | 44902 | B1230 | TMF-1 | IU/1 | Class C | FINISHED GOODS | ADLER™ | STEINMAN PIN | DIA. 5.0MM, 175MM LONG | 16 | No | Yes |  | No | N. A. | No | N. A. | No | Yes | No | Yes | M. L.: MFG/MD/2021/000369 |  | 1 | ADLER PRODUCTS\WIRES AND PINS\STEINMAN PINS | 0.0277 | Initial issue | Y | PINS AND WIRES |  | 1 | No | Yes | Yes | Yes | N. A.
B1230 | B1230.5020 | STEINMAN PIN, ADLER, DIA. 5.0MM, 200MM LONG |  | B1230.0000 | 09 | 2018-06-15 | N. A. | N. A. | N. A. | QPF/B1230 | 02 | 2010-04-22 | N. A. | N. A. | N. A. | PS/B1230 | 00 | 2007-11-14 | N. A. | 2019-12-08 | 44902 | B1230 | TMF-1 | IU/1 | Class C | FINISHED GOODS | ADLER™ | STEINMAN PIN | DIA. 5.0MM, 200MM LONG | 16 | No | Yes |  | No | N. A. | No | N. A. | No | Yes | No | Yes | M. L.: MFG/MD/2021/000369 |  | 1 | ADLER PRODUCTS\WIRES AND PINS\STEINMAN PINS | 0.0311 | Initial issue | Y | PINS AND WIRES |  | 1 | No | Yes | Yes | Yes | N. A.
B1230 | B1230.5022 | STEINMAN PIN, ADLER, DIA. 5.0MM, 225MM LONG |  | B1230.0000 | 09 | 2018-06-15 | N. A. | N. A. | N. A. | QPF/B1230 | 02 | 2010-04-22 | N. A. | N. A. | N. A. | PS/B1230 | 00 | 2007-11-14 | N. A. | 2019-12-08 | 44902 | B1230 | TMF-1 | IU/1 | Class C | FINISHED GOODS | ADLER™ | STEINMAN PIN | DIA. 5.0MM, 225MM LONG | 16 | No | Yes |  | No | N. A. | No | N. A. | No | Yes | No | Yes | M. L.: MFG/MD/2021/000369 |  | 1 | ADLER PRODUCTS\WIRES AND PINS\STEINMAN PINS | 0.0357 | Initial issue | Y | PINS AND WIRES |  | 1 | No | Yes | Yes | Yes | N. A.
B1230 | B1230.5025 | STEINMAN PIN, ADLER, DIA. 5.0MM, 250MM LONG |  | B1230.0000 | 09 | 2018-06-15 | N. A. | N. A. | N. A. | QPF/B1230 | 02 | 2010-04-22 | N. A. | N. A. | N. A. | PS/B1230 | 00 | 2007-11-14 | N. A. | 2019-12-08 | 44902 | B1230 | TMF-1 | IU/1 | Class C | FINISHED GOODS | ADLER™ | STEINMAN PIN | DIA. 5.0MM, 250MM LONG | 16 | No | Yes |  | No | N. A. | No | N. A. | No | Yes | No | Yes | M. L.: MFG/MD/2021/000369 |  | 1 | ADLER PRODUCTS\WIRES AND PINS\STEINMAN PINS | 0.0427 | Initial issue | Y | PINS AND WIRES |  | 1 | No | Yes | Yes | Yes | N. A.
B1230 | B1230.5027 | STEINMAN PIN, ADLER, DIA. 5.0MM, 275MM LONG |  | B1230.0000 | 09 | 2018-06-15 | N. A. | N. A. | N. A. | QPF/B1230 | 02 | 2010-04-22 | N. A. | N. A. | N. A. | PS/B1230 | 00 | 2007-11-14 | N. A. | 2019-12-08 | 44902 | B1230 | TMF-1 | IU/1 | Class C | FINISHED GOODS | ADLER™ | STEINMAN PIN | DIA. 5.0MM, 275MM LONG | 16 | No | Yes |  | No | N. A. | No | N. A. | No | Yes | No | Yes | M. L.: MFG/MD/2021/000369 |  | 1 | ADLER PRODUCTS\WIRES AND PINS\STEINMAN PINS | 0.0432 | Initial issue | Y | PINS AND WIRES |  | 1 | No | Yes | Yes | Yes | N. A.
B1230 | B1230.5030 | STEINMAN PIN, ADLER, DIA. 5.0MM, 300MM LONG |  | B1230.0000 | 09 | 2018-06-15 | N. A. | N. A. | N. A. | QPF/B1230 | 02 | 2010-04-22 | N. A. | N. A. | N. A. | PS/B1230 | 00 | 2007-11-14 | N. A. | 2019-12-08 | 44902 | B1230 | TMF-1 | IU/1 | Class C | FINISHED GOODS | ADLER™ | STEINMAN PIN | DIA. 5.0MM, 300MM LONG | 16 | No | Yes |  | No | N. A. | No | N. A. | No | Yes | No | Yes | M. L.: MFG/MD/2021/000369 |  | 1 | ADLER PRODUCTS\WIRES AND PINS\STEINMAN PINS | 0.0475 | Initial issue | Y | PINS AND WIRES |  | 1 | No | Yes | Yes | Yes | N. A.
B1231 | B1231.2510 | SCHANZ SCREWS, ADLER, BUTTRESS THREAD DIA. 2.5MM, LENGTH 100MM |  | B1231.0000 | 09 | 2018-06-15 | N. A. | N. A. | N. A. | QPF/B1231 | 02 | 2010-04-22 | N. A. | N. A. | N. A. | PS/B1231 | 03 | 2018-04-11 | N. A. | N. A. | N. A. | B1231 | TMF-1 | IU/1 | Class C | FINISHED GOODS | ADLER™ | SCHANZ SCREWS, BUTTRESS THREAD | DIA. 2.5MM, LENGTH 100MM | 16 | No | Yes |  | No | N. A. | No | N. A. | No | Yes | No | Yes | M. L.: MFG/MD/2021/000369 |  | 1 | ADLER PRODUCTS\WIRES AND PINS\SCHANZ SCREWS | 0.0047 | Initial issue | N | PINS AND WIRES |  | 1 | No | Yes | Yes | Yes | N. A.
B1231 | B1231.2512 | SCHANZ SCREWS, ADLER, BUTTRESS THREAD DIA. 2.5MM, LENGTH 125MM |  | B1231.0000 | 09 | 2018-06-15 | N. A. | N. A. | N. A. | QPF/B1231 | 02 | 2010-04-22 | N. A. | N. A. | N. A. | PS/B1231 | 03 | 2018-04-11 | N. A. | N. A. | N. A. | B1231 | TMF-1 | IU/1 | Class C | FINISHED GOODS | ADLER™ | SCHANZ SCREWS, BUTTRESS THREAD | DIA. 2.5MM, LENGTH 125MM | 16 | No | Yes |  | No | N. A. | No | N. A. | No | Yes | No | Yes | M. L.: MFG/MD/2021/000369 |  | 1 | ADLER PRODUCTS\WIRES AND PINS\SCHANZ SCREWS | 0 | Initial issue | Y | PINS AND WIRES |  | 1 | No | Yes | Yes | Yes | N. A.
B1231 | B1231.2515 | SCHANZ SCREWS, ADLER, BUTTRESS THREAD DIA. 2.5MM, LENGTH 150MM |  | B1231.0000 | 09 | 2018-06-15 | N. A. | N. A. | N. A. | QPF/B1231 | 02 | 2010-04-22 | N. A. | N. A. | N. A. | PS/B1231 | 03 | 2018-04-11 | N. A. | N. A. | N. A. | B1231 | TMF-1 | IU/1 | Class C | FINISHED GOODS | ADLER™ | SCHANZ SCREWS, BUTTRESS THREAD | DIA. 2.5MM, LENGTH 150MM | 16 | No | Yes |  | No | N. A. | No | N. A. | No | Yes | No | Yes | M. L.: MFG/MD/2021/000369 |  | 1 | ADLER PRODUCTS\WIRES AND PINS\SCHANZ SCREWS | 0.0098 | Initial issue | N | PINS AND WIRES |  | 1 | No | Yes | Yes | Yes | N. A.
B1231 | B1231.3006 | SCHANZ SCREWS, ADLER, BUTTRESS THREAD DIA. 3.0MM, THREAD LENGTH 20MM, LENGTH 60MM |  | B1231.0000 | 09 | 2018-06-15 | N. A. | N. A. | N. A. | QPF/B1231 | 02 | 2010-04-22 | N. A. | N. A. | N. A. | PS/B1231 | 03 | 2018-04-11 | N. A. | N. A. | N. A. | B1231 | TMF-1 | IU/1 | Class C | FINISHED GOODS | ADLER™ | SCHANZ SCREWS, BUTTRESS THREAD | DIA. 3.0MM, THREAD LENGTH 20MM, LENGTH 60MM | 16 | No | Yes |  | No | N. A. | No | N. A. | No | Yes | No | Yes | M. L.: MFG/MD/2021/000369 |  | 1 | ADLER PRODUCTS\WIRES AND PINS\SCHANZ SCREWS | 0 | Initial issue | Y | PINS AND WIRES |  | 1 | No | Yes | Yes | Yes | N. A.
B1231 | B1231.3008 | SCHANZ SCREWS, ADLER, BUTTRESS THREAD DIA. 3.0MM, THREAD LENGTH 20MM, LENGTH 80MM |  | B1231.0000 | 09 | 2018-06-15 | N. A. | N. A. | N. A. | QPF/B1231 | 02 | 2010-04-22 | N. A. | N. A. | N. A. | PS/B1231 | 03 | 2018-04-11 | N. A. | N. A. | N. A. | B1231 | TMF-1 | IU/1 | Class C | FINISHED GOODS | ADLER™ | SCHANZ SCREWS, BUTTRESS THREAD | DIA. 3.0MM, THREAD LENGTH 20MM, LENGTH 80MM | 16 | No | Yes |  | No | N. A. | No | N. A. | No | Yes | No | Yes | M. L.: MFG/MD/2021/000369 |  | 1 | ADLER PRODUCTS\WIRES AND PINS\SCHANZ SCREWS | 0 | Initial issue | Y | PINS AND WIRES |  | 1 | No | Yes | Yes | Yes | N. A.
B1231 | B1231.3510 | SCHANZ SCREWS, ADLER, BUTTRESS THREAD DIA. 3.5MM, LENGTH 100MM |  | B1231.0000 | 09 | 2018-06-15 | N. A. | N. A. | N. A. | QPF/B1231 | 02 | 2010-04-22 | N. A. | N. A. | N. A. | PS/B1231 | 03 | 2018-04-11 | N. A. | N. A. | N. A. | B1231 | TMF-1 | IU/1 | Class C | FINISHED GOODS | ADLER™ | SCHANZ SCREWS, BUTTRESS THREAD | DIA. 3.5MM, LENGTH 100MM | 16 | No | Yes |  | No | N. A. | No | N. A. | No | Yes | No | Yes | M. L.: MFG/MD/2021/000369 |  | 1 | ADLER PRODUCTS\WIRES AND PINS\SCHANZ SCREWS | 0.0078 | Initial issue | N | PINS AND WIRES |  | 1 | No | Yes | Yes | Yes | N. A.
B1231 | B1231.3512 | SCHANZ SCREWS, ADLER, BUTTRESS THREAD DIA. 3.5MM, LENGTH 125MM |  | B1231.0000 | 09 | 2018-06-15 | N. A. | N. A. | N. A. | QPF/B1231 | 02 | 2010-04-22 | N. A. | N. A. | N. A. | PS/B1231 | 03 | 2018-04-11 | N. A. | N. A. | N. A. | B1231 | TMF-1 | IU/1 | Class C | FINISHED GOODS | ADLER™ | SCHANZ SCREWS, BUTTRESS THREAD | DIA. 3.5MM, LENGTH 125MM | 16 | No | Yes |  | No | N. A. | No | N. A. | No | Yes | No | Yes | M. L.: MFG/MD/2021/000369 |  | 1 | ADLER PRODUCTS\WIRES AND PINS\SCHANZ SCREWS | 0 | Initial issue | Y | PINS AND WIRES |  | 1 | No | Yes | Yes | Yes | N. A.
B1231 | B1231.3515 | SCHANZ SCREWS, ADLER, BUTTRESS THREAD DIA. 3.5MM, LENGTH 150MM |  | B1231.0000 | 09 | 2018-06-15 | N. A. | N. A. | N. A. | QPF/B1231 | 02 | 2010-04-22 | N. A. | N. A. | N. A. | PS/B1231 | 03 | 2018-04-11 | N. A. | N. A. | N. A. | B1231 | TMF-1 | IU/1 | Class C | FINISHED GOODS | ADLER™ | SCHANZ SCREWS, BUTTRESS THREAD | DIA. 3.5MM, LENGTH 150MM | 16 | No | Yes |  | No | N. A. | No | N. A. | No | Yes | No | Yes | M. L.: MFG/MD/2021/000369 |  | 1 | ADLER PRODUCTS\WIRES AND PINS\SCHANZ SCREWS | 0.0148 | Initial issue | N | PINS AND WIRES |  | 1 | No | Yes | Yes | Yes | N. A.
B1231 | B1231.3517 | SCHANZ SCREWS, ADLER, BUTTRESS THREAD DIA. 3.5MM, LENGTH 175MM |  | B1231.0000 | 09 | 2018-06-15 | N. A. | N. A. | N. A. | QPF/B1231 | 02 | 2010-04-22 | N. A. | N. A. | N. A. | PS/B1231 | 03 | 2018-04-11 | N. A. | N. A. | N. A. | B1231 | TMF-1 | IU/1 | Class C | FINISHED GOODS | ADLER™ | SCHANZ SCREWS, BUTTRESS THREAD | DIA. 3.5MM, LENGTH 175MM | 16 | No | Yes |  | No | N. A. | No | N. A. | No | Yes | No | Yes | M. L.: MFG/MD/2021/000369 |  | 1 | ADLER PRODUCTS\WIRES AND PINS\SCHANZ SCREWS | 0 | Initial issue | Y | PINS AND WIRES |  | 1 | No | Yes | Yes | Yes | N. A.
B1231 | B1231.4010 | SCHANZ SCREWS, ADLER, BUTTRESS THREAD DIA. 4.0MM, THREAD LENGTH 25MM, LENGTH 100MM |  | B1231.0000 | 09 | 2018-06-15 | N. A. | N. A. | N. A. | QPF/B1231 | 02 | 2010-04-22 | N. A. | N. A. | N. A. | PS/B1231 | 03 | 2018-04-11 | N. A. | N. A. | N. A. | B1231 | TMF-1 | IU/1 | Class C | FINISHED GOODS | ADLER™ | SCHANZ SCREWS, BUTTRESS THREAD | DIA. 4.0MM, THREAD LENGTH 25MM, LENGTH 100MM | 16 | No | Yes |  | No | N. A. | No | N. A. | No | Yes | No | Yes | M. L.: MFG/MD/2021/000369 |  | 1 | ADLER PRODUCTS\WIRES AND PINS\SCHANZ SCREWS | 0 | Initial issue | Y | PINS AND WIRES |  | 1 | No | Yes | Yes | Yes | N. A.
B1231 | B1231.4013 | SCHANZ SCREWS, ADLER, BUTTRESS THREAD DIA. 4.0MM, THREAD LENGTH 25MM, LENGTH 130MM |  | B1231.0000 | #N/A | #N/A | N. A. | N. A. | N. A. | QPF/B1231 | #N/A | #N/A | #N/A | #N/A | #N/A | PS/B1231 | #N/A | #N/A | #N/A | #N/A | #N/A | B1231 | TMF-1 | IU/1 | Class C | FINISHED GOODS | ADLER™ | SCHANZ SCREWS, BUTTRESS THREAD | DIA. 4.0MM, THREAD LENGTH 25MM, LENGTH 130MM | 16 | No | Yes |  | No | N. A. | No | N. A. | No | Yes | No | Yes | M. L.: MFG/MD/2021/000369 |  | 1 | ADLER PRODUCTS\WIRES AND PINS\SCHANZ SCREWS | 0 | Initial issue | Y | PINS AND WIRES |  | 1 | No | Yes | Yes | Yes | N. A.
B1231 | B1231.4017 | SCHANZ SCREWS, ADLER, BUTTRESS THREAD DIA. 4.0MM, THREAD LENGTH 25MM, LENGTH 170MM |  | B1231.0000 | #N/A | #N/A | N. A. | N. A. | N. A. | QPF/B1231 | #N/A | #N/A | #N/A | #N/A | #N/A | PS/B1231 | #N/A | #N/A | #N/A | #N/A | #N/A | B1231 | TMF-1 | IU/1 | Class C | FINISHED GOODS | ADLER™ | SCHANZ SCREWS, BUTTRESS THREAD | DIA. 4.0MM, THREAD LENGTH 25MM, LENGTH 170MM | 16 | No | Yes |  | No | N. A. | No | N. A. | No | Yes | No | Yes | M. L.: MFG/MD/2021/000369 |  | 1 | ADLER PRODUCTS\WIRES AND PINS\SCHANZ SCREWS | 0 | Initial issue | Y | PINS AND WIRES |  | 1 | No | Yes | Yes | Yes | N. A.
B1231 | B1231.4517 | SCHANZ SCREWS, ADLER, BUTTRESS THREAD DIA. 4.5MM, THREAD LENGTH 50MM, LENGTH 170MM |  | B1231.0000 | #N/A | #N/A | N. A. | N. A. | N. A. | QPF/B1231 | #N/A | #N/A | #N/A | #N/A | #N/A | PS/B1231 | #N/A | #N/A | #N/A | #N/A | #N/A | B1231 | TMF-1 | IU/1 | Class C | FINISHED GOODS | ADLER™ | SCHANZ SCREWS, BUTTRESS THREAD | DIA. 4.5MM, THREAD LENGTH 50MM, LENGTH 170MM | 16 | No | Yes |  | No | N. A. | No | N. A. | No | Yes | No | Yes | M. L.: MFG/MD/2021/000369 |  | 1 | ADLER PRODUCTS\WIRES AND PINS\SCHANZ SCREWS | 0 | Initial issue | Y | PINS AND WIRES |  | 1 | No | Yes | Yes | Yes | N. A.
B1231 | B1231.4520 | SCHANZ SCREWS, ADLER, BUTTRESS THREAD DIA. 4.5MM, THREAD LENGTH 50MM, LENGTH 200MM |  | B1231.0000 | 09 | 2018-06-15 | N. A. | N. A. | N. A. | QPF/B1231 | 02 | 2010-04-22 | N. A. | N. A. | N. A. | PS/B1231 | 03 | 2018-04-11 | N. A. | N. A. | N. A. | B1231 | TMF-1 | IU/1 | Class C | FINISHED GOODS | ADLER™ | SCHANZ SCREWS, BUTTRESS THREAD | DIA. 4.5MM, THREAD LENGTH 50MM, LENGTH 200MM | 16 | No | Yes |  | No | N. A. | No | N. A. | No | Yes | No | Yes | M. L.: MFG/MD/2021/000369 |  | 1 | ADLER PRODUCTS\WIRES AND PINS\SCHANZ SCREWS | 0 | Initial issue | N | PINS AND WIRES |  | 1 | No | Yes | Yes | Yes | N. A.
B1231 | B1231.5010 | SCHANZ SCREWS, ADLER, BUTTRESS THREAD DIA. 5.0MM, CORE DIA. 3.8MM, THREAD LENGTH 50MM, LENGTH 100MM |  | B1231.0000 | 09 | 2018-06-15 | N. A. | N. A. | N. A. | QPF/B1231 | 02 | 2010-04-22 | N. A. | N. A. | N. A. | PS/B1231 | 03 | 2018-04-11 | N. A. | N. A. | N. A. | B1231 | TMF-1 | IU/1 | Class C | FINISHED GOODS | ADLER™ | SCHANZ SCREWS, BUTTRESS THREAD | DIA. 5.0MM, CORE DIA. 3.8MM, THREAD LENGTH 50MM, LENGTH 100MM | 16 | No | Yes |  | No | N. A. | No | N. A. | No | Yes | No | Yes | M. L.: MFG/MD/2021/000369 |  | 1 | ADLER PRODUCTS\WIRES AND PINS\SCHANZ SCREWS | 0.0133 | Initial issue | N | PINS AND WIRES |  | 1 | No | Yes | Yes | Yes | N. A.
B1231 | B1231.5012 | SCHANZ SCREWS, ADLER, BUTTRESS THREAD DIA. 5.0MM, CORE DIA. 3.8MM, THREAD LENGTH 50MM, LENGTH 125MM |  | B1231.0000 | 09 | 2018-06-15 | N. A. | N. A. | N. A. | QPF/B1231 | 02 | 2010-04-22 | N. A. | N. A. | N. A. | PS/B1231 | 03 | 2018-04-11 | N. A. | N. A. | N. A. | B1231 | TMF-1 | IU/1 | Class C | FINISHED GOODS | ADLER™ | SCHANZ SCREWS, BUTTRESS THREAD | DIA. 5.0MM, CORE DIA. 3.8MM, THREAD LENGTH 50MM, LENGTH 125MM | 16 | No | Yes |  | No | N. A. | No | N. A. | No | Yes | No | Yes | M. L.: MFG/MD/2021/000369 |  | 1 | ADLER PRODUCTS\WIRES AND PINS\SCHANZ SCREWS | 0.0171 | Initial issue | N | PINS AND WIRES |  | 1 | No | Yes | Yes | Yes | N. A.
B1231 | B1231.5015 | SCHANZ SCREWS, ADLER, BUTTRESS THREAD DIA. 5.0MM, CORE DIA. 3.8MM, THREAD LENGTH 50MM, LENGTH 150MM |  | B1231.0000 | 09 | 2018-06-15 | N. A. | N. A. | N. A. | QPF/B1231 | 02 | 2010-04-22 | N. A. | N. A. | N. A. | PS/B1231 | 03 | 2018-04-11 | N. A. | N. A. | N. A. | B1231 | TMF-1 | IU/1 | Class C | FINISHED GOODS | ADLER™ | SCHANZ SCREWS, BUTTRESS THREAD | DIA. 5.0MM, CORE DIA. 3.8MM, THREAD LENGTH 50MM, LENGTH 150MM | 16 | No | Yes |  | No | N. A. | No | N. A. | No | Yes | No | Yes | M. L.: MFG/MD/2021/000369 |  | 1 | ADLER PRODUCTS\WIRES AND PINS\SCHANZ SCREWS | 0.022 | Initial issue | N | PINS AND WIRES |  | 1 | No | Yes | Yes | Yes | N. A.
B1231 | B1231.5017 | SCHANZ SCREWS, ADLER, BUTTRESS THREAD DIA. 5.0MM, CORE DIA. 3.8MM, THREAD LENGTH 50MM, LENGTH 175MM |  | B1231.0000 | 09 | 2018-06-15 | N. A. | N. A. | N. A. | QPF/B1231 | 02 | 2010-04-22 | N. A. | N. A. | N. A. | PS/B1231 | 03 | 2018-04-11 | N. A. | N. A. | N. A. | B1231 | TMF-1 | IU/1 | Class C | FINISHED GOODS | ADLER™ | SCHANZ SCREWS, BUTTRESS THREAD | DIA. 5.0MM, CORE DIA. 3.8MM, THREAD LENGTH 50MM, LENGTH 175MM | 16 | No | Yes |  | No | N. A. | No | N. A. | No | Yes | No | Yes | M. L.: MFG/MD/2021/000369 |  | 1 | ADLER PRODUCTS\WIRES AND PINS\SCHANZ SCREWS | 0.0257 | Initial issue | N | PINS AND WIRES |  | 1 | No | Yes | Yes | Yes | N. A.
B1231 | B1231.5020 | SCHANZ SCREWS, ADLER, BUTTRESS THREAD DIA. 5.0MM, CORE DIA. 3.8MM, THREAD LENGTH 50MM, LENGTH 200MM |  | B1231.0000 | 09 | 2018-06-15 | N. A. | N. A. | N. A. | QPF/B1231 | 02 | 2010-04-22 | N. A. | N. A. | N. A. | PS/B1231 | 03 | 2018-04-11 | N. A. | N. A. | N. A. | B1231 | TMF-1 | IU/1 | Class C | FINISHED GOODS | ADLER™ | SCHANZ SCREWS, BUTTRESS THREAD | DIA. 5.0MM, CORE 3.8MM, THREAD LEN 50MM, LEN 200MM | 16 | No | Yes |  | No | N. A. | No | N. A. | No | Yes | No | Yes | M. L.: MFG/MD/2021/000369 |  | 1 | ADLER PRODUCTS\WIRES AND PINS\SCHANZ SCREWS | 0.0294 | Initial issue | N | PINS AND WIRES |  | 1 | No | Yes | Yes | Yes | N. A.
B1231 | B1231.5025 | SCHANZ SCREWS, ADLER, BUTTRESS THREAD DIA. 5.0MM, CORE DIA. 3.8MM, THREAD LENGTH 50MM, LENGTH 250MM |  | B1231.0000 | 09 | 2018-06-15 | N. A. | N. A. | N. A. | QPF/B1231 | 02 | 2010-04-22 | N. A. | N. A. | N. A. | PS/B1231 | 03 | 2018-04-11 | N. A. | N. A. | N. A. | B1231 | TMF-1 | IU/1 | Class C | FINISHED GOODS | ADLER™ | SCHANZ SCREWS, BUTTRESS THREAD | DIA. 5.0MM, CORE DIA. 3.8MM, THREAD LENGTH 50MM, LENGTH 250MM | 16 | No | Yes |  | No | N. A. | No | N. A. | No | Yes | No | Yes | M. L.: MFG/MD/2021/000369 |  | 1 | ADLER PRODUCTS\WIRES AND PINS\SCHANZ SCREWS | 0.0376 | Initial issue | N | PINS AND WIRES |  | 1 | No | Yes | Yes | Yes | N. A.
B1231 | B1231.5030 | SCHANZ SCREWS, ADLER, BUTTRESS THREAD DIA. 5.0MM, CORE DIA. 3.8MM, THREAD LENGTH 50MM, LENGTH 300MM |  | B1231.0000 | 09 | 2018-06-15 | N. A. | N. A. | N. A. | QPF/B1231 | 02 | 2010-04-22 | N. A. | N. A. | N. A. | PS/B1231 | 03 | 2018-04-11 | N. A. | N. A. | N. A. | B1231 | TMF-1 | IU/1 | Class C | FINISHED GOODS | ADLER™ | SCHANZ SCREWS, BUTTRESS THREAD | DIA. 5.0MM, CORE DIA. 3.8MM, THREAD LENGTH 50MM, LENGTH 300MM | 16 | No | Yes |  | No | N. A. | No | N. A. | No | Yes | No | Yes | M. L.: MFG/MD/2021/000369 |  | 1 | ADLER PRODUCTS\WIRES AND PINS\SCHANZ SCREWS | 0 | Initial issue | Y | PINS AND WIRES |  | 1 | No | Yes | Yes | Yes | N. A.
B1231 | B1231.6020 | SCHANZ SCREWS, ADLER, BUTTRESS THREAD DIA. 6.0MM, THREAD LENGTH 50MM, LENGTH 200MM |  | B1231.0000 | #N/A | #N/A | N. A. | N. A. | N. A. | QPF/B1231 | #N/A | #N/A | #N/A | #N/A | #N/A | PS/B1231 | #N/A | #N/A | #N/A | #N/A | #N/A | B1231 | TMF-1 | IU/1 | Class C | FINISHED GOODS | ADLER™ | SCHANZ SCREWS, BUTTRESS THREAD | DIA. 6.0MM, THREAD LENGTH 50MM, LENGTH 200MM | 16 | No | Yes |  | No | N. A. | No | N. A. | No | Yes | No | Yes | M. L.: MFG/MD/2021/000369 |  | 1 | ADLER PRODUCTS\WIRES AND PINS\SCHANZ SCREWS | 0 | Initial issue | Y | PINS AND WIRES |  | 1 | No | Yes | Yes | Yes | N. A.
B1231 | B1232.4510 | SCHANZ SCREWS, ADLER, BUTTRESS THREAD 18MM, DIA. 4.5MM, LENGTH 100MM |  | B1231.0000 | 09 | 2018-06-15 | N. A. | N. A. | N. A. | QPF/B1231 | 02 | 2010-04-22 | N. A. | N. A. | N. A. | PS/B1231 | 03 | 2018-04-11 | N. A. | N. A. | N. A. | B1231 | TMF-1 | IU/1 | Class C | FINISHED GOODS | ADLER™ | SCHANZ SCREWS, BUTTRESS THREAD 18MM | DIA. 4.5MM, LENGTH 100MM | 16 | No | Yes |  | No | N. A. | No | N. A. | No | Yes | No | Yes | M. L.: MFG/MD/2021/000369 |  | 1 | ADLER PRODUCTS\WIRES AND PINS\SCHANZ SCREWS | 0.0127 | Initial issue | N | PINS AND WIRES |  | 1 | No | Yes | Yes | Yes | N. A.
B1231 | B1232.4512 | SCHANZ SCREWS, ADLER, BUTTRESS THREAD 18MM, DIA. 4.5MM, LENGTH 125MM |  | B1231.0000 | 09 | 2018-06-15 | N. A. | N. A. | N. A. | QPF/B1231 | 02 | 2010-04-22 | N. A. | N. A. | N. A. | PS/B1231 | 03 | 2018-04-11 | N. A. | N. A. | N. A. | B1231 | TMF-1 | IU/1 | Class C | FINISHED GOODS | ADLER™ | SCHANZ SCREWS, BUTTRESS THREAD 18MM | DIA. 4.5MM, LENGTH 125MM | 16 | No | Yes |  | No | N. A. | No | N. A. | No | Yes | No | Yes | M. L.: MFG/MD/2021/000369 |  | 1 | ADLER PRODUCTS\WIRES AND PINS\SCHANZ SCREWS | 0.0156 | Initial issue | N | PINS AND WIRES |  | 1 | No | Yes | Yes | Yes | N. A.
B1231 | B1232.4515 | SCHANZ SCREWS, ADLER, BUTTRESS THREAD 18MM, DIA. 4.5MM, LENGTH 150MM |  | B1231.0000 | 09 | 2018-06-15 | N. A. | N. A. | N. A. | QPF/B1231 | 02 | 2010-04-22 | N. A. | N. A. | N. A. | PS/B1231 | 03 | 2018-04-11 | N. A. | N. A. | N. A. | B1231 | TMF-1 | IU/1 | Class C | FINISHED GOODS | ADLER™ | SCHANZ SCREWS, BUTTRESS THREAD 18MM | DIA. 4.5MM, LENGTH 150MM | 16 | No | Yes |  | No | N. A. | No | N. A. | No | Yes | No | Yes | M. L.: MFG/MD/2021/000369 |  | 1 | ADLER PRODUCTS\WIRES AND PINS\SCHANZ SCREWS | 0.0202 | Initial issue | N | PINS AND WIRES |  | 1 | No | Yes | Yes | Yes | N. A.
B1231 | B1232.4517 | SCHANZ SCREWS, ADLER, BUTTRESS THREAD 18MM, DIA. 4.5MM, LENGTH 175MM |  | B1231.0000 | 09 | 2018-06-15 | N. A. | N. A. | N. A. | QPF/B1231 | 02 | 2010-04-22 | N. A. | N. A. | N. A. | PS/B1231 | 03 | 2018-04-11 | N. A. | N. A. | N. A. | B1231 | TMF-1 | IU/1 | Class C | FINISHED GOODS | ADLER™ | SCHANZ SCREWS, BUTTRESS THREAD 18MM | DIA. 4.5MM, LENGTH 175MM | 16 | No | Yes |  | No | N. A. | No | N. A. | No | Yes | No | Yes | M. L.: MFG/MD/2021/000369 |  | 1 | ADLER PRODUCTS\WIRES AND PINS\SCHANZ SCREWS | 0.0221 | Initial issue | N | PINS AND WIRES |  | 1 | No | Yes | Yes | Yes | N. A.
B1231 | B1232.4520 | SCHANZ SCREWS, ADLER, BUTTRESS THREAD 18MM, DIA. 4.5MM, LENGTH 200MM |  | B1231.0000 | 09 | 2018-06-15 | N. A. | N. A. | N. A. | QPF/B1231 | 02 | 2010-04-22 | N. A. | N. A. | N. A. | PS/B1231 | 03 | 2018-04-11 | N. A. | N. A. | N. A. | B1231 | TMF-1 | IU/1 | Class C | FINISHED GOODS | ADLER™ | SCHANZ SCREWS, BUTTRESS THREAD 18MM | DIA. 4.5MM, LENGTH 200MM | 16 | No | Yes |  | No | N. A. | No | N. A. | No | Yes | No | Yes | M. L.: MFG/MD/2021/000369 |  | 1 | ADLER PRODUCTS\WIRES AND PINS\SCHANZ SCREWS | 0.0253 | Initial issue | N | PINS AND WIRES |  | 1 | No | Yes | Yes | Yes | N. A.
B1231 | B1232.4525 | SCHANZ SCREWS, ADLER, BUTTRESS THREAD 18MM, DIA. 4.5MM, LENGTH 250MM |  | B1231.0000 | 09 | 2018-06-15 | N. A. | N. A. | N. A. | QPF/B1231 | 02 | 2010-04-22 | N. A. | N. A. | N. A. | PS/B1231 | 03 | 2018-04-11 | N. A. | N. A. | N. A. | B1231 | TMF-1 | IU/1 | Class C | FINISHED GOODS | ADLER™ | SCHANZ SCREWS, BUTTRESS THREAD 18MM | DIA. 4.5MM, LENGTH 250MM | 16 | No | Yes |  | No | N. A. | No | N. A. | No | Yes | No | Yes | M. L.: MFG/MD/2021/000369 |  | 1 | ADLER PRODUCTS\WIRES AND PINS\SCHANZ SCREWS | 0.0319 | Initial issue | Y | PINS AND WIRES |  | 1 | No | Yes | Yes | Yes | N. A.
B1234 | B1234.4017 | SCHANZ SCREW, Ø 4.0 MM, LENGTH 170 MM, THREAD LENGTH 25 MM, TROCAR POINT, TRIANGULAR SHAFT |  | B1234.0000 | #N/A | #N/A | N. A. | N. A. | N. A. | QPF/B1234 | #N/A | #N/A | #N/A | #N/A | #N/A | PS/B1234 | #N/A | #N/A | #N/A | #N/A | #N/A | B1234 | TMF-1 | IU/1 | Class C | FINISHED GOODS | ADLER™ | SCHANZ SCREW, Ø 4.0 MM | LENGTH 170 MM, THREAD LENGTH 25 MM, TROCAR POINT, TRIANGULAR SHAFT | 16 | No | Yes |  | No | N. A. | No | N. A. | No | Yes | No | Yes | M. L.: MFG/MD/2021/000369 |  | 1 | ADLER PRODUCTS\WIRES AND PINS\SCHANZ SCREWS | 0 | Initial issue | Y | PINS AND WIRES |  | 1 | No | Yes | Yes | Yes | N. A.
B1234 | B1234.4018 | SCHANZ SCREW, Ø 4,0 MM, LENGTH 180 MM, THREAD LENGTH 25 MM, TROCAR POINT, TRIANGULAR SHAFT |  | B1234.0000 | 00 | 2008-11-08 | N. A. | N. A. | N. A. | QPF/B1234 | 00 | 2008-08-23 | N. A. | N. A. | N. A. | PS/B1234 | 00 | 2008-08-07 | N. A. | N. A. | N. A. | B1234 | TMF-1 | IU/1 | Class C | FINISHED GOODS | ADLER™ | SCHANZ SCREW, Ø 4,0 MM | LENGTH 180 MM, THREAD LENGTH 25 MM, TROCAR POINT, TRIANGULAR SHAFT | 16 | No | Yes |  | No | N. A. | No | N. A. | No | Yes | No | Yes | M. L.: MFG/MD/2021/000369 |  | 1 | ADLER PRODUCTS\WIRES AND PINS\SCHANZ SCREWS | 0 | Initial issue | N | PINS AND WIRES |  | 1 | No | Yes | Yes | Yes | N. A.
B1234 | B1234.4020 | SCHANZ SCREW, Ø 4,0 MM, LENGTH 200 MM, THREAD LENGTH 25 MM, TROCAR POINT, TRIANGULAR SHAFT |  | B1234.0000 | 00 | 2008-11-08 | N. A. | N. A. | N. A. | QPF/B1234 | 00 | 2008-08-23 | N. A. | N. A. | N. A. | PS/B1234 | 00 | 2008-08-07 | N. A. | N. A. | N. A. | B1234 | TMF-1 | IU/1 | Class C | FINISHED GOODS | ADLER™ | SCHANZ SCREW, Ø 4,0 MM | LENGTH 200 MM, THREAD LENGTH 25 MM, TROCAR POINT, TRIANGULAR SHAFT | 16 | No | Yes |  | No | N. A. | No | N. A. | No | Yes | No | Yes | M. L.: MFG/MD/2021/000369 |  | 1 | ADLER PRODUCTS\WIRES AND PINS\SCHANZ SCREWS | 0 | Initial issue | N | PINS AND WIRES |  | 1 | No | Yes | Yes | Yes | N. A.
B1234 | B1234.4518 | SCHANZ SCREW, Ø 4,5 MM, LENGTH 180 MM, THREAD LENGTH 50 MM, TROCAR POINT, TRIANGULAR SHAFT |  | B1234.0000 | 00 | 2008-11-08 | N. A. | N. A. | N. A. | QPF/B1234 | 00 | 2008-08-23 | N. A. | N. A. | N. A. | PS/B1234 | 00 | 2008-08-07 | N. A. | N. A. | N. A. | B1234 | TMF-1 | IU/1 | Class C | FINISHED GOODS | ADLER™ | SCHANZ SCREW, Ø 4,5 MM | LENGTH 180 MM, THREAD LENGTH 50 MM, TROCAR POINT, TRIANGULAR SHAFT | 16 | No | Yes |  | No | N. A. | No | N. A. | No | Yes | No | Yes | M. L.: MFG/MD/2021/000369 |  | 1 | ADLER PRODUCTS\WIRES AND PINS\SCHANZ SCREWS | 0 | Initial issue | N | PINS AND WIRES |  | 1 | No | Yes | Yes | Yes | N. A.
B1234 | B1234.4520 | SCHANZ SCREW, Ø 4,5 MM, LENGTH 200 MM, THREAD LENGTH 50 MM, TROCAR POINT, TRIANGULAR SHAFT |  | B1234.0000 | 00 | 2008-11-08 | N. A. | N. A. | N. A. | QPF/B1234 | 00 | 2008-08-23 | N. A. | N. A. | N. A. | PS/B1234 | 00 | 2008-08-07 | N. A. | N. A. | N. A. | B1234 | TMF-1 | IU/1 | Class C | FINISHED GOODS | ADLER™ | SCHANZ SCREW, Ø 4,5 MM | LENGTH 200 MM, THREAD LENGTH 50 MM, TROCAR POINT, TRIANGULAR SHAFT | 16 | No | Yes |  | No | N. A. | No | N. A. | No | Yes | No | Yes | M. L.: MFG/MD/2021/000369 |  | 1 | ADLER PRODUCTS\WIRES AND PINS\SCHANZ SCREWS | 0 | Initial issue | N | PINS AND WIRES |  | 1 | No | Yes | Yes | Yes | N. A.
B1234 | B1234.5018 | SCHANZ SCREW, Ø 5,0 MM, LENGTH 180 MM, THREAD LENGTH 50 MM, TROCAR POINT, TRIANGULAR SHAFT |  | B1234.0000 | 00 | 2008-11-08 | N. A. | N. A. | N. A. | QPF/B1234 | 00 | 2008-08-23 | N. A. | N. A. | N. A. | PS/B1234 | 00 | 2008-08-07 | N. A. | N. A. | N. A. | B1234 | TMF-1 | IU/1 | Class C | FINISHED GOODS | ADLER™ | SCHANZ SCREW, Ø 5,0 MM | LENGTH 180 MM, THREAD LENGTH 50 MM, TROCAR POINT, TRIANGULAR SHAFT | 16 | No | Yes |  | No | N. A. | No | N. A. | No | Yes | No | Yes | M. L.: MFG/MD/2021/000369 |  | 1 | ADLER PRODUCTS\WIRES AND PINS\SCHANZ SCREWS | 0 | Initial issue | N | PINS AND WIRES |  | 1 | No | Yes | Yes | Yes | N. A.
B1234 | B1234.5020 | SCHANZ SCREW, Ø 5,0 MM, LENGTH 200 MM, THREAD LENGTH 50 MM, TROCAR POINT, TRIANGULAR SHAFT |  | B1234.0000 | 00 | 2008-11-08 | N. A. | N. A. | N. A. | QPF/B1234 | 00 | 2008-08-23 | N. A. | N. A. | N. A. | PS/B1234 | 00 | 2008-08-07 | N. A. | N. A. | N. A. | B1234 | TMF-1 | IU/1 | Class C | FINISHED GOODS | ADLER™ | SCHANZ SCREW, Ø 5,0 MM | LENGTH 200 MM, THREAD LENGTH 50 MM, TROCAR POINT, TRIANGULAR SHAFT | 16 | No | Yes |  | No | N. A. | No | N. A. | No | Yes | No | Yes | M. L.: MFG/MD/2021/000369 |  | 1 | ADLER PRODUCTS\WIRES AND PINS\SCHANZ SCREWS | 0 | Initial issue | N | PINS AND WIRES |  | 1 | No | Yes | Yes | Yes | N. A.
B1313 | B1313.6504 | ANGLED BLADE PLATE, ADLER, 130DEG., 4 AUTO COMP. HOLES, 60MM, BLADE 65MM |  | B1313.0000 | 00 | 2008-11-08 | N. A. | N. A. | N. A. | QPF/B1313 | 00 | 2008-08-23 | N. A. | N. A. | N. A. | PS/B1313 | 00 | 2008-08-07 | N. A. | N. A. | N. A. | B1313 | TMF-1 | IU/1 | Class C | FINISHED GOODS | ADLER™ | ANGLED BLADE PLATE, 130DEG. | 4 AUTO COMP. HOLES, 60MM, BLADE 65MM | 16 | No | Yes |  | No | N. A. | No | N. A. | No | Yes | No | Yes | M. L.: MFG/MD/2021/000369 |  | 1 | ADLER PRODUCTS\ANGLED BLADE PLATES, ADLER | 0 | Initial issue | N | BONE PLATES |  | 1 | No | Yes | Yes | Yes | N. A.
C0101 | C0101.00 | KUNTSCHER'S DIAMOND POINTED AWL, S`RUT |  | C0101.00 | N. A. | N. A. | N. A. | N. A. | N. A. | QPR/C0101, QPF/C0101 | N. A. | N. A. | N. A. | N. A. | N. A. | PS/PUR005 | 00 | 2022-09-16 | N. A. | N. A. | N. A. | 294 | TF-IN | IU/5 | Class B | FINISHED GOODS | SUSHRUT™ | KUNTSCHER`S DIAMOND POINTED AWL, | CURVED TIP | 17 | No | Yes |  | No | N. A. | No | N. A. | No | Yes | No | No | M. L.: MFG/MD/2023/000312 |  | 1 | SUSHRUT PRODUCTS\CONVENTIONAL INSTRUMENTS | 0.2343 | VL number changed to ML number | N | Intramedullary Locking Nail Instrument Sets |  | No | No | Yes | No | Yes | N. A.
C0101.01 | C0101.01 | KUNTSCHER'S DIAMOND POINTED AWL, CURVED TIP, ATLAS |  | C0101.01 | N. A. | N. A. | N. A. | N. A. | N. A. | QPR/C0101.01 QPF/C0101.01 | N. A. | N. A. | N. A. | N. A. | N. A. | PS/PUR005 | 00 | 2022-09-16 | N. A. | N. A. | N. A. | 508 | TF-IN | IU/5 | Class B | FINISHED GOODS | ATLAS™ | KUNTSCHER`S DIAMOND POINTED AWL | CURVED TIP | 17 | No | Yes |  | No | N. A. | No | N. A. | No | Yes | No | No | M. L.: MFG/MD/2023/000312 |  | 1 | SUSHRUT PRODUCTS\ATLAS NAILING SYSTEM\ATLAS INSTRUMENTS | 0 | Initial issue | N | Intramedullary Locking Nail Instrument Sets |  | No | No | Yes | No | Yes | N. A.
C0101.02 | C0101.02 | DIAMOND POINTED AWL, STRAIGHT TIP, CANNULATED, FOR HUMERAL NAIL INSTRUMENTATION, ATLAS |  | C0101.02 | 02 | 2014-10-28 | N. A. | N. A. | N. A. | QPF/C0101.02 | 00 | 2021-02-10 | N. A. | N. A. | N. A. | PS/PUR004 | 00 | 2017-01-13 | N. A. | N. A. | N. A. | C0101.02 | TF-IN | IU/5 | Class B | FINISHED GOODS | ATLAS™ | DIAMOND POINTED AWL | CANNULATED, FOR HUMERAL NAIL | 17 | No | Yes |  | No | N. A. | No | N. A. | No | Yes | No | No | M. L.: MFG/MD/2023/000312 |  | 1 | SUSHRUT PRODUCTS\ATLAS NAILING SYSTEM\ATLAS INSTRUMENTS | 0 | Initial issue | Y | Intramedullary Locking Nail Instrument Sets |  | No | No | Yes | No | Yes | N. A.
C0101.04 | C0101.04 | SMALL CURVED AWL, FOR ATLAS TIFLEX SYSTEM |  | C0101.04 | 02 | 2014-10-28 | N. A. | N. A. | N. A. | QPF/C0101.04 | 02 | 2017-04-02 | N. A. | N. A. | N. A. | PS/PUR006 | 00 | 2022-09-16 | N. A. | N. A. | N. A. | C0101.04 | TF-IN | IU/5 | Class B | FINISHED GOODS | ATLAS™ | SMALL CURVED AWL | FOR TIFLEX SYSTEM | 17 | No | Yes |  | No | N. A. | No | N. A. | No | Yes | No | No | M. L.: MFG/MD/2023/000312 |  | 1 | SUSHRUT PRODUCTS\ATLAS NAILING SYSTEM\TIFLEX INSTRUMENTS | 0 | Initial issue | N | Intramedullary Locking Nail Instrument Sets |  | No | No | Yes | No | Yes | N. A.
C0102.18 | C0102.18 | BONE AWL WITH EYE STRAIGHT 1/8", S`RUT |  | C0102.18 | N. A. | N. A. | N. A. | N. A. | N. A. | QPF/C0102 | N. A. | N. A. | N. A. | N. A. | N. A. | PS/C0102.18 | N. A. | N. A. | N. A. | N. A. | N. A. | C0102.18 | TF-IN | IU/5 | Class B | FINISHED GOODS | SUSHRUT™ | BONE AWL WITH EYE | STRAIGHT 1/8", S`RUT | 17 | No | Yes |  | No | N. A. | No | N. A. | No | Yes | No | No | M. L.: MFG/MD/2023/000312 |  | 1 | SUSHRUT PRODUCTS\CONVENTIONAL INSTRUMENTS | 0.0675 | Initial issue | Y | Intramedullary Locking Nail Instrument Sets |  | No | No | Yes | No | Yes | N. A.
C0102.332 | C0102.332 | BONE AWL WITH EYE STRAIGHT 3/32", S`RUT |  | C0102.332 | N. A. | N. A. | N. A. | N. A. | N. A. | QPF/C0102 | N. A. | N. A. | N. A. | N. A. | N. A. | PS/C0102.332 | N. A. | N. A. | N. A. | N. A. | N. A. | C0102.332 | TF-IN | IU/5 | Class B | FINISHED GOODS | SUSHRUT™ | BONE AWL WITH EYE | STRAIGHT 3/32", S`RUT | 17 | No | Yes |  | No | N. A. | No | N. A. | No | Yes | No | No | M. L.: MFG/MD/2023/000312 |  | 1 | SUSHRUT PRODUCTS\CONVENTIONAL INSTRUMENTS | 0.0665 | Initial issue | N | Intramedullary Locking Nail Instrument Sets |  | No | No | Yes | No | Yes | N. A.
C0102.532 | C0102.532 | BONE AWL WITH EYE STRAIGHT 5/32", S`RUT |  | C0102.532 | N. A. | N. A. | N. A. | N. A. | N. A. | QPF/C0102 | N. A. | N. A. | N. A. | N. A. | N. A. | PS/C0102.532 | N. A. | N. A. | N. A. | N. A. | N. A. | C0102.532 | TF-IN | IU/5 | Class B | FINISHED GOODS | SUSHRUT™ | BONE AWL WITH EYE | STRAIGHT 5/32", S`RUT | 17 | No | Yes |  | No | N. A. | No | N. A. | No | Yes | No | No | M. L.: MFG/MD/2023/000312 |  | 1 | SUSHRUT PRODUCTS\CONVENTIONAL INSTRUMENTS | 0.0656 | Initial issue | Y | Intramedullary Locking Nail Instrument Sets |  | No | No | Yes | No | Yes | N. A.
C0102.564 | C0102.564 | BONE AWL WITH EYE STRAIGHT 5/64", S`RUT |  | C0102.564 | 02 | 2014-10-28 | N. A. | N. A. | N. A. | QPF/C0102 | 02 | 2017-04-02 | N. A. | N. A. | N. A. | PS/PUR004 | 00 | 2017-01-13 | N. A. | N. A. | N. A. | C0102.564 | TF-IN | IU/5 | Class B | FINISHED GOODS | SUSHRUT™ | BONE AWL WITH EYE | STRAIGHT 5/64", S`RUT | 17 | No | Yes |  | No | N. A. | No | N. A. | No | Yes | No | No | M. L.: MFG/MD/2023/000312 |  | 1 | SUSHRUT PRODUCTS\CONVENTIONAL INSTRUMENTS | 1.02 | Initial issue | Y | Intramedullary Locking Nail Instrument Sets |  | No | No | Yes | No | Yes | N. A.
C0102.764 | C0102.764 | BONE AWL WITH EYE STRAIGHT 7/64", S`RUT |  | C0102.764 | 02 | 2014-10-28 | N. A. | N. A. | N. A. | QPF/C0102 | 02 | 2017-04-02 | N. A. | N. A. | N. A. | PS/PUR004 | 00 | 2017-01-13 | N. A. | N. A. | N. A. | C0102.764 | TF-IN | IU/5 | Class B | FINISHED GOODS | SUSHRUT™ | BONE AWL WITH EYE | STRAIGHT 7/64", S`RUT | 17 | No | Yes |  | No | N. A. | No | N. A. | No | Yes | No | No | M. L.: MFG/MD/2023/000312 |  | 1 | SUSHRUT PRODUCTS\CONVENTIONAL INSTRUMENTS | 0.06 | Initial issue | Y | Intramedullary Locking Nail Instrument Sets |  | No | No | Yes | No | Yes | N. A.
C0102.964 | C0102.964 | BONE AWL WITH EYE STRAIGHT 9/64", S`RUT |  | C0102.964 | 02 | 2014-10-28 | N. A. | N. A. | N. A. | QPF/C0102 | 02 | 2017-04-02 | N. A. | N. A. | N. A. | PS/PUR004 | 00 | 2017-01-13 | N. A. | N. A. | N. A. | C0102.964 | TF-IN | IU/5 | Class B | FINISHED GOODS | SUSHRUT™ | BONE AWL WITH EYE | STRAIGHT 9/64", S`RUT | 17 | No | Yes |  | No | N. A. | No | N. A. | No | Yes | No | No | M. L.: MFG/MD/2023/000312 |  | 1 | SUSHRUT PRODUCTS\CONVENTIONAL INSTRUMENTS | 0.05 | Initial issue | Y | Intramedullary Locking Nail Instrument Sets |  | No | No | Yes | No | Yes | N. A.
C0201.07 | C0201.07 | PLASTER BENDER SMALL 7", S`RUT |  | C0201.07 | N. A. | N. A. | N. A. | N. A. | N. A. | QPF/C0201.07 | N. A. | N. A. | N. A. | N. A. | N. A. | PS/C0201.07 | N. A. | N. A. | N. A. | N. A. | N. A. | C0201.07 | TF-IN | IU/5 | Class A | FINISHED GOODS | SUSHRUT™ | PLASTER BENDER | SMALL 7" | 17 | No | Yes |  | No | N. A. | No | N. A. | No | Yes | No | No | M. L.: MFG/MD/2022/63252 |  | 1 | SUSHRUT PRODUCTS\CONVENTIONAL INSTRUMENTS | 0.16 | VL number changed to ML number | Y | Plaster Instruments/Saw |  | No | No | Yes | No | Yes | N. A.
C0201.105 | C0201.105 | PLASTER BENDER BIG 10 1/2", S`RUT |  | C0201.105 | N. A. | N. A. | N. A. | N. A. | N. A. | QPF/C0201.105 | N. A. | N. A. | N. A. | N. A. | N. A. | PS/C0201.105 | N. A. | N. A. | N. A. | N. A. | N. A. | C0201.105 | TF-IN | IU/5 | Class A | FINISHED GOODS | SUSHRUT™ | PLASTER BENDER | BIG 10 1/2", S`RUT | 17 | No | Yes |  | No | N. A. | No | N. A. | No | Yes | No | No | M. L.: MFG/MD/2022/63252 |  | 1 | SUSHRUT PRODUCTS\CONVENTIONAL INSTRUMENTS | 0.27 | VL number changed to ML number | N | Plaster Instruments/Saw |  | No | No | Yes | No | Yes | N. A.
C0202 | C0202.00 | PLATE BENDER PAIR , S`RUT |  | C0202.00 | N. A. | N. A. | N. A. | N. A. | N. A. | QPR/C0202.00 QPF/C0202.00 | 02 | 2017-04-02 | N. A. | N. A. | N. A. | PS/PUR005 | 00 | 2022-09-16 | N. A. | N. A. | N. A. | C0202.00 | TF-IN | IU/5 | Class A | FINISHED GOODS | SUSHRUT™ | PLATE BENDER PAIR |  | 17 | No | Yes |  | No | N. A. | No | N. A. | No | Yes | No | No | M. L.: MFG/MD/2022/63252 |  | 1 | SUSHRUT PRODUCTS\CONVENTIONAL INSTRUMENTS | 0.39 | VL number changed to ML number | N | Bender |  | No | No | Yes | No | Yes | N. A.
C0205.00 | C0205.00 | ROLLER TYPE PLATE BENDER , S`RUT |  | C0205.00 | 02 | 2014-10-28 | N. A. | N. A. | N. A. | QPR/C0205.00 QPF/C0205.00 | N. A. | N. A. | N. A. | N. A. | N. A. | PS/PUR006 | 00 | 2022-09-16 | N. A. | N. A. | N. A. | C0205.00 | TF-IN | IU/5 | Class A | FINISHED GOODS | SUSHRUT™ | ROLLER TYPE PLATE BENDER |  | 17 | No | Yes |  | No | N. A. | No | N. A. | No | Yes | No | No | M. L.: MFG/MD/2022/63252 |  | 1 | SUSHRUT PRODUCTS\CONVENTIONAL INSTRUMENTS | 0 | VL number changed to ML number | N | Bender |  | No | No | Yes | No | Yes | N. A.
C0212 | C0212.1358 | RASP CUM TRIAL, LEGEND CEMENTLESS HIP STEM, 135°, COLLARLESS, SIZE 8 |  | C0212.1358 | 03 | 2018-03-03 | N. A. | N. A. | N. A. | QPF/C0212 | 00 | 2017-10-20 | N. A. | N. A. | N. A. | PS/C0212 | 04 | 2019-10-22 | 2022-10-22 | 2019-12-01 | 44896 | C0212 | TF-IN | IU/5 | Class A | FINISHED GOODS | SUSHRUT™ | RASP CUM TRIAL | COLLARLESS, SIZE 8 | 17 | No | Yes |  | No | N. A. | No | N. A. | No | Yes | No | No | M. L.: MFG/MD/2022/63252 |  | 1 | ADLER PRODUCTS\LEGEND PRODUCTS\INSTRUMENTS | 0 | VL number changed to ML number | N | Instrument system for bipolar hip system |  | No | No | Yes | No | Yes | N. A.
C0212 | C0212.1359 | RASP CUM TRIAL, LEGEND CEMENTLESS HIP STEM, 135°, COLLARLESS, SIZE 9 |  | C0212.1359 | 03 | 2018-03-03 | N. A. | N. A. | N. A. | QPF/C0212 | 00 | 2017-10-20 | N. A. | N. A. | N. A. | PS/C0212 | 04 | 2019-10-22 | 2022-10-22 | 2019-12-01 | 44896 | C0212 | TF-IN | IU/5 | Class A | FINISHED GOODS | SUSHRUT™ | RASP CUM TRIAL | COLLARLESS, SIZE 9 | 17 | No | Yes |  | No | N. A. | No | N. A. | No | Yes | No | No | M. L.: MFG/MD/2022/63252 |  | 1 | ADLER PRODUCTS\LEGEND PRODUCTS\INSTRUMENTS | 0 | VL number changed to ML number | N | Instrument system for bipolar hip system |  | No | No | Yes | No | Yes | N. A.
C0212 | C0212.1360 | RASP CUM TRIAL, LEGEND CEMENTLESS HIP STEM, 135°, COLLARLESS, SIZE 10 |  | C0212.1360 | 03 | 2018-03-03 | N. A. | N. A. | N. A. | QPF/C0212 | 00 | 2017-10-20 | N. A. | N. A. | N. A. | PS/C0212 | 04 | 2019-10-22 | 2022-10-22 | 2019-12-01 | 44896 | C0212 | TF-IN | IU/5 | Class A | FINISHED GOODS | SUSHRUT™ | RASP CUM TRIAL | COLLARLESS, SIZE 10 | 17 | No | Yes |  | No | N. A. | No | N. A. | No | Yes | No | No | M. L.: MFG/MD/2022/63252 |  | 1 | ADLER PRODUCTS\LEGEND PRODUCTS\INSTRUMENTS | 0 | VL number changed to ML number | N | Instrument system for bipolar hip system |  | No | No | Yes | No | Yes | N. A.
C0212 | C0212.1361 | RASP CUM TRIAL, LEGEND CEMENTLESS HIP STEM, 135°, COLLARLESS, SIZE 11 |  | C0212.1361 | 03 | 2018-03-03 | N. A. | N. A. | N. A. | QPF/C0212 | 00 | 2017-10-20 | N. A. | N. A. | N. A. | PS/C0212 | 04 | 2019-10-22 | 2022-10-22 | 2019-12-01 | 44896 | C0212 | TF-IN | IU/5 | Class A | FINISHED GOODS | SUSHRUT™ | RASP CUM TRIAL | COLLARLESS, SIZE 11 | 17 | No | Yes |  | No | N. A. | No | N. A. | No | Yes | No | No | M. L.: MFG/MD/2022/63252 |  | 1 | ADLER PRODUCTS\LEGEND PRODUCTS\INSTRUMENTS | 0 | VL number changed to ML number | N | Instrument system for bipolar hip system |  | No | No | Yes | No | Yes | N. A.
C0212 | C0212.1362 | RASP CUM TRIAL, LEGEND CEMENTLESS HIP STEM, 135°, COLLARLESS, SIZE 12 |  | C0212.1362 | 03 | 2018-03-03 | N. A. | N. A. | N. A. | QPF/C0212 | 00 | 2017-10-20 | N. A. | N. A. | N. A. | PS/C0212 | 04 | 2019-10-22 | 2022-10-22 | 2019-12-01 | 44896 | C0212 | TF-IN | IU/5 | Class A | FINISHED GOODS | SUSHRUT™ | RASP CUM TRIAL | COLLARLESS, SIZE 12 | 17 | No | Yes |  | No | N. A. | No | N. A. | No | Yes | No | No | M. L.: MFG/MD/2022/63252 |  | 1 | ADLER PRODUCTS\LEGEND PRODUCTS\INSTRUMENTS | 0 | VL number changed to ML number | N | Instrument system for bipolar hip system |  | No | No | Yes | No | Yes | N. A.
C0212 | C0212.1363 | RASP CUM TRIAL, LEGEND CEMENTLESS HIP STEM, 135°, COLLARLESS, SIZE 13 |  | C0212.1363 | 03 | 2018-03-03 | N. A. | N. A. | N. A. | QPF/C0212 | 00 | 2017-10-20 | N. A. | N. A. | N. A. | PS/C0212 | 04 | 2019-10-22 | 2022-10-22 | 2019-12-01 | 44896 | C0212 | TF-IN | IU/5 | Class A | FINISHED GOODS | SUSHRUT™ | RASP CUM TRIAL | COLLARLESS, SIZE 13 | 17 | No | Yes |  | No | N. A. | No | N. A. | No | Yes | No | No | M. L.: MFG/MD/2022/63252 |  | 1 | ADLER PRODUCTS\LEGEND PRODUCTS\INSTRUMENTS | 0 | VL number changed to ML number | N | Instrument system for bipolar hip system |  | No | No | Yes | No | Yes | N. A.
C0212 | C0212.1364 | RASP CUM TRIAL, LEGEND CEMENTLESS HIP STEM, 135°, COLLARLESS, SIZE 14 |  | C0212.1364 | 03 | 2018-03-03 | N. A. | N. A. | N. A. | QPF/C0212 | 00 | 2017-10-20 | N. A. | N. A. | N. A. | PS/C0212 | 04 | 2019-10-22 | 2022-10-22 | 2019-12-01 | 44896 | C0212 | TF-IN | IU/5 | Class A | FINISHED GOODS | SUSHRUT™ | RASP CUM TRIAL | COLLARLESS, SIZE 14 | 17 | No | Yes |  | No | N. A. | No | N. A. | No | Yes | No | No | M. L.: MFG/MD/2022/63252 |  | 1 | ADLER PRODUCTS\LEGEND PRODUCTS\INSTRUMENTS | 0 | VL number changed to ML number | N | Instrument system for bipolar hip system |  | No | No | Yes | No | Yes | N. A.
C0213 | C0213.1358 | Legend Broach, Size 8 |  | C0213.1358 | 00 | 2010-09-20 | N. A. | N. A. | N. A. | QPR/C0213 | N. A. | N. A. | N. A. | N. A. | N. A. | PS/C0213 | N. A. | N. A. | N. A. | N. A. | N. A. | C0213 | TF-IN | IU/5 | Class A | FINISHED GOODS | LEGEND™ | BROACH | SIZE 8 | 17 | No | Yes |  | No | N. A. | No | N. A. | No | Yes | No | No | M. L.: MFG/MD/2022/63252 |  | 1 | ADLER PRODUCTS\LEGEND PRODUCTS\INSTRUMENTS | 0 | VL number changed to ML number | N | Instrument system for bipolar hip system |  | No | No | Yes | No | Yes | N. A.
C0213 | C0213.1359 | Legend Broach, Size 9 |  | C0213.1359 | 00 | 2019-10-01 | N. A. | N. A. | N. A. | QPR/C0213 | N. A. | N. A. | N. A. | N. A. | N. A. | PS/C0213 | N. A. | N. A. | N. A. | N. A. | N. A. | C0213 | TF-IN | IU/5 | Class A | FINISHED GOODS | LEGEND™ | BROACH | SIZE 9 | 17 | No | Yes |  | No | N. A. | No | N. A. | No | Yes | No | No | M. L.: MFG/MD/2022/63252 |  | 1 | ADLER PRODUCTS\LEGEND PRODUCTS\INSTRUMENTS | 0 | VL number changed to ML number | N | Instrument system for bipolar hip system |  | No | No | Yes | No | Yes | N. A.
C0213 | C0213.1360 | Legend Broach, Size 10 |  | C0213.1360 | 00 | 2019-10-02 | N. A. | N. A. | N. A. | QPR/C0213 | N. A. | N. A. | N. A. | N. A. | N. A. | PS/C0213 | N. A. | N. A. | N. A. | N. A. | N. A. | C0213 | TF-IN | IU/5 | Class A | FINISHED GOODS | LEGEND™ | BROACH | SIZE 10 | 17 | No | Yes |  | No | N. A. | No | N. A. | No | Yes | No | No | M. L.: MFG/MD/2022/63252 |  | 1 | ADLER PRODUCTS\LEGEND PRODUCTS\INSTRUMENTS | 0 | VL number changed to ML number | N | Instrument system for bipolar hip system |  | No | No | Yes | No | Yes | N. A.
C0213 | C0213.1361 | Legend Broach, Size 11 |  | C0213.1361 | 00 | 2019-10-02 | N. A. | N. A. | N. A. | QPR/C0213 | N. A. | N. A. | N. A. | N. A. | N. A. | PS/C0213 | N. A. | N. A. | N. A. | N. A. | N. A. | C0213 | TF-IN | IU/5 | Class A | FINISHED GOODS | LEGEND™ | BROACH | SIZE 11 | 17 | No | Yes |  | No | N. A. | No | N. A. | No | Yes | No | No | M. L.: MFG/MD/2022/63252 |  | 1 | ADLER PRODUCTS\LEGEND PRODUCTS\INSTRUMENTS | 0 | VL number changed to ML number | N | Instrument system for bipolar hip system |  | No | No | Yes | No | Yes | N. A.
C0213 | C0213.1362 | Legend Broach, Size 12 |  | C0213.1362 | 00 | 2019-10-02 | N. A. | N. A. | N. A. | QPR/C0213 | N. A. | N. A. | N. A. | N. A. | N. A. | PS/C0213 | N. A. | N. A. | N. A. | N. A. | N. A. | C0213 | TF-IN | IU/5 | Class A | FINISHED GOODS | LEGEND™ | BROACH | SIZE 12 | 17 | No | Yes |  | No | N. A. | No | N. A. | No | Yes | No | No | M. L.: MFG/MD/2022/63252 |  | 1 | ADLER PRODUCTS\LEGEND PRODUCTS\INSTRUMENTS | 0 | VL number changed to ML number | N | Instrument system for bipolar hip system |  | No | No | Yes | No | Yes | N. A.
C0213 | C0213.1363 | Legend Broach, Size 13 |  | C0213.1363 | 00 | 2019-10-02 | N. A. | N. A. | N. A. | QPR/C0213 | N. A. | N. A. | N. A. | N. A. | N. A. | PS/C0213 | N. A. | N. A. | N. A. | N. A. | N. A. | C0213 | TF-IN | IU/5 | Class A | FINISHED GOODS | LEGEND™ | BROACH | SIZE 13 | 17 | No | Yes |  | No | N. A. | No | N. A. | No | Yes | No | No | M. L.: MFG/MD/2022/63252 |  | 1 | ADLER PRODUCTS\LEGEND PRODUCTS\INSTRUMENTS | 0 | VL number changed to ML number | N | Instrument system for bipolar hip system |  | No | No | Yes | No | Yes | N. A.
C0213 | C0213.1364 | Legend Broach, Size 14 |  | C0213.1364 | 00 | 2019-10-02 | N. A. | N. A. | N. A. | QPR/C0213 | N. A. | N. A. | N. A. | N. A. | N. A. | PS/C0213 | N. A. | N. A. | N. A. | N. A. | N. A. | C0213 | TF-IN | IU/5 | Class A | FINISHED GOODS | LEGEND™ | BROACH | SIZE 14 | 17 | No | Yes |  | No | N. A. | No | N. A. | No | Yes | No | No | M. L.: MFG/MD/2022/63252 |  | 1 | ADLER PRODUCTS\LEGEND PRODUCTS\INSTRUMENTS | 0 | VL number changed to ML number | N | Instrument system for bipolar hip system |  | No | No | Yes | No | Yes | N. A.
C0402 | C0402.00 | CHISEL HANDLE, LENGTH 185MM, ADLER |  | C0402.00 | N. A. | N. A. | N. A. | N. A. | N. A. | QPF/C0402.00 | N. A. | N. A. | N. A. | N. A. | N. A. | PS/C0402.00 | N. A. | N. A. | N. A. | N. A. | N. A. | C0402.00 | TF-IN | IU/5 | Class A | FINISHED GOODS | ADLER™ | CHISEL HANDLE | LENGTH 185MM | 17 | No | Yes |  | No | N. A. | No | N. A. | No | Yes | No | No | M. L.: MFG/MD/2022/63252 |  | 1 | ADLER PRODUCTS\ADLER GERMAN INSTRUMENTS\GENERAL INSTRUMENTS | 0 | VL number changed to ML number | Y | Bone Chisel |  | No | No | Yes | No | Yes | N. A.
C0402 | C0402.05 | STILLE TYPE CHISEL STRAIGHT 7", 5MM, S`RUT |  | C0402.05 | 02 | 2014-10-28 | N. A. | N. A. | N. A. | QPR/C0402 QPF/C0402 | 02 | 2017-04-02 | N. A. | N. A. | N. A. | PS/PUR005 | 00 | 2022-09-16 | N. A. | N. A. | N. A. | C0402.05 | TF-IN | IU/5 | Class A | FINISHED GOODS | SUSHRUT™ | STILLE TYPE CHISEL | STRAIGHT 7", 5MM, S`RUT | 17 | No | Yes |  | No | N. A. | No | N. A. | No | Yes | No | No | M. L.: MFG/MD/2022/63252 |  | 1 | SUSHRUT PRODUCTS\CONVENTIONAL INSTRUMENTS | 0.14 | VL number changed to ML number | N | Bone Chisel |  | No | No | Yes | No | Yes | N. A.
C0402 | C0402.10 | STILLE TYPE CHISEL STRAIGHT 7" 10MM, S`RUT |  | C0402.10 | 02 | 2014-10-28 | N. A. | N. A. | N. A. | QPR/C0402 QPF/C0402 | 02 | 2017-04-02 | N. A. | N. A. | N. A. | PS/PUR005 | 00 | 2022-09-16 | N. A. | N. A. | N. A. | C0402.10 | TF-IN | IU/5 | Class A | FINISHED GOODS | SUSHRUT™ | STILLE TYPE CHISEL | STRAIGHT 7" 10MM, S`RUT | 17 | No | Yes |  | No | N. A. | No | N. A. | No | Yes | No | No | M. L.: MFG/MD/2022/63252 |  | 1 | SUSHRUT PRODUCTS\CONVENTIONAL INSTRUMENTS | 0.13 | VL number changed to ML number | N | Bone Chisel |  | No | No | Yes | No | Yes | N. A.
C0402.101 | C0402.101 | CHISEL BLADE, 10MM WIDE, LENGTH 81MM, THICKNESS 0.9MM, ADLER |  | C0402.101 | 02 | 2014-10-28 | N. A. | N. A. | N. A. | QPF/C0402.101 | 02 | 2017-04-02 | N. A. | N. A. | N. A. | PS/PUR004 | 00 | 2017-01-13 | N. A. | N. A. | N. A. | C0402.101 | TF-IN | IU/5 | Class A | FINISHED GOODS | ADLER™ | CHISEL BLADE | 10MM WIDE, LENGTH 81MM, THICKNESS 0.9MM, ADLER | 17 | No | Yes |  | No | N. A. | No | N. A. | No | Yes | No | No | M. L.: MFG/MD/2022/63252 |  | 1 | ADLER PRODUCTS\ADLER GERMAN INSTRUMENTS\GENERAL INSTRUMENTS | 0 | VL number changed to ML number | Y | Bone Chisel |  | No | No | Yes | No | Yes | N. A.
C0402 | C0402.15 | STILLE TYPE CHISEL STRAIGHT 7" 15MM, S`RUT |  | C0402.15 | 02 | 2014-10-28 | N. A. | N. A. | N. A. | QPR/C0402 QPF/C0402 | 02 | 2017-04-02 | N. A. | N. A. | N. A. | PS/PUR005 | 00 | 2022-09-16 | N. A. | N. A. | N. A. | C0402.15 | TF-IN | IU/5 | Class A | FINISHED GOODS | SUSHRUT™ | STILLE TYPE CHISEL | STRAIGHT 7" 15MM, S`RUT | 17 | No | Yes |  | No | N. A. | No | N. A. | No | Yes | No | No | M. L.: MFG/MD/2022/63252 |  | 1 | SUSHRUT PRODUCTS\CONVENTIONAL INSTRUMENTS | 0.14 | VL number changed to ML number | N | Bone Chisel |  | No | No | Yes | No | Yes | N. A.
C0402.161 | C0402.161 | CHISEL BLADE, 16MM WIDE, LENGTH 81MM, THICKNESS 0.9MM, ADLER |  | C0402.161 | 02 | 2014-10-28 | N. A. | N. A. | N. A. | QPF/C0402.161 | 02 | 2017-04-02 | N. A. | N. A. | N. A. | PS/PUR004 | 00 | 2017-01-13 | N. A. | N. A. | N. A. | C0402.161 | TF-IN | IU/5 | Class A | FINISHED GOODS | ADLER™ | CHISEL BLADE | 16MM WIDE, LENGTH 81MM, THICKNESS 0.9MM, ADLER | 17 | No | Yes |  | No | N. A. | No | N. A. | No | Yes | No | No | M. L.: MFG/MD/2022/63252 |  | 1 | ADLER PRODUCTS\ADLER GERMAN INSTRUMENTS\GENERAL INSTRUMENTS | 0 | VL number changed to ML number | Y | Bone Chisel |  | No | No | Yes | No | Yes | N. A.
C0402 | C0402.20 | STILLE TYPE CHISEL STRAIGHT 7" 20MM, S`RUT |  | C0402.20 | 02 | 2014-10-28 | N. A. | N. A. | N. A. | QPR/C0402 QPF/C0402 | 02 | 2017-04-02 | N. A. | N. A. | N. A. | PS/PUR005 | 00 | 2022-09-16 | N. A. | N. A. | N. A. | C0402.20 | TF-IN | IU/5 | Class A | FINISHED GOODS | SUSHRUT™ | STILLE TYPE CHISEL | STRAIGHT 7" 20MM, S`RUT | 17 | No | Yes |  | No | N. A. | No | N. A. | No | Yes | No | No | M. L.: MFG/MD/2022/63252 |  | 1 | SUSHRUT PRODUCTS\CONVENTIONAL INSTRUMENTS | 0.19 | VL number changed to ML number | N | Bone Chisel |  | No | No | Yes | No | Yes | N. A.
C0402 | C0402.25 | STILLE TYPE CHISEL STRAIGHT 7" 25MM, S`RUT |  | C0402.25 | 02 | 2014-10-28 | N. A. | N. A. | N. A. | QPR/C0402 QPF/C0402 | 02 | 2017-04-02 | N. A. | N. A. | N. A. | PS/PUR005 | 00 | 2022-09-16 | N. A. | N. A. | N. A. | C0402.25 | TF-IN | IU/5 | Class A | FINISHED GOODS | SUSHRUT™ | STILLE TYPE CHISEL | STRAIGHT 7" 25MM, S`RUT | 17 | No | Yes |  | No | N. A. | No | N. A. | No | Yes | No | No | M. L.: MFG/MD/2022/63252 |  | 1 | SUSHRUT PRODUCTS\CONVENTIONAL INSTRUMENTS | 0.16 | VL number changed to ML number | N | Bone Chisel |  | No | No | Yes | No | Yes | N. A.
C0402.251 | C0402.251 | CHISEL BLADE, 25MM WIDE, LENGTH 81MM, THICKNESS 0.9MM, ADLER |  | C0402.251 | 02 | 2014-10-28 | N. A. | N. A. | N. A. | QPF/C0402.251 | 02 | 2017-04-02 | N. A. | N. A. | N. A. | PS/PUR004 | 00 | 2017-01-13 | N. A. | N. A. | N. A. | C0402.251 | TF-IN | IU/5 | Class A | FINISHED GOODS | ADLER™ | CHISEL BLADE | 25MM WIDE, LENGTH 81MM, THICKNESS 0.9MM, ADLER | 17 | No | Yes |  | No | N. A. | No | N. A. | No | Yes | No | No | M. L.: MFG/MD/2022/63252 |  | 1 | ADLER PRODUCTS\ADLER GERMAN INSTRUMENTS\GENERAL INSTRUMENTS | 0 | VL number changed to ML number | Y | Bone Chisel |  | No | No | Yes | No | Yes | N. A.
C0402 | C0402.30 | STILLE TYPE CHISEL 7", STRAIGHT, 30MM, S`RUT |  | C0402.30 | 02 | 2014-10-28 | N. A. | N. A. | N. A. | QPR/C0402 QPF/C0402 | 02 | 2017-04-02 | N. A. | N. A. | N. A. | PS/PUR005 | 00 | 2022-09-16 | N. A. | N. A. | N. A. | C0402.30 | TF-IN | IU/5 | Class A | FINISHED GOODS | SUSHRUT™ | STILLE TYPE CHISEL | 7",STRAIGHT,30MM | 17 | No | Yes |  | No | N. A. | No | N. A. | No | Yes | No | No | M. L.: MFG/MD/2022/63252 |  | 1 | SUSHRUT PRODUCTS\CONVENTIONAL INSTRUMENTS | 0.2 | VL number changed to ML number | N | Bone Chisel |  | No | No | Yes | No | Yes | N. A.
C0403 | C0403.05 | STILLE TYPE CHISEL 7", CURVED, 5MM, S`RUT |  | C0403.05 | 02 | 2014-10-28 | N. A. | N. A. | N. A. | QPR/C0403 QPF/C0403 | 02 | 2017-04-02 | N. A. | N. A. | N. A. | PS/PUR005 | 00 | 2022-09-16 | N. A. | N. A. | N. A. | C0403.05 | TF-IN | IU/5 | Class A | FINISHED GOODS | SUSHRUT™ | STILLE TYPE CHISEL | 7",CURVED,5MM,S`RUT | 17 | No | Yes |  | No | N. A. | No | N. A. | No | Yes | No | No | M. L.: MFG/MD/2022/63252 |  | 1 | SUSHRUT PRODUCTS\CONVENTIONAL INSTRUMENTS | 0.13 | VL number changed to ML number | N | Bone Chisel |  | No | No | Yes | No | Yes | N. A.
C0403 | C0403.10 | STILLE TYPE CHISEL 7", CURVED, 10MM, S`RUT |  | C0403.10 | 02 | 2014-10-28 | N. A. | N. A. | N. A. | QPR/C0403 QPF/C0403 | 02 | 2017-04-02 | N. A. | N. A. | N. A. | PS/PUR005 | 00 | 2022-09-16 | N. A. | N. A. | N. A. | C0403.10 | TF-IN | IU/5 | Class A | FINISHED GOODS | SUSHRUT™ | STILLE TYPE CHISEL | 7",CURVED,10MM,S`RUT | 17 | No | Yes |  | No | N. A. | No | N. A. | No | Yes | No | No | M. L.: MFG/MD/2022/63252 |  | 1 | SUSHRUT PRODUCTS\CONVENTIONAL INSTRUMENTS | 0.14 | VL number changed to ML number | N | Bone Chisel |  | No | No | Yes | No | Yes | N. A.
C0403 | C0403.15 | STILLE TYPE CHISEL 7", CURVED, 15MM, S`RUT |  | C0403.15 | 02 | 2014-10-28 | N. A. | N. A. | N. A. | QPR/C0403 QPF/C0403 | 02 | 2017-04-02 | N. A. | N. A. | N. A. | PS/PUR005 | 00 | 2022-09-16 | N. A. | N. A. | N. A. | C0403.15 | TF-IN | IU/5 | Class A | FINISHED GOODS | SUSHRUT™ | STILLE TYPE CHISEL | 7",CURVED,15MM,S`RUT | 17 | No | Yes |  | No | N. A. | No | N. A. | No | Yes | No | No | M. L.: MFG/MD/2022/63252 |  | 1 | SUSHRUT PRODUCTS\CONVENTIONAL INSTRUMENTS | 0.2 | VL number changed to ML number | N | Bone Chisel |  | No | No | Yes | No | Yes | N. A.
C0403 | C0403.20 | STILLE TYPE CHISEL 7", CURVED, 20MM, S`RUT |  | C0403.20 | 02 | 2014-10-28 | N. A. | N. A. | N. A. | QPR/C0403 QPF/C0403 | 02 | 2017-04-02 | N. A. | N. A. | N. A. | PS/PUR005 | 00 | 2022-09-16 | N. A. | N. A. | N. A. | C0403.20 | TF-IN | IU/5 | Class A | FINISHED GOODS | SUSHRUT™ | STILLE TYPE CHISEL | 7",CURVED,20MM,S`RUT | 17 | No | Yes |  | No | N. A. | No | N. A. | No | Yes | No | No | M. L.: MFG/MD/2022/63252 |  | 1 | SUSHRUT PRODUCTS\CONVENTIONAL INSTRUMENTS | 0 | VL number changed to ML number | N | Bone Chisel |  | No | No | Yes | No | Yes | N. A.
C0403 | C0403.25 | STILLE TYPE CHISEL 7", CURVED, 25MM, S`RUT |  | C0403.25 | 02 | 2014-10-28 | N. A. | N. A. | N. A. | QPR/C0403 QPF/C0403 | 02 | 2017-04-02 | N. A. | N. A. | N. A. | PS/PUR005 | 00 | 2022-09-16 | N. A. | N. A. | N. A. | C0403.25 | TF-IN | IU/5 | Class A | FINISHED GOODS | SUSHRUT™ | STILLE TYPE CHISEL 7" | CURVED, 25MM | 17 | No | Yes |  | No | N. A. | No | N. A. | No | Yes | No | No | M. L.: MFG/MD/2022/63252 |  | 1 | SUSHRUT PRODUCTS\CONVENTIONAL INSTRUMENTS | 0.19 | VL number changed to ML number | N | Bone Chisel |  | No | No | Yes | No | Yes | N. A.
C0403 | C0403.30 | STILLE TYPE CHISEL 7", CURVED, 30MM, S`RUT |  | C0403.30 | 02 | 2014-10-28 | N. A. | N. A. | N. A. | QPR/C0403 QPF/C0403 | 02 | 2017-04-02 | N. A. | N. A. | N. A. | PS/PUR005 | 00 | 2022-09-16 | N. A. | N. A. | N. A. | C0403.30 | TF-IN | IU/5 | Class A | FINISHED GOODS | SUSHRUT™ | STILLE TYPE CHISEL 7" | CURVED, 30MM | 17 | No | Yes |  | No | N. A. | No | N. A. | No | Yes | No | No | M. L.: MFG/MD/2022/63252 |  | 1 | SUSHRUT PRODUCTS\CONVENTIONAL INSTRUMENTS | 0.18 | VL number changed to ML number | N | Bone Chisel |  | No | No | Yes | No | Yes | N. A.
C0405 | C0405.05 | CHISEL WITH FIBRE HANDLE, STRAIGHT, 5MM, S`RUT |  | C0405.05 | 02 | 2014-10-28 | N. A. | N. A. | N. A. | QPR/C0405 QPF/C0405 | 02 | 2017-04-02 | N. A. | N. A. | N. A. | PS/PUR005 | 00 | 2022-09-16 | N. A. | N. A. | N. A. | C0405.05 | TF-IN | IU/5 | Class A | FINISHED GOODS | SUSHRUT™ | CHISEL WITH FIBRE HANDLE | STRAIGHT, 5MM | 17 | No | Yes |  | No | N. A. | No | N. A. | No | Yes | No | No | M. L.: MFG/MD/2022/63252 |  | 1 | SUSHRUT PRODUCTS\CONVENTIONAL INSTRUMENTS | 0 | VL number changed to ML number | N | Bone Chisel |  | No | No | Yes | No | Yes | N. A.
C0405 | C0405.0501 | CHISEL WITH FIBRE HANDLE, CURVED, 5MM, S`RUT |  | C0405.0501 | 02 | 2014-10-28 | N. A. | N. A. | N. A. | QPR/C0405 QPF/C0405 | 02 | 2017-04-02 | N. A. | N. A. | N. A. | PS/PUR005 | 00 | 2022-09-16 | N. A. | N. A. | N. A. | C0405.0501 | TF-IN | IU/5 | Class A | FINISHED GOODS | SUSHRUT™ | CHISEL WITH FIBRE HANDLE | CURVED, 5MM | 17 | No | Yes |  | No | N. A. | No | N. A. | No | Yes | No | No | M. L.: MFG/MD/2022/63252 |  | 1 | SUSHRUT PRODUCTS\CONVENTIONAL INSTRUMENTS | 0 | VL number changed to ML number | N | Bone Chisel |  | No | No | Yes | No | Yes | N. A.
C0405 | C0405.10 | CHISEL WITH FIBRE HANDLE, STRAIGHT, 10MM, S`RUT |  | C0405.10 | 02 | 2014-10-28 | N. A. | N. A. | N. A. | QPR/C0405 QPF/C0405 | 02 | 2017-04-02 | N. A. | N. A. | N. A. | PS/PUR005 | 00 | 2022-09-16 | N. A. | N. A. | N. A. | C0405.10 | TF-IN | IU/5 | Class A | FINISHED GOODS | SUSHRUT™ | CHISEL WITH FIBRE HANDLE | STRAIGHT, 10MM | 17 | No | Yes |  | No | N. A. | No | N. A. | No | Yes | No | No | M. L.: MFG/MD/2022/63252 |  | 1 | SUSHRUT PRODUCTS\CONVENTIONAL INSTRUMENTS | 0 | VL number changed to ML number | N | Bone Chisel |  | No | No | Yes | No | Yes | N. A.
C0405 | C0405.1001 | CHISEL WITH FIBRE HANDLE, CURVED, 10MM, S`RUT |  | C0405.1001 | 02 | 2014-10-28 | N. A. | N. A. | N. A. | QPR/C0405 QPF/C0405 | 02 | 2017-04-02 | N. A. | N. A. | N. A. | PS/PUR005 | 00 | 2022-09-16 | N. A. | N. A. | N. A. | C0405.1001 | TF-IN | IU/5 | Class A | FINISHED GOODS | SUSHRUT™ | CHISEL WITH FIBRE HANDLE | CURVED, 10MM, S`RUT | 17 | No | Yes |  | No | N. A. | No | N. A. | No | Yes | No | No | M. L.: MFG/MD/2022/63252 |  | 1 | SUSHRUT PRODUCTS\CONVENTIONAL INSTRUMENTS | 0 | VL number changed to ML number | N | Bone Chisel |  | No | No | Yes | No | Yes | N. A.
C0405 | C0405.15 | CHISEL WITH FIBRE HANDLE, STRAIGHT, 15MM, S`RUT |  | C0405.15 | 02 | 2014-10-28 | N. A. | N. A. | N. A. | QPR/C0405 QPF/C0405 | 02 | 2017-04-02 | N. A. | N. A. | N. A. | PS/PUR005 | 00 | 2022-09-16 | N. A. | N. A. | N. A. | C0405.15 | TF-IN | IU/5 | Class A | FINISHED GOODS | SUSHRUT™ | CHISEL WITH FIBRE HANDLE | STRAIGHT, 15MM, S`RUT | 17 | No | Yes |  | No | N. A. | No | N. A. | No | Yes | No | No | M. L.: MFG/MD/2022/63252 |  | 1 | SUSHRUT PRODUCTS\CONVENTIONAL INSTRUMENTS | 0.12 | VL number changed to ML number | N | Bone Chisel |  | No | No | Yes | No | Yes | N. A.
C0405 | C0405.1501 | CHISEL WITH FIBRE HANDLE, CURVED, 15MM, S`RUT |  | C0405.1501 | 02 | 2014-10-28 | N. A. | N. A. | N. A. | QPR/C0405 QPF/C0405 | 02 | 2017-04-02 | N. A. | N. A. | N. A. | PS/PUR005 | 00 | 2022-09-16 | N. A. | N. A. | N. A. | C0405.1501 | TF-IN | IU/5 | Class A | FINISHED GOODS | SUSHRUT™ | CHISEL WITH FIBRE HANDLE | CURVED, 15MM, S`RUT | 17 | No | Yes |  | No | N. A. | No | N. A. | No | Yes | No | No | M. L.: MFG/MD/2022/63252 |  | 1 | SUSHRUT PRODUCTS\CONVENTIONAL INSTRUMENTS | 0 | VL number changed to ML number | N | Bone Chisel |  | No | No | Yes | No | Yes | N. A.
C0405 | C0405.20 | CHISEL WITH FIBRE HANDLE, STRAIGHT, 20MM, S`RUT |  | C0405.20 | #N/A | #N/A | N. A. | N. A. | N. A. | QPR/C0405 QPF/C0405 | #N/A | #N/A | #N/A | #N/A | #N/A | PS/PUR005 | 00 | 2022-09-16 | #N/A | #N/A | #N/A | C0405.20 | TF-IN | IU/5 | Class A | FINISHED GOODS | SUSHRUT™ | CHISEL WITH FIBRE HANDLE | STRAIGHT, 20MM, S`RUT | 17 | No | Yes |  | No | N. A. | No | N. A. | No | Yes | No | No | M. L.: MFG/MD/2022/63252 |  | 1 | SUSHRUT PRODUCTS\CONVENTIONAL INSTRUMENTS | 0.11 | VL number changed to ML number | Y | Bone Chisel |  | No | No | Yes | No | Yes | N. A.
C0405 | C0405.2001 | CHISEL WITH FIBRE HANDLE, CURVED, 20MM, S`RUT |  | C0405.2001 | #N/A | #N/A | N. A. | N. A. | N. A. | QPR/C0405 QPF/C0405 | #N/A | #N/A | #N/A | #N/A | #N/A | PS/PUR005 | 00 | 2022-09-16 | #N/A | #N/A | #N/A | C0405.2001 | TF-IN | IU/5 | Class A | FINISHED GOODS | SUSHRUT™ | CHISEL WITH FIBRE HANDLE | CURVED, 20MM, S`RUT | 17 | No | Yes |  | No | N. A. | No | N. A. | No | Yes | No | No | M. L.: MFG/MD/2022/63252 |  | 1 | SUSHRUT PRODUCTS\CONVENTIONAL INSTRUMENTS | 0 | VL number changed to ML number | Y | Bone Chisel |  | No | No | Yes | No | Yes | N. A.
C0405 | C0405.25 | CHISEL WITH FIBRE HANDLE, STRAIGHT, 25MM, S`RUT |  | C0405.25 | 02 | 2014-10-28 | N. A. | N. A. | N. A. | QPR/C0405 QPF/C0405 | 02 | 2017-04-02 | N. A. | N. A. | N. A. | PS/PUR005 | 00 | 2022-09-16 | N. A. | N. A. | N. A. | C0405.25 | TF-IN | IU/5 | Class A | FINISHED GOODS | SUSHRUT™ | CHISEL WITH FIBRE HANDLE | STRAIGHT, 25MM, S`RUT | 17 | No | Yes |  | No | N. A. | No | N. A. | No | Yes | No | No | M. L.: MFG/MD/2022/63252 |  | 1 | SUSHRUT PRODUCTS\CONVENTIONAL INSTRUMENTS | 0.15 | VL number changed to ML number | N | Bone Chisel |  | No | No | Yes | No | Yes | N. A.
C0405 | C0405.2501 | CHISEL WITH FIBRE HANDLE, CURVED, 25MM, S`RUT |  | C0405.2501 | #N/A | #N/A | N. A. | N. A. | N. A. | QPR/C0405 QPF/C0405 | #N/A | #N/A | #N/A | #N/A | #N/A | PS/PUR005 | 00 | 2022-09-16 | #N/A | #N/A | #N/A | C0405.2501 | TF-IN | IU/5 | Class A | FINISHED GOODS | SUSHRUT™ | CHISEL WITH FIBRE HANDLE | CURVED, 25MM, S`RUT | 17 | No | Yes |  | No | N. A. | No | N. A. | No | Yes | No | No | M. L.: MFG/MD/2022/63252 |  | 1 | SUSHRUT PRODUCTS\CONVENTIONAL INSTRUMENTS | 0 | VL number changed to ML number | Y | Bone Chisel |  | No | No | Yes | No | Yes | N. A.
C0405 | C0405.30 | CHISEL WITH FIBRE HANDLE, STRAIGHT, 30MM, S`RUT |  | C0405.30 | #N/A | #N/A | N. A. | N. A. | N. A. | QPR/C0405 QPF/C0405 | #N/A | #N/A | #N/A | #N/A | #N/A | PS/PUR005 | 00 | 2022-09-16 | #N/A | #N/A | #N/A | C0405.30 | TF-IN | IU/5 | Class A | FINISHED GOODS | SUSHRUT™ | CHISEL WITH FIBRE HANDLE | STRAIGHT, 30MM, S`RUT | 17 | No | Yes |  | No | N. A. | No | N. A. | No | Yes | No | No | M. L.: MFG/MD/2022/63252 |  | 1 | SUSHRUT PRODUCTS\CONVENTIONAL INSTRUMENTS | 0.12 | VL number changed to ML number | Y | Bone Chisel |  | No | No | Yes | No | Yes | N. A.
C0405 | C0405.3001 | CHISEL WITH FIBRE HANDLE, CURVED, 30MM, S`RUT |  | C0405.3001 | #N/A | #N/A | N. A. | N. A. | N. A. | QPR/C0405 QPF/C0405 | #N/A | #N/A | #N/A | #N/A | #N/A | PS/PUR005 | 00 | 2022-09-16 | #N/A | #N/A | #N/A | C0405.3001 | TF-IN | IU/5 | Class A | FINISHED GOODS | SUSHRUT™ | CHISEL WITH FIBRE HANDLE | CURVED, 30MM, S`RUT | 17 | No | Yes |  | No | N. A. | No | N. A. | No | Yes | No | No | M. L.: MFG/MD/2022/63252 |  | 1 | SUSHRUT PRODUCTS\CONVENTIONAL INSTRUMENTS | 0 | VL number changed to ML number | Y | Bone Chisel |  | No | No | Yes | No | Yes | N. A.
C0405 | C0405.35 | CHISEL WITH FIBRE HANDLE, STRAIGHT, 35MM, S`RUT |  | C0405.35 | #N/A | #N/A | N. A. | N. A. | N. A. | QPR/C0405 QPF/C0405 | #N/A | #N/A | #N/A | #N/A | #N/A | PS/PUR005 | 00 | 2022-09-16 | #N/A | #N/A | #N/A | C0405.35 | TF-IN | IU/5 | Class A | FINISHED GOODS | SUSHRUT™ | CHISEL WITH FIBRE HANDLE | STRAIGHT, 35MM, S`RUT | 17 | No | Yes |  | No | N. A. | No | N. A. | No | Yes | No | No | M. L.: MFG/MD/2022/63252 |  | 1 | SUSHRUT PRODUCTS\CONVENTIONAL INSTRUMENTS | 0.14 | VL number changed to ML number | Y | Bone Chisel |  | No | No | Yes | No | Yes | N. A.
C0405 | C0405.3501 | CHISEL WITH FIBRE HANDLE, CURVED, 35MM, S`RUT |  | C0405.3501 | #N/A | #N/A | N. A. | N. A. | N. A. | QPR/C0405 QPF/C0405 | #N/A | #N/A | #N/A | #N/A | #N/A | PS/PUR005 | 00 | 2022-09-16 | #N/A | #N/A | #N/A | C0405.3501 | TF-IN | IU/5 | Class A | FINISHED GOODS | SUSHRUT™ | CHISEL WITH FIBRE HANDLE | CURVED, 35MM, S`RUT | 17 | No | Yes |  | No | N. A. | No | N. A. | No | Yes | No | No | M. L.: MFG/MD/2022/63252 |  | 1 | SUSHRUT PRODUCTS\CONVENTIONAL INSTRUMENTS | 0 | VL number changed to ML number | Y | Bone Chisel |  | No | No | Yes | No | Yes | N. A.
C0501.00 | C0501.00 | CHARLEY'S COMPRESSION CLAMP WITH 2 PIN, S`RUT |  | C0501.00 | N. A. | N. A. | N. A. | N. A. | N. A. | QPF/C0501.00 | 00 | 2017-02-05 | N. A. | N. A. | N. A. | PS/C0501.00 | 00 | 2017-01-13 | 2022-01-12 | N. A. | N. A. | C0501.00 | TF-IN | IU/5 | Class A | FINISHED GOODS | SUSHRUT™ | CHARLEY'S COMPRESSION CLAMP | WITH 2 PIN, S`RUT | 17 | No | Yes |  | No | N. A. | No | N. A. | No | Yes | No | No | M. L.: MFG/MD/2022/63252 |  | 1 | SUSHRUT PRODUCTS\CONVENTIONAL INSTRUMENTS | 0.34 | VL number changed to ML number | N | Clamp |  | No | No | Yes | No | Yes | N. A.
C0502 | C0502.04 | LOWMAN'S BONE HOLDING CLAMP 4", S`RUT |  | C0502.04 | N. A. | N. A. | N. A. | N. A. | N. A. | QPR/C0502 QPF/C0502 | 00 | 2017-04-13 | N. A. | N. A. | N. A. | PS/PUR005 | 00 | 2022-09-16 | 2021-03-20 | 2019-12-01 | 44896 | C0502.04 | TF-IN | IU/5 | Class A | FINISHED GOODS | SUSHRUT™ | LOWMAN`S BONE HOLDING CLAMP 4", |  | 17 | No | Yes |  | No | N. A. | No | N. A. | No | Yes | No | No | M. L.: MFG/MD/2022/63252 |  | 1 | SUSHRUT PRODUCTS\CONVENTIONAL INSTRUMENTS | 0.16 | VL number changed to ML number | Y | Clamp |  | No | No | Yes | No | Yes | N. A.
C0502 | C0502.05 | LOWMAN'S BONE HOLDING CLAMP 5", S`RUT |  | C0502.05 | N. A. | N. A. | N. A. | N. A. | N. A. | QPR/C0502 QPF/C0502 | 00 | 2017-04-13 | N. A. | N. A. | N. A. | PS/PUR005 | 00 | 2022-09-16 | 2021-03-20 | 2019-12-01 | 44896 | C0502.05 | TF-IN | IU/5 | Class A | FINISHED GOODS | SUSHRUT™ | LOWMAN'S BONE HOLDING CLAMP | 5" | 17 | No | Yes |  | No | N. A. | No | N. A. | No | Yes | No | No | M. L.: MFG/MD/2022/63252 |  | 1 | SUSHRUT PRODUCTS\CONVENTIONAL INSTRUMENTS | 0.18 | VL number changed to ML number | Y | Clamp |  | No | No | Yes | No | Yes | N. A.
C0502 | C0502.08 | LOWMAN'S BONE HOLDING CLAMP 8", S`RUT |  | C0502.08 | 00 | 2019-10-18 | N. A. | N. A. | N. A. | QPR/C0502 QPF/C0502 | 00 | 2017-04-13 | N. A. | N. A. | N. A. | PS/PUR005 | 00 | 2022-09-16 | 2021-03-20 | 2019-12-01 | 44896 | C0502.08 | TF-IN | IU/5 | Class A | FINISHED GOODS | SUSHRUT™ | LOWMAN'S BONE HOLDING CLAMP | 8" | 17 | No | Yes |  | No | N. A. | No | N. A. | No | Yes | No | No | M. L.: MFG/MD/2022/63252 |  | 1 | SUSHRUT PRODUCTS\CONVENTIONAL INSTRUMENTS | 0.29 | VL number changed to ML number | Y | Clamp |  | No | No | Yes | No | Yes | N. A.
C0503.00 | C0503.00 | MULLER'S COMPRESSION DEVICE WITH HANDLE, S`RUT |  | C0503.00 | 00 | 2019-11-18 | N. A. | N. A. | N. A. | QPF/C0503.00 | 00 | 2019-07-14 | 2022-07-14 | N. A. | N. A. | PS/PUR004 | 00 | 2017-03-19 | N. A. | N. A. | N. A. | C0503.00 | TF-IN | IU/5 | Class A | FINISHED GOODS | SUSHRUT™ | MULLER'S COMPRESSION DEVICE | WITH HANDLE | 17 | No | Yes |  | No | N. A. | No | N. A. | No | Yes | No | No | M. L.: MFG/MD/2022/63252 |  | 1 | SUSHRUT PRODUCTS\CONVENTIONAL INSTRUMENTS | 0 | VL number changed to ML number | Y | Instrument set for Bone Screws & Plates |  | No | No | Yes | No | Yes | N. A.
C0503.01 | C0503.01 | TENSION DEVICE, ARTICULATED, STAINLESS, ADLER |  | C0503.01 | N. A. | N. A. | N. A. | N. A. | N. A. | QPF/C0503.01 | 00 | 2017-05-11 | N. A. | N. A. | N. A. | PS/C0503.01 | N. A. | N. A. | N. A. | N. A. | N. A. | C0503.01 | TF-IN | IU/5 | Class A | FINISHED GOODS | ADLER™ | TENSION DEVICE | ARTICULATED, STAINLESS | 17 | No | Yes |  | No | N. A. | No | N. A. | No | Yes | No | No | M. L.: MFG/MD/2022/63252 |  | 1 | ADLER PRODUCTS\ADLER GERMAN INSTRUMENTS\BASIC SET | 0 | VL number changed to ML number | N | Instrument set for Bone Screws & Plates |  | No | No | Yes | No | Yes | N. A.
C0601.14 | C0601.14 | CONE'S SPINAL CURETTE ANGLED (RING CURETTE) 1/4", S`RUT |  | C0601.14 | 00 | 2020-01-15 | N. A. | N. A. | N. A. | QPR/C0601 QPF/C0601 | N. A. | N. A. | N. A. | N. A. | N. A. | PS/C0601.14 | 00 | 2017-01-13 | 2022-01-12 | N. A. | N. A. | C0601.14 | TF-IN | IU/5 | Class A | FINISHED GOODS | SUSHRUT™ | CONE`S SPINAL CURETTE | ANGLED (RING CURETTE) 1/4" | 17 | No | Yes |  | No | N. A. | No | N. A. | No | Yes | No | No | M. L.: MFG/MD/2022/63252 |  | 1 | SUSHRUT PRODUCTS\CONVENTIONAL INSTRUMENTS | N. A. | VL number changed to ML number | Y | Spinal Instrument |  | No | No | Yes | No | Yes | N. A.
C0601.18 | C0601.18 | CONE'S SPINAL CURETTE ANGLED (RING CURETTE) 1/8", S`RUT |  | C0601.18 | N. A. | N. A. | N. A. | N. A. | N. A. | QPR/C0601 QPF/C0601 | N. A. | N. A. | N. A. | N. A. | N. A. | PS/C0601.18 | 00 | 2017-01-13 | 2022-01-12 | N. A. | N. A. | C0601.18 | TF-IN | IU/5 | Class A | FINISHED GOODS | SUSHRUT™ | CONE`S SPINAL CURETTE | ANGLED (RING CURETTE) 1/8" | 17 | No | Yes |  | No | N. A. | No | N. A. | No | Yes | No | No | M. L.: MFG/MD/2022/63252 |  | 1 | SUSHRUT PRODUCTS\CONVENTIONAL INSTRUMENTS | N. A. | VL number changed to ML number | Y | Spinal Instrument |  | No | No | Yes | No | Yes | N. A.
C0601.214 | C0601.214 | CONE'S SPINAL CURETTE STRAIGHT (RING CURETTE) 1/4", S`RUT |  | C0601.214 | N. A. | N. A. | N. A. | N. A. | N. A. | QPR/C0601 QPF/C0601 | N. A. | N. A. | N. A. | N. A. | N. A. | PS/C0601.214 | 00 | 2017-01-13 | 2022-01-12 | N. A. | N. A. | C0601.214 | TF-IN | IU/5 | Class A | FINISHED GOODS | SUSHRUT™ | CONE'S SPINAL CURETTE | STRAIGHT (RING CURETTE) 1/4" | 17 | No | Yes |  | No | N. A. | No | N. A. | No | Yes | No | No | M. L.: MFG/MD/2022/63252 |  | 1 | SUSHRUT PRODUCTS\CONVENTIONAL INSTRUMENTS | N. A. | VL number changed to ML number | N | Spinal Instrument |  | No | No | Yes | No | Yes | N. A.
C0601.218 | C0601.218 | CONE'S SPINAL CURETTE STRAIGHT (RING CURETTE) 1/8", S`RUT |  | C0601.218 | N. A. | N. A. | N. A. | N. A. | N. A. | QPR/C0601 QPF/C0601 | N. A. | N. A. | N. A. | N. A. | N. A. | PS/C0601.218 | 00 | 2017-01-13 | 2022-01-12 | N. A. | N. A. | C0601.218 | TF-IN | IU/5 | Class A | FINISHED GOODS | SUSHRUT™ | CONE'S SPINAL CURETTE | STRAIGHT (RING CURETTE) 1/8" | 17 | No | Yes |  | No | N. A. | No | N. A. | No | Yes | No | No | M. L.: MFG/MD/2022/63252 |  | 1 | SUSHRUT PRODUCTS\CONVENTIONAL INSTRUMENTS | N. A. | VL number changed to ML number | N | Spinal Instrument |  | No | No | Yes | No | Yes | N. A.
C0601.238 | C0601.238 | CONE'S SPINAL CURETTE STRAIGHT (RING CURETTE) 3/8", S`RUT |  | C0601.238 | N. A. | N. A. | N. A. | N. A. | N. A. | QPR/C0601 QPF/C0601 | N. A. | N. A. | N. A. | N. A. | N. A. | PS/C0601.238 | 00 | 2017-01-13 | 2022-01-12 | N. A. | N. A. | C0601.238 | TF-IN | IU/5 | Class A | FINISHED GOODS | SUSHRUT™ | CONE'S SPINAL CURETTE | STRAIGHT (RING CURETTE) 3/8" | 17 | No | Yes |  | No | N. A. | No | N. A. | No | Yes | No | No | M. L.: MFG/MD/2022/63252 |  | 1 | SUSHRUT PRODUCTS\CONVENTIONAL INSTRUMENTS | N. A. | VL number changed to ML number | N | Spinal Instrument |  | No | No | Yes | No | Yes | N. A.
C0601.38 | C0601.38 | CONE'S SPINAL CURETTE ANGLED (RING CURETTE) 3/8", S`RUT |  | C0601.38 | N. A. | N. A. | N. A. | N. A. | N. A. | QPR/C0601 QPF/C0601 | N. A. | N. A. | N. A. | N. A. | N. A. | PS/C0601.38 | 00 | 2017-01-13 | 2022-01-12 | N. A. | N. A. | C0601.38 | TF-IN | IU/5 | Class A | FINISHED GOODS | SUSHRUT™ | CONE`S SPINAL CURETTE | ANGLED (RING CURETTE) 3/8" | 17 | No | Yes |  | No | N. A. | No | N. A. | No | Yes | No | No | M. L.: MFG/MD/2022/63252 |  | 1 | SUSHRUT PRODUCTS\CONVENTIONAL INSTRUMENTS | N. A. | VL number changed to ML number | Y | Spinal Instrument |  | No | No | Yes | No | Yes | N. A.
C0602.03 | C0602.03 | CUP CURETTE 3MM, S`RUT |  | C0602.03 | 00 | 2017-01-19 | N. A. | N. A. | N. A. | QPR/C0602, QPF/C0602 | 00 | 2017-04-01 | N. A. | N. A. | N. A. | PS/C0602.03 | 00 | 2017-01-13 | N. A. | N. A. | N. A. | C0602.03 | TF-IN | IU/5 | Class A | FINISHED GOODS | SUSHRUT™ | CUP CURETTE | 3MM | 17 | No | Yes |  | No | N. A. | No | N. A. | No | Yes | No | No | M. L.: MFG/MD/2022/63252 |  | 1 | SUSHRUT PRODUCTS\CONVENTIONAL INSTRUMENTS | N. A. | VL number changed to ML number | Y | Bone Curette |  | No | No | Yes | No | Yes | N. A.
C0602.06 | C0602.06 | CUP CURETTE 6MM, S`RUT |  | C0602.06 | N. A. | N. A. | N. A. | N. A. | N. A. | QPR/C0602, QPF/C0602 | 00 | 2017-04-01 | N. A. | N. A. | N. A. | PS/C0602.06 | 00 | 2017-01-13 | N. A. | N. A. | N. A. | C0602.06 | TF-IN | IU/5 | Class A | FINISHED GOODS | SUSHRUT™ | CUP CURETTE | 6MM | 17 | No | Yes |  | No | N. A. | No | N. A. | No | Yes | No | No | M. L.: MFG/MD/2022/63252 |  | 1 | SUSHRUT PRODUCTS\CONVENTIONAL INSTRUMENTS | N. A. | VL number changed to ML number | Y | Bone Curette |  | No | No | Yes | No | Yes | N. A.
C0703.001 | C0703.001 | SPARE CHUCK AND KEY (PLATED INDIAN CHUCK),S`RUT |  | C0703.001 | #N/A | #N/A | N. A. | N. A. | N. A. | QPF/C0703.001 | #N/A | #N/A | #N/A | #N/A | #N/A | PS/C0703.001 | #N/A | #N/A | #N/A | #N/A | #N/A | C0703.001 | TF-IN | IU/5 | Class A | FINISHED GOODS | SUSHRUT™ | SPARE CHUCK AND KEY | PLATED INDIAN CHUCK | 17 | No | Yes |  | No | N. A. | No | N. A. | No | Yes | No | No | M. L.: MFG/MD/2022/63252 |  | 1 | SUSHRUT PRODUCTS\CONVENTIONAL INSTRUMENTS | 0 | VL number changed to ML number | Y | Insertion and removal instruments |  | No | No | Yes | No | Yes | N. A.
C0703.031 | C0703.031 | JACOB'S CHUCK AND KEY, ST. STEEL, ADLER |  | C0703.031 | N. A. | N. A. | N. A. | N. A. | N. A. | QPR/C0703.031 QPF/C0703.031 | 00 | 2017-07-29 | N. A. | N. A. | N. A. | PS/PUR004 | 00 | 2019-07-14 | 2022-07-14 | N. A. | N. A. | C0703.031 | TF-IN | IU/5 | Class B | FINISHED GOODS | ADLER™ | JACOB'S CHUCK AND KEY, ST. STEEL |  | 17 | No | Yes |  | No | N. A. | No | N. A. | No | Yes | No | No | M. L.: MFG/MD/2023/000312 |  | 1 | ADLER INSTRUMENTS | 0 | Initial issue | Y | Surgical Drill & its attachment |  | No | No | Yes | No | Yes | N. A.
C0703.032 | C0703.032 | KEY FOR JACOB'S CHUCK, ST. STEEL, ADLER |  | C0703.032 | #N/A | #N/A | N. A. | N. A. | N. A. | QPR/C0703.032 QPF/C0703.032 | #N/A | #N/A | #N/A | #N/A | #N/A | PS/PUR004 | #N/A | #N/A | #N/A | #N/A | #N/A | C0703.032 | TF-IN | IU/5 | Class B | FINISHED GOODS | ADLER™ | KEY FOR JACOB'S CHUCK, ST. STEEL |  | 17 | No | Yes |  | No | N. A. | No | N. A. | No | Yes | No | No | M. L.: MFG/MD/2023/000312 |  | 1 | ADLER INSTRUMENTS | 0.13 | Initial issue | Y | Surgical Drill & its attachment |  | No | No | Yes | No | Yes | N. A.
C0703.04 | C0703.04 | UNIVERSAL BONE DRILL, OPEN GEAR, WITH PLATED INDIAN CHUCK, S`RUT |  | C0703.04 | N. A. | N. A. | N. A. | N. A. | N. A. | QPR/C0703.04 QPF/C0703.04 | N. A. | N. A. | N. A. | N. A. | N. A. | PS/C0703.04 | 00 | 2017-01-13 | 2022-01-12 | N. A. | N. A. | C0703.04 | TF-IN | IU/5 | Class B | FINISHED GOODS | SUSHRUT™ | UNIVERSAL BONE DRILL OPEN GEAR | WITH PLATED INDIAN CHUCK | 17 | No | Yes |  | No | N. A. | No | N. A. | No | Yes | No | No | M. L.: MFG/MD/2023/000312 |  | 1 | SUSHRUT PRODUCTS\CONVENTIONAL INSTRUMENTS | 0 | Initial issue | Y | Surgical Drill & its attachment |  | No | No | Yes | No | Yes | N. A.
C0703.05 | C0703.05 | UNIVERSAL BONE DRILL, OPEN GEAR, WITH JACOB'S CHUCK AND KEY, ST. STEEL, ADLER |  | C0703.05 | #N/A | #N/A | N. A. | N. A. | N. A. | QPR/C0703.05 QPF/C0703.05 | #N/A | #N/A | #N/A | #N/A | #N/A | N. A. | #N/A | #N/A | #N/A | #N/A | #N/A | C0703.05 | TF-IN | IU/5 | Class B | FINISHED GOODS | ADLER™ | UNIVERSAL BONE DRILL, OPEN GEAR | WITH JACOB'S CHUCK AND KEY, ST. STEEL | 17 | No | Yes |  | No | N. A. | No | N. A. | No | Yes | No | No | M. L.: MFG/MD/2023/000312 |  | 1 | ADLER INSTRUMENTS | 0 | Initial issue | Y | Surgical Drill & its attachment |  | No | No | Yes | No | Yes | N. A.
C0703.06 | C0703.06 | BLACK AND DECKER POWER DRILL - SPECIAL FOR DRILLING SAW BONE |  | C0703.06 | N. A. | N. A. | N. A. | N. A. | N. A. | QPR/C0703.06 | N. A. | N. A. | N. A. | N. A. | N. A. | N. A. | N. A. | N. A. | N. A. | N. A. | N. A. | C0703.06 | TF-IN | IU/5 | Class B | FINISHED GOODS | ADLER™ | BLACK AND DECKER POWER DRILL | SPECIAL FOR DRILLING SAW BONE | 17 | No | Yes |  | No | N. A. | No | N. A. | No | Yes | No | No | M. L.: MFG/MD/2023/000312 |  | 1 | ADLER INSTRUMENTS | 0 | Initial issue | N | Surgical Drill & its attachment |  | No | No | Yes | No | Yes | N. A.
C0703.07 | C0703.07 | BONE CLAMPING VICE - SPECIAL FOR CLAMPING SAW BONE TO THE TABLE |  | C0703.07 | N. A. | N. A. | N. A. | N. A. | N. A. | QPR/C0703.07 | N. A. | N. A. | N. A. | N. A. | N. A. | N. A. | N. A. | N. A. | N. A. | N. A. | N. A. | C0703.07 | TF-IN | IU/5 | Class A | FINISHED GOODS | ADLER™ | BONE CLAMPING VICE | SPECIAL FOR CLAMPING SAW BONE TO THE TABLE | 17 | No | Yes |  | No | N. A. | No | N. A. | No | Yes | No | No | M. L.: MFG/MD/2022/63252 |  | 1 | ADLER INSTRUMENTS | 0 | VL number changed to ML number | N | Clamp |  | No | No | Yes | No | Yes | N. A.
C0806.12 | C0806.12 | COBB'S SPINAL ELEVATOR 1/2", S`RUT |  | C0806.12 | N. A. | N. A. | N. A. | N. A. | N. A. | QPR/C0806, QPF/C0806 | N. A. | N. A. | N. A. | N. A. | N. A. | PS/C0806.12 | 00 | 2017-01-13 | 2022-01-12 | N. A. | N. A. | C0806.12 | TF-IN | IU/5 | Class A | FINISHED GOODS | SUSHRUT™ | COBB`S SPINAL ELEVATOR | 1/2" | 17 | No | Yes |  | No | N. A. | No | N. A. | No | Yes | No | No | M. L.: MFG/MD/2022/63252 |  | 1 | SUSHRUT PRODUCTS\CONVENTIONAL INSTRUMENTS | 0.26 | Activate as per mail from CRP on 10JUN2024 | N | Surgical Elevator |  | No | No | Yes | No | Yes | N. A.
C0806.34 | C0806.34 | COBB'S SPINAL ELEVATOR 3/4", S`RUT |  | C0806.34 | N. A. | N. A. | N. A. | N. A. | N. A. | QPR/C0806, QPF/C0806 | N. A. | N. A. | N. A. | N. A. | N. A. | PS/C0806.34 | 00 | 2017-01-13 | 2022-01-12 | N. A. | N. A. | C0806.34 | TF-IN | IU/5 | Class A | FINISHED GOODS | SUSHRUT™ | COBB`S SPINAL ELEVATOR | 3/4" | 17 | No | Yes |  | No | N. A. | No | N. A. | No | Yes | No | No | M. L.: MFG/MD/2022/63252 |  | 1 | SUSHRUT PRODUCTS\CONVENTIONAL INSTRUMENTS | 0.26 | Activate as per mail from CRP on 10JUN2024 | N | Surgical Elevator |  | No | No | Yes | No | Yes | N. A.
C0806.38 | C0806.38 | COBB'S SPINAL ELEVATOR 3/8", S`RUT |  | C0806.38 | N. A. | N. A. | N. A. | N. A. | N. A. | QPR/C0806, QPF/C0806 | N. A. | N. A. | N. A. | N. A. | N. A. | PS/C0806.38 | 00 | 2017-01-13 | 2022-01-12 | N. A. | N. A. | C0806.38 | TF-IN | IU/5 | Class A | FINISHED GOODS | SUSHRUT™ | COBB`S SPINAL ELEVATOR | 3/8" | 17 | No | Yes |  | No | N. A. | No | N. A. | No | Yes | No | No | M. L.: MFG/MD/2022/63252 |  | 1 | SUSHRUT PRODUCTS\CONVENTIONAL INSTRUMENTS | 0.26 | Activate as per mail from CRP on 10JUN2024 | N | Surgical Elevator |  | No | No | Yes | No | Yes | N. A.
C0902.00 | C0902.00 | HEAD EXTRACTOR / JUDET EXTRACTOR, S`RUT |  | C0902.00 | 01 | 2010-04-18 | N. A. | N. A. | N. A. | QPF/C0902.00 | 01 | 2014-04-26 | N. A. | N. A. | N. A. | PS/C0902.00 | 00 | 2017-01-18 | N. A. | N. A. | N. A. | C0902.00 | TF-IN | IU/5 | Class A | FINISHED GOODS | SUSHRUT™ | HEAD EXTRACTOR / JUDET EXTRACTOR, |  | 17 | No | Yes |  | No | N. A. | No | N. A. | No | Yes | No | No | M. L.: MFG/MD/2022/63252 |  | 1 | SUSHRUT PRODUCTS\CONVENTIONAL INSTRUMENTS | 0.19 | VL number changed to ML number | N | Extractor |  | No | No | Yes | No | Yes | N. A.
C0902.00.01 | C0902.00.01 | JUDET HEAD EXREACTOR, SHANK |  | C0902.00.01 | 01 | 2010-04-18 | N. A. | N. A. | N. A. | QPF/C0902.00.01 | N. A. | N. A. | N. A. | N. A. | N. A. | PS/C0902.00.01 | 00 | 2017-01-18 | N. A. | 2019-12-15 | 44910 | C0902.00.01 | TF-IN | IU/5 | N. A. | SEMIFINISHED GOODS | N. A. | N. A. | N. A. | N. A. | N. A. | N. A. |  | N. A. | N. A. | N. A. | N. A. | N. A. | N. A. | N. A. | N. A. | N. A. | N. A. | 1 | SUB COMPONENTS | 0 | Initial issue | N | INSTRUMENTS |  | No | No | N. A. | N. A. | N. A. | N. A.
C0902.00.02 | C0902.00.02 | JUDET HEAD EXREACTOR, HANDLE |  | C0902.00.02 | 01 | 2010-04-18 | N. A. | N. A. | N. A. | QPF/C0902.00.02 | N. A. | N. A. | N. A. | N. A. | N. A. | PS/C0902.00.02 | 00 | 2017-01-18 | N. A. | 2019-12-15 | 44910 | C0902.00.02 | TF-IN | IU/5 | N. A. | SEMIFINISHED GOODS | N. A. | N. A. | N. A. | N. A. | N. A. | N. A. |  | N. A. | N. A. | N. A. | N. A. | N. A. | N. A. | N. A. | N. A. | N. A. | N. A. | 1 | SUB COMPONENTS | 0 | Initial issue | N | INSTRUMENTS |  | No | No | N. A. | N. A. | N. A. | N. A.
C0903.01 | C0903.01 | 'K' NAIL EXTRACTOR EASE-XTRACT WITH SAFETY COLLAR, WITH TWO HOOKS, S`RUT |  | C0903.01 | N. A. | N. A. | N. A. | N. A. | N. A. | QPF/C0903.01 | N. A. | N. A. | N. A. | N. A. | N. A. | PS/C0903.01 | N. A. | N. A. | N. A. | N. A. | N. A. | C0903.01 | TF-IN | IU/5 | Class A | FINISHED GOODS | SUSHRUT™ | 'K' NAIL EXTRACTOR EASE-XTRACT | WITH SAFETY COLLAR, WITH TWO HOOKS | 17 | No | Yes |  | No | N. A. | No | N. A. | No | Yes | No | No | M. L.: MFG/MD/2022/63252 | 90189029 | 1 | SUSHRUT PRODUCTS\CONVENTIONAL INSTRUMENTS | 1.1117 | Activated on 29OCT2024 | N | Extractor | N. A. | No | No | Yes | No | Yes | N. A.
C0903.01 | C0903.01.01 | K' NAIL EXTRACTOR EASE-XTRACT WITH SAFETY COLLAR, WITH TWO HOOKS, S`RUT,SHAFT |  | C0903.01 | 00 | 2004-06-23 | N. A. | N. A. | N. A. | N. A. | N. A. | N. A. | N. A. | N. A. | N. A. | PS/C0903.01.01 | N. A. | N. A. | N. A. | N. A. | N. A. | C0903.01.01 | TF-IN | IU/5 | N. A. | SEMIFINISHED GOODS | SUSHRUT™ | N. A. | N. A. | N. A. | N. A. | N. A. |  | N. A. | N. A. | N. A. | N. A. | N. A. | N. A. | N. A. | N. A. | N. A. | N. A. | 1 | SUB COMPONENTS | 0 | ADDED NEW CODE NO AS PER EMAIL FROM PRATIK DTD 05DEC2018 ON 20DEC2018 | N | INSTRUMENTS |  | No | No | N. A. | N. A. | N. A. | N. A.
C0903.01 | C0903.01.02 | K' NAIL EXTRACTOR EASE-XTRACT WITH SAFETY COLLAR, WITH TWO HOOKS, S`RUT,HANDLE 1 |  | C0903.01 | 00 | 2004-06-23 | N. A. | N. A. | N. A. | N. A. | N. A. | N. A. | N. A. | N. A. | N. A. | PS/C0903.01.02 | N. A. | N. A. | N. A. | N. A. | N. A. | C0903.01.02 | TF-IN | IU/5 | N. A. | SEMIFINISHED GOODS | SUSHRUT™ | N. A. | N. A. | N. A. | N. A. | N. A. |  | N. A. | N. A. | N. A. | N. A. | N. A. | N. A. | N. A. | N. A. | N. A. | N. A. | 1 | SUB COMPONENTS | 0 | ADDED NEW CODE NO AS PER EMAIL FROM PRATIK DTD 05DEC2018 ON 20DEC2018 | N | INSTRUMENTS |  | No | No | N. A. | N. A. | N. A. | N. A.
C0903.01 | C0903.01.03 | K' NAIL EXTRACTOR EASE-XTRACT WITH SAFETY COLLAR, WITH TWO HOOKS, S`RUT,MOVING HANDLE |  | C0903.01 | 00 | 2004-06-23 | N. A. | N. A. | N. A. | N. A. | N. A. | N. A. | N. A. | N. A. | N. A. | PS/C0903.01.03 | N. A. | N. A. | N. A. | N. A. | N. A. | C0903.01.03 | TF-IN | IU/5 | N. A. | SEMIFINISHED GOODS | SUSHRUT™ | N. A. | N. A. | N. A. | N. A. | N. A. |  | N. A. | N. A. | N. A. | N. A. | N. A. | N. A. | N. A. | N. A. | N. A. | N. A. | 1 | SUB COMPONENTS | 0 | ADDED NEW CODE NO AS PER EMAIL FROM PRATIK DTD 05DEC2018 ON 20DEC2018 | N | INSTRUMENTS |  | No | No | N. A. | N. A. | N. A. | N. A.
C0903.01 | C0903.01.04 | K' NAIL EXTRACTOR EASE-XTRACT WITH SAFETY COLLAR, WITH TWO HOOKS, HANDLE FOR EXTRACTION S`RUT, |  | C0903.01 | 00 | 2004-06-23 | N. A. | N. A. | N. A. | N. A. | N. A. | N. A. | N. A. | N. A. | N. A. | PS/C0903.01.04 | N. A. | N. A. | N. A. | N. A. | N. A. | C0903.01.04 | TF-IN | IU/5 | N. A. | SEMIFINISHED GOODS | SUSHRUT™ | N. A. | N. A. | N. A. | N. A. | N. A. |  | N. A. | N. A. | N. A. | N. A. | N. A. | N. A. | N. A. | N. A. | N. A. | N. A. | 1 | SUB COMPONENTS | 0 | ADDED NEW CODE NO AS PER EMAIL FROM PRATIK DTD 05DEC2018 ON 20DEC2018 | N | INSTRUMENTS |  | No | No | N. A. | N. A. | N. A. | N. A.
C0903.01 | C0903.01.05 | K' NAIL EXTRACTOR EASE-XTRACT WITH SAFETY COLLAR, WITH TWO HOOKS, S`RUT,FIBRE HANDLE |  | C0903.01 | 00 | 2004-06-23 | N. A. | N. A. | N. A. | N. A. | N. A. | N. A. | N. A. | N. A. | N. A. | PS/C0903.01.05 | N. A. | N. A. | N. A. | N. A. | N. A. | C0903.01.05 | TF-IN | IU/5 | N. A. | SEMIFINISHED GOODS | SUSHRUT™ | N. A. | N. A. | N. A. | N. A. | N. A. |  | N. A. | N. A. | N. A. | N. A. | N. A. | N. A. | N. A. | N. A. | N. A. | N. A. | 1 | SUB COMPONENTS | 0 | ADDED NEW CODE NO AS PER EMAIL FROM PRATIK DTD 05DEC2018 ON 20DEC2018 | N | INSTRUMENTS |  | No | No | N. A. | N. A. | N. A. | N. A.
C0903.01 | C0903.01.06 | K' NAIL EXTRACTOR EASE-XTRACT WITH SAFETY COLLAR, WITH TWO HOOKS, S`RUT,DOWEL PIN |  | C0903.01 | 00 | 2004-06-23 | N. A. | N. A. | N. A. | N. A. | N. A. | N. A. | N. A. | N. A. | N. A. | PS/C0903.01.06 | N. A. | N. A. | N. A. | N. A. | N. A. | C0903.01.06 | TF-IN | IU/5 | N. A. | SEMIFINISHED GOODS | SUSHRUT™ | N. A. | N. A. | N. A. | N. A. | N. A. |  | N. A. | N. A. | N. A. | N. A. | N. A. | N. A. | N. A. | N. A. | N. A. | N. A. | 1 | SUB COMPONENTS | 0 | ADDED NEW CODE NO AS PER EMAIL FROM PRATIK DTD 05DEC2018 ON 20DEC2018 | N | INSTRUMENTS |  | No | No | N. A. | N. A. | N. A. | N. A.
C0903.01 | C0903.01.07 | K' NAIL EXTRACTOR EASE-XTRACT WITH SAFETY COLLAR, WITH TWO HOOKS, S`RUT,RIVET |  | C0903.01 | 00 | 2004-06-23 | N. A. | N. A. | N. A. | N. A. | N. A. | N. A. | N. A. | N. A. | N. A. | PS/C0903.01.07 | N. A. | N. A. | N. A. | N. A. | N. A. | C0903.01.07 | TF-IN | IU/5 | N. A. | SEMIFINISHED GOODS | SUSHRUT™ | N. A. | N. A. | N. A. | N. A. | N. A. |  | N. A. | N. A. | N. A. | N. A. | N. A. | N. A. | N. A. | N. A. | N. A. | N. A. | 1 | SUB COMPONENTS | 0 | ADDED NEW CODE NO AS PER EMAIL FROM PRATIK DTD 05DEC2018 ON 20DEC2018 | N | INSTRUMENTS |  | No | No | N. A. | N. A. | N. A. | N. A.
C0904.00 | C0904.00 | EXTRA HOOK FOR 'K' NAIL EXTRACTOR, S`RUT |  | C0904.00 | 00 | N. A. | N. A. | N. A. | N. A. | QPF/C0904.00 | 00 | 2009-09-09 | N. A. | N. A. | N. A. | PS/C0904.00 | N. A. | N. A. | N. A. | N. A. | N. A. | C0904.00 | TF-IN | IU/5 | Class B | FINISHED GOODS | SUSHRUT™ | EXTRA HOOK | FOR 'K' NAIL EXTRACTOR | 17 | No | Yes |  | No | N. A. | No | N. A. | No | Yes | No | No | M. L.: MFG/MD/2023/000312 |  | 1 | SUSHRUT PRODUCTS\CONVENTIONAL INSTRUMENTS | 0 | Initial issue | Y | Intramedullary Locking Nail Instrument Sets |  | No | No | Yes | No | Yes | N. A.
C0904.001 | C0904.001 | EXTRACTION HOOK FOR KUNTSCHER'S CLOVERLEAF MEDULLARY NAILS UPTO Ø9, S`RUT |  | C0904.001 | N. A. | N. A. | N. A. | N. A. | N. A. | QPF/C0904.001 | 00 | 2009-09-09 | N. A. | N. A. | N. A. | PS/C0904.001 | N. A. | N. A. | N. A. | N. A. | N. A. | C0904.001 | TF-IN | IU/5 | Class B | FINISHED GOODS | SUSHRUT™ | EXTRACTION HOOK | FOR KUNTSCHER'S CLOVERLEAF MEDULLARY NAILS UPTO DIA. 9 | 17 | No | Yes |  | No | N. A. | No | N. A. | No | Yes | No | No | M. L.: MFG/MD/2023/000312 |  | 1 | SUSHRUT PRODUCTS\CONVENTIONAL INSTRUMENTS | 0.035667 | Initial issue | N | Intramedullary Locking Nail Instrument Sets |  | No | No | Yes | No | Yes | N. A.
C0904.002 | C0904.002 | EXTRACTION HOOK FOR KUNTSCHER'S CLOVERLEAF MEDULLARY NAILS Ø10 & ABOVE, S`RUT |  | C0904.002 | N. A. | N. A. | N. A. | N. A. | N. A. | QPF/C0904.002 | 00 | 2009-09-09 | N. A. | N. A. | N. A. | PS/C0904.002 | N. A. | N. A. | N. A. | N. A. | N. A. | C0904.002 | TF-IN | IU/5 | Class B | FINISHED GOODS | SUSHRUT™ | EXTRACTION HOOK | FOR KUNTSCHER'S CLOVERLEAF MEDULLARY NAILS DIA. 10 & ABOVE | 17 | No | Yes |  | No | N. A. | No | N. A. | No | Yes | No | No | M. L.: MFG/MD/2023/000312 |  | 1 | SUSHRUT PRODUCTS\CONVENTIONAL INSTRUMENTS | 0.043 | Initial issue | N | Intramedullary Locking Nail Instrument Sets |  | No | No | Yes | No | Yes | N. A.
C0904.01 | C0904.01 | EXTRA HOOK FOR A.M. HEAD EXTRACTOR, S`RUT |  | C0904.01 | 00 | 2017-12-17 | N. A. | N. A. | N. A. | QPF/C0904.01 | 01 | 2017-12-22 | N. A. | N. A. | N. A. | PS/C0904.01 | N. A. | N. A. | N. A. | N. A. | N. A. | C0904.01 | TF-IN | IU/5 | Class B | FINISHED GOODS | SUSHRUT™ | EXTRA HOOK | FOR A.M. HEAD EXTRACTOR | 17 | No | Yes |  | No | N. A. | No | N. A. | No | Yes | No | No | M. L.: MFG/MD/2023/000312 |  | 1 | SUSHRUT PRODUCTS\CONVENTIONAL INSTRUMENTS | 0.05 | Initial issue | N | Hip System Instrument |  | No | No | Yes | No | Yes | N. A.
C1001 | C1001.07 | LISTON BONE CUTTING FORCEPS SINGLE ACTION STRAIGHT 7", S`RUT |  | C1001.07 | 00 | 2019-10-18 | N. A. | N. A. | N. A. | QPR/C1001 QPF/C1001 | 00 | 2017-04-15 | N. A. | N. A. | N. A. | PS/PUR005 | 00 | 2022-09-16 | N. A. | N. A. | N. A. | C1001.07 | TF-IN | IU/5 | Class A | FINISHED GOODS | SUSHRUT™ | LISTON BONE CUTTING FORCEPS | SINGLE ACTION STRAIGHT 7" | 17 | No | Yes |  | No | N. A. | No | N. A. | No | Yes | No | No | M. L.: MFG/MD/2022/63252 |  | 1 | SUSHRUT PRODUCTS\CONVENTIONAL INSTRUMENTS | 0.14 | VL number changed to ML number | Y | Forceps |  | No | No | Yes | No | Yes | N. A.
C1001 | C1001.08 | LISTON BONE CUTTING FORCEPS SINGLE ACTION STRAIGHT 8", S`RUT |  | C1001.08 | #N/A | #N/A | N. A. | N. A. | N. A. | QPR/C1001 QPF/C1001 | #N/A | #N/A | #N/A | #N/A | #N/A | PS/PUR005 | 00 | 2022-09-16 | #N/A | #N/A | #N/A | C1001.08 | TF-IN | IU/5 | Class A | FINISHED GOODS | SUSHRUT™ | LISTON BONE CUTTING FORCEPS | SINGLE ACTION STRAIGHT 8" | 17 | No | Yes |  | No | N. A. | No | N. A. | No | Yes | No | No | M. L.: MFG/MD/2022/63252 |  | 1 | SUSHRUT PRODUCTS\CONVENTIONAL INSTRUMENTS | 0.2 | VL number changed to ML number | Y | Forceps |  | No | No | Yes | No | Yes | N. A.
C1001 | C1001.09 | LISTON BONE CUTTING FORCEPS SINGLE ACTION STRAIGHT 9", S`RUT |  | C1001.09 | #N/A | #N/A | N. A. | N. A. | N. A. | QPR/C1001 QPF/C1001 | #N/A | #N/A | #N/A | #N/A | #N/A | PS/PUR005 | 00 | 2022-09-16 | #N/A | #N/A | #N/A | C1001.09 | TF-IN | IU/5 | Class A | FINISHED GOODS | SUSHRUT™ | LISTON BONE CUTTING FORCEPS | SINGLE ACTION STRAIGHT 9" | 17 | No | Yes |  | No | N. A. | No | N. A. | No | Yes | No | No | M. L.: MFG/MD/2022/63252 |  | 1 | SUSHRUT PRODUCTS\CONVENTIONAL INSTRUMENTS | 0.25 | VL number changed to ML number | Y | Forceps |  | No | No | Yes | No | Yes | N. A.
C1001 | C1001.10 | LISTON BONE CUTTING FORCEPS SINGLE ACTION STRAIGHT 10", S`RUT |  | C1001.10 | 00 | 2019-10-18 | N. A. | N. A. | N. A. | QPR/C1001 QPF/C1001 | 00 | 2017-04-15 | N. A. | N. A. | N. A. | PS/PUR005 | 00 | 2022-09-16 | N. A. | N. A. | N. A. | C1001.10 | TF-IN | IU/5 | Class A | FINISHED GOODS | SUSHRUT™ | LISTON BONE CUTTING FORCEPS | SINGLE ACTION STRAIGHT 10" | 17 | No | Yes |  | No | N. A. | No | N. A. | No | Yes | No | No | M. L.: MFG/MD/2022/63252 |  | 1 | SUSHRUT PRODUCTS\CONVENTIONAL INSTRUMENTS | 0 | VL number changed to ML number | Y | Forceps |  | No | No | Yes | No | Yes | N. A.
C1003 | C1003.00 | STILLE HORSLEY BONE CUTTING FORCEPS 10" LENGTH, S`RUT |  | C1003.00 | 00 | 2017-07-15 | N. A. | N. A. | N. A. | QPR/C1003.00 QPF/C1003.00 | 00 | 2017-04-16 | N. A. | N. A. | N. A. | PS/PUR005 | 00 | 2022-09-16 | N. A. | N. A. | N. A. | C1003.00 | TF-IN | IU/5 | Class A | FINISHED GOODS | SUSHRUT™ | STILLE HORSLEY | BONE CUTTING FORCEPS 10" LENGTH, | 17 | No | Yes |  | No | N. A. | No | N. A. | No | Yes | No | No | M. L.: MFG/MD/2022/63252 |  | 1 | SUSHRUT PRODUCTS\CONVENTIONAL INSTRUMENTS | 0.38 | VL number changed to ML number | N | Forceps |  | No | No | Yes | No | Yes | N. A.
C1005 | C1005.00 | TUDOR EDWARD BONE CUTTING FORCEPS 9 1/2" LENGTH, S`RUT |  | C1005.00 | 00 | 2019-10-18 | N. A. | N. A. | N. A. | QPF/C1005.00 | 00 | 2017-04-16 | N. A. | N. A. | N. A. | PS/PUR005 | 00 | 2022-09-16 | N. A. | N. A. | N. A. | C1005.00 | TF-IN | IU/5 | Class A | FINISHED GOODS | SUSHRUT™ | BONE CUTTING FORCEPS | TUDOR EDWARD, 9 1/2" LENGTH | 17 | No | Yes |  | No | N. A. | No | N. A. | No | Yes | No | No | M. L.: MFG/MD/2022/63252 |  | 1 | SUSHRUT PRODUCTS\CONVENTIONAL INSTRUMENTS | 0.37 | VL number changed to ML number | N | Forceps |  | No | No | Yes | No | Yes | N. A.
C1006 | C1006.00 | RUSKIN BONE CUTTING FORCEPS DOUBLE ACTION 7 1/2", S`RUT |  | C1006.00 | 00 | 2019-10-18 | N. A. | N. A. | N. A. | QPR/C1006.00 QPF/C1006.00 | 00 | 2017-04-16 | N. A. | N. A. | N. A. | PS/PUR005 | 00 | 2022-09-16 | N. A. | N. A. | N. A. | C1006.00 | TF-IN | IU/5 | Class A | FINISHED GOODS | SUSHRUT™ | RUSKIN BONE CUTTING FORCEPS | DOUBLE ACTION 7 1/2", | 17 | No | Yes |  | No | N. A. | No | N. A. | No | Yes | No | No | M. L.: MFG/MD/2022/63252 |  | 1 | SUSHRUT PRODUCTS\CONVENTIONAL INSTRUMENTS | 0.15 | VL number changed to ML number | N | Forceps |  | No | No | Yes | No | Yes | N. A.
C1007 | C1007.00 | STILLE LISTON BONE CUTTING FORCEPS 10 1/2" LENGTH, S`RUT |  | C1007.00 | 00 | 2019-10-18 | N. A. | N. A. | N. A. | QPR/C1007.00 QPF/C1007.00 | 00 | 2017-04-16 | N. A. | N. A. | N. A. | PS/PUR005 | 00 | 2022-09-16 | N. A. | N. A. | N. A. | C1007.00 | TF-IN | IU/5 | Class A | FINISHED GOODS | SUSHRUT™ | STILLE LISTON BONE CUTTING FORCEPS | 10 1/2" LENGTH, | 17 | No | Yes |  | No | N. A. | No | N. A. | No | Yes | No | No | M. L.: MFG/MD/2022/63252 |  | 1 | SUSHRUT PRODUCTS\CONVENTIONAL INSTRUMENTS | 0.31 | VL number changed to ML number | N | Forceps |  | No | No | Yes | No | Yes | N. A.
C1101.08 | C1101.08 | FERGUSSION BONE HOLDING FORCEPS 8", S`RUT |  | C1101.08 | 00 | 2019-10-18 | N. A. | N. A. | N. A. | QPR/C1101 QPF/C1101 | 00 | 2017-04-16 | N. A. | N. A. | N. A. | PS/C1101 | 01 | 2018-03-20 | N. A. | N. A. | N. A. | C1101.08 | TF-IN | IU/5 | Class A | FINISHED GOODS | SUSHRUT™ | FERGUSSION BONE HOLDING FORCEPS | 8" | 17 | No | Yes |  | No | N. A. | No | N. A. | No | Yes | No | No | M. L.: MFG/MD/2022/63252 |  | 1 | SUSHRUT PRODUCTS\CONVENTIONAL INSTRUMENTS | 0.19 | VL number changed to ML number | N | Forceps |  | No | No | Yes | No | Yes | N. A.
C1101.09 | C1101.09 | FERGUSSION BONE HOLDING FORCEPS 9", S`RUT |  | C1101.09 | 00 | 2019-10-18 | N. A. | N. A. | N. A. | QPR/C1101 QPF/C1101 | 00 | 2017-04-16 | N. A. | N. A. | N. A. | PS/C1101 | 01 | 2018-03-20 | N. A. | N. A. | N. A. | C1101.09 | TF-IN | IU/5 | Class A | FINISHED GOODS | SUSHRUT™ | FERGUSSION BONE HOLDING FORCEPS | 9" | 17 | No | Yes |  | No | N. A. | No | N. A. | No | Yes | No | No | M. L.: MFG/MD/2022/63252 |  | 1 | SUSHRUT PRODUCTS\CONVENTIONAL INSTRUMENTS | 0.22 | VL number changed to ML number | N | Forceps |  | No | No | Yes | No | Yes | N. A.
C1102 | C1102.00 | WIRE BENDING PLIER, S`RUT |  | C1102.00 | 00 | 2019-10-18 | N. A. | N. A. | N. A. | QPF/C1102.00 | 00 | 2027-04-06 | N. A. | N. A. | N. A. | PS/PUR005 | 00 | 2022-09-16 | N. A. | N. A. | N. A. | C1102.00 | TF-IN | IU/5 | Class A | FINISHED GOODS | SUSHRUT™ | WIRE BENDING PLIER |  | 17 | No | Yes |  | No | N. A. | No | N. A. | No | Yes | No | No | M. L.: MFG/MD/2022/63252 |  | 1 | SUSHRUT PRODUCTS\CONVENTIONAL INSTRUMENTS | 0 | VL number changed to ML number | N | Pliers |  | No | No | Yes | No | Yes | N. A.
C1102.01 | C1102.01 | WIRE BENDING PLIER, ADLER |  | C1102.01 | #N/A | #N/A | N. A. | N. A. | N. A. | QPF/C1102.01 | #N/A | #N/A | #N/A | #N/A | #N/A | PS/C1102.01 | #N/A | #N/A | #N/A | #N/A | #N/A | C1102.01 | TF-IN | IU/5 | Class A | FINISHED GOODS | ADLER™ | WIRE BENDING PLIER |  | 17 | No | Yes |  | No | N. A. | No | N. A. | No | Yes | No | No | M. L.: MFG/MD/2022/63252 |  | 1 | ADLER PRODUCTS\ADLER GERMAN INSTRUMENTS\SMALL FRAGMENT SET | 0 | VL number changed to ML number | Y | Pliers |  | No | No | Yes | No | Yes | N. A.
C1102.08 | C1102.08 | HEYGROVE'S BONE HOLDING FORCEPS 8", S`RUT |  | C1102.08 | N. A. | N. A. | N. A. | N. A. | N. A. | QPR/C1102 QPF/C1102 | 00 | 2017-05-11 | N. A. | N. A. | N. A. | PS/C1102.08 | 00 | 2017-05-13 | N. A. | N. A. | N. A. | C1102.08 | TF-IN | IU/5 | Class A | FINISHED GOODS | SUSHRUT™ | HEYGROVE'S BONE HOLDING FORCEPS | 8" | 17 | No | Yes |  | No | N. A. | No | N. A. | No | Yes | No | No | M. L.: MFG/MD/2022/63252 |  | 1 | SUSHRUT PRODUCTS\CONVENTIONAL INSTRUMENTS | 0.16 | VL number changed to ML number | N | Forceps |  | No | No | Yes | No | Yes | N. A.
C1102.10 | C1102.10 | HEYGROVE'S BONE HOLDING FORCEPS 10", S`RUT |  | C1102.10 | N. A. | N. A. | N. A. | N. A. | N. A. | QPR/C1102 QPF/C1102 | 00 | 2017-05-11 | N. A. | N. A. | N. A. | PS/C1102.10 | 00 | 2017-01-13 | N. A. | N. A. | N. A. | C1102.10 | TF-IN | IU/5 | Class A | FINISHED GOODS | SUSHRUT™ | HEYGROVE'S BONE HOLDING FORCEPS | 10" | 17 | No | Yes |  | No | N. A. | No | N. A. | No | Yes | No | No | M. L.: MFG/MD/2022/63252 |  | 1 | SUSHRUT PRODUCTS\CONVENTIONAL INSTRUMENTS | 0.28 | VL number changed to ML number | N | Forceps |  | No | No | Yes | No | Yes | N. A.
C1102.12 | C1102.12 | HEYGROVE'S BONE HOLDING FORCEPS 12", S`RUT |  | C1102.12 | N. A. | N. A. | N. A. | N. A. | N. A. | QPR/C1102 QPF/C1102 | 00 | 2017-05-11 | N. A. | N. A. | N. A. | PS/C1102.12 | 00 | 2017-01-13 | N. A. | N. A. | N. A. | C1102.12 | TF-IN | IU/5 | Class A | FINISHED GOODS | SUSHRUT™ | HEYGROVE'S BONE HOLDING FORCEPS | 12" | 17 | No | Yes |  | No | N. A. | No | N. A. | No | Yes | No | No | M. L.: MFG/MD/2022/63252 |  | 1 | SUSHRUT PRODUCTS\CONVENTIONAL INSTRUMENTS | 0 | VL number changed to ML number | Y | Forceps |  | No | No | Yes | No | Yes | N. A.
C1304.00 | C1304.00 | HEAD GAUGE SET FOR PROSTHESIS CONSIST OF C1304.01, C1304.02, C1304.03, S`RUT |  | C1304.00 | 06 | 2018-12-14 | N. A. | N. A. | N. A. | QPF/C1304.00 | 01 | 2019-01-29 | 2022-01-29 | N. A. | N. A. | PS/C1304.00 | 03 | 2019-01-27 | 2022-01-27 | N. A. | N. A. | C1304.00 | TF-IN | IU/5 | Class B | FINISHED GOODS | SUSHRUT™ | HEAD GAUGE SET | FOR PROSTHESIS CONSIST OF C1304.01, C1304.02, C1304.03 | 17 | No | Yes |  | No | N. A. | No | N. A. | No | Yes | No | No | M. L.: MFG/MD/2023/000312 |  | 1 | SUSHRUT PRODUCTS\CONVENTIONAL INSTRUMENTS | 0.32 | Initial issue | N | Hip System Instrument |  | No | No | Yes | No | Yes | N. A.
C1304.002 | C1304.002 | HEAD GAUGE SET FOR PROSTHESIS CONSIST OF C1304.01, C1304.02, C1304.03, C1304.05, C1304.06, C1304.07, C1304.09, S`RUT |  | C1304.002 | #N/A | #N/A | N. A. | N. A. | N. A. | QPF/C1304.002 | #N/A | #N/A | #N/A | #N/A | #N/A | PS/C1304.002 | #N/A | #N/A | #N/A | #N/A | #N/A | C1304.002 | TF-IN | IU/5 | Class B | FINISHED GOODS | SUSHRUT™ | HEAD GAUGE SET | FOR PROSTHESIS CONSIST OF C1304.01, C1304.02, C1304.03, C1304.05, C1304.06, C1304.07, C1304.09 | 17 | No | Yes |  | No | N. A. | No | N. A. | No | Yes | No | No | M. L.: MFG/MD/2023/000312 |  | 1 | SUSHRUT PRODUCTS\CONVENTIONAL INSTRUMENTS | 0 | Initial issue | Y | Hip System Instrument |  | No | No | Yes | No | Yes | N. A.
C1304.10 | C1304.10 | HEAD GAUGE SET FOR PROSTHESIS CONSIST OF C1304.10.01 TO C1304.10.11 - 1PIECE EACH |  | C1304.10 | 06 | 2018-12-14 | N. A. | N. A. | N. A. | QPF/C1304.10 | 01 | 2019-01-29 | 2022-01-29 | N. A. | N. A. | PS/C1304.10 | 03 | 2019-01-27 | 2022-01-27 | N. A. | N. A. | C1304 | TF-IN | IU/5 | Class B | FINISHED GOODS | ADLER™ | HEAD GAUGE SET FOR PROSTHESIS | CONSIST OF C1304.10.01 TO C1304.10.11 - 1PIECE EACH | 17 | No | Yes |  | No | N. A. | No | N. A. | No | Yes | No | No | M. L.: MFG/MD/2023/000312 |  | 1 | ADLER PRODUCTS\INSTRUMENTS \JRP_INSTRUMENTS | 0 | Initial issue | N | Hip System Instrument |  | No | No | Yes | No | Yes | N. A.
C1304.10 | C1304.10.01 | HEAD GAUGE FOR PROSTHESIS DIA. 39MM |  | C1304.10 | 06 | 2018-12-14 | N. A. | N. A. | N. A. | N. A. | 01 | 2019-01-29 | 2022-01-29 | N. A. | N. A. | PS/C1304.10.01 | 01 | 2018-04-01 | 2021-04-01 | 2019-11-17 | 44882 | C1304 | TF-IN | IU/5 | N. A. | SEMIFINISHED GOODS | N. A. | N. A. | N. A. | N. A. | N. A. | N. A. |  | N. A. | N. A. | N. A. | N. A. | N. A. | N. A. | N. A. | N. A. | N. A. | N. A. | 1 | SUB COMPONENTS | 0 | Initial issue | N | INSTRUMENTS |  | No | No | N. A. | N. A. | N. A. | N. A.
C1304.10 | C1304.10.02 | HEAD GAUGE FOR PROSTHESIS DIA. 41MM |  | C1304.10 | 06 | 2018-12-14 | N. A. | N. A. | N. A. | N. A. | 01 | 2019-01-29 | 2022-01-29 | N. A. | N. A. | PS/C1304.10.01 | 01 | 2018-04-01 | 2021-04-01 | 2019-11-17 | 44882 | C1304 | TF-IN | IU/5 | N. A. | SEMIFINISHED GOODS | N. A. | N. A. | N. A. | N. A. | N. A. | N. A. |  | N. A. | N. A. | N. A. | N. A. | N. A. | N. A. | N. A. | N. A. | N. A. | N. A. | 1 | SUB COMPONENTS | 0 | Initial issue | N | INSTRUMENTS |  | No | No | N. A. | N. A. | N. A. | N. A.
C1304.10 | C1304.10.03 | HEAD GAUGE FOR PROSTHESIS DIA. 43MM |  | C1304.10 | 06 | 2018-12-14 | N. A. | N. A. | N. A. | N. A. | 01 | 2019-01-29 | 2022-01-29 | N. A. | N. A. | PS/C1304.10.01 | 01 | 2018-04-01 | 2021-04-01 | 2019-11-17 | 44882 | C1304 | TF-IN | IU/5 | N. A. | SEMIFINISHED GOODS | N. A. | N. A. | N. A. | N. A. | N. A. | N. A. |  | N. A. | N. A. | N. A. | N. A. | N. A. | N. A. | N. A. | N. A. | N. A. | N. A. | 1 | SUB COMPONENTS | 0 | Initial issue | N | INSTRUMENTS |  | No | No | N. A. | N. A. | N. A. | N. A.
C1304.10 | C1304.10.04 | HEAD GAUGE FOR PROSTHESIS DIA. 45MM |  | C1304.10 | 06 | 2018-12-14 | N. A. | N. A. | N. A. | N. A. | 01 | 2019-01-29 | 2022-01-29 | N. A. | N. A. | PS/C1304.10.01 | 01 | 2018-04-01 | 2021-04-01 | 2019-11-17 | 44882 | C1304 | TF-IN | IU/5 | N. A. | SEMIFINISHED GOODS | N. A. | N. A. | N. A. | N. A. | N. A. | N. A. |  | N. A. | N. A. | N. A. | N. A. | N. A. | N. A. | N. A. | N. A. | N. A. | N. A. | 1 | SUB COMPONENTS | 0 | Initial issue | N | INSTRUMENTS |  | No | No | N. A. | N. A. | N. A. | N. A.
C1304.10 | C1304.10.05 | HEAD GAUGE FOR PROSTHESIS DIA. 47MM |  | C1304.10 | 06 | 2018-12-14 | N. A. | N. A. | N. A. | N. A. | 01 | 2019-01-29 | 2022-01-29 | N. A. | N. A. | PS/C1304.10.01 | 01 | 2018-04-01 | 2021-04-01 | 2019-11-17 | 44882 | C1304 | TF-IN | IU/5 | N. A. | SEMIFINISHED GOODS | N. A. | N. A. | N. A. | N. A. | N. A. | N. A. |  | N. A. | N. A. | N. A. | N. A. | N. A. | N. A. | N. A. | N. A. | N. A. | N. A. | 1 | SUB COMPONENTS | 0 | Initial issue | N | INSTRUMENTS |  | No | No | N. A. | N. A. | N. A. | N. A.
C1304.10 | C1304.10.06 | HEAD GAUGE FOR PROSTHESIS DIA. 49MM |  | C1304.10 | 06 | 2018-12-14 | N. A. | N. A. | N. A. | N. A. | 01 | 2019-01-29 | 2022-01-29 | N. A. | N. A. | PS/C1304.10.01 | 01 | 2018-04-01 | 2021-04-01 | 2019-11-17 | 44882 | C1304 | TF-IN | IU/5 | N. A. | SEMIFINISHED GOODS | N. A. | N. A. | N. A. | N. A. | N. A. | N. A. |  | N. A. | N. A. | N. A. | N. A. | N. A. | N. A. | N. A. | N. A. | N. A. | N. A. | 1 | SUB COMPONENTS | 0 | Initial issue | N | INSTRUMENTS |  | No | No | N. A. | N. A. | N. A. | N. A.
C1304.10 | C1304.10.07 | HEAD GAUGE FOR PROSTHESIS DIA. 51MM |  | C1304.10 | 06 | 2018-12-14 | N. A. | N. A. | N. A. | N. A. | 01 | 2019-01-29 | 2022-01-29 | N. A. | N. A. | PS/C1304.10.01 | 01 | 2018-04-01 | 2021-04-01 | 2019-11-17 | 44882 | C1304 | TF-IN | IU/5 | N. A. | SEMIFINISHED GOODS | N. A. | N. A. | N. A. | N. A. | N. A. | N. A. |  | N. A. | N. A. | N. A. | N. A. | N. A. | N. A. | N. A. | N. A. | N. A. | N. A. | 1 | SUB COMPONENTS | 0 | Initial issue | N | INSTRUMENTS |  | No | No | N. A. | N. A. | N. A. | N. A.
C1304.10 | C1304.10.08 | HEAD GAUGE FOR PROSTHESIS DIA. 53MM |  | C1304.10 | 06 | 2018-12-14 | N. A. | N. A. | N. A. | N. A. | 01 | 2019-01-29 | 2022-01-29 | N. A. | N. A. | PS/C1304.10.01 | 01 | 2018-04-01 | 2021-04-01 | 2019-11-17 | 44882 | C1304 | TF-IN | IU/5 | N. A. | SEMIFINISHED GOODS | N. A. | N. A. | N. A. | N. A. | N. A. | N. A. |  | N. A. | N. A. | N. A. | N. A. | N. A. | N. A. | N. A. | N. A. | N. A. | N. A. | 1 | SUB COMPONENTS | 0 | Initial issue | N | INSTRUMENTS |  | No | No | N. A. | N. A. | N. A. | N. A.
C1304.10 | C1304.10.09 | HEAD GAUGE FOR PROSTHESIS DIA. 55MM |  | C1304.10 | 06 | 2018-12-14 | N. A. | N. A. | N. A. | N. A. | 01 | 2019-01-29 | 2022-01-29 | N. A. | N. A. | PS/C1304.10.01 | 01 | 2018-04-01 | 2021-04-01 | 2019-11-17 | 44882 | C1304 | TF-IN | IU/5 | N. A. | SEMIFINISHED GOODS | N. A. | N. A. | N. A. | N. A. | N. A. | N. A. |  | N. A. | N. A. | N. A. | N. A. | N. A. | N. A. | N. A. | N. A. | N. A. | N. A. | 1 | SUB COMPONENTS | 0 | Initial issue | N | INSTRUMENTS |  | No | No | N. A. | N. A. | N. A. | N. A.
C1304.10 | C1304.10.10 | HEAD GAUGE FOR PROSTHESIS DIA. 57MM |  | C1304.10 | 06 | 2018-12-14 | N. A. | N. A. | N. A. | N. A. | 01 | 2019-01-29 | 2022-01-29 | N. A. | N. A. | PS/C1304.10.01 | 01 | 2018-04-01 | 2021-04-01 | 2019-11-17 | 44882 | C1304 | TF-IN | IU/5 | N. A. | SEMIFINISHED GOODS | N. A. | N. A. | N. A. | N. A. | N. A. | N. A. |  | N. A. | N. A. | N. A. | N. A. | N. A. | N. A. | N. A. | N. A. | N. A. | N. A. | 1 | SUB COMPONENTS | 0 | Initial issue | N | INSTRUMENTS |  | No | No | N. A. | N. A. | N. A. | N. A.
C1304.10 | C1304.10.11 | HEAD GAUGE FOR PROSTHESIS DIA. 59MM |  | C1304.10 | 06 | 2018-12-14 | N. A. | N. A. | N. A. | N. A. | 01 | 2019-01-29 | 2022-01-29 | N. A. | N. A. | PS/C1304.10.01 | 01 | 2018-04-01 | 2021-04-01 | 2019-11-17 | 44882 | C1304 | TF-IN | IU/5 | N. A. | SEMIFINISHED GOODS | N. A. | N. A. | N. A. | N. A. | N. A. | N. A. |  | N. A. | N. A. | N. A. | N. A. | N. A. | N. A. | N. A. | N. A. | N. A. | N. A. | 1 | SUB COMPONENTS | 0 | Initial issue | N | INSTRUMENTS |  | No | No | N. A. | N. A. | N. A. | N. A.
C1304.10 | C1304.10.12 | HEAD GAUGE SET FOR PROSTHESIS CONSIST OF C1304.10.01 TO C1304.10.08 - 1PIECE EACH, ADLER,PIN |  | C1304.10 | 06 | 2018-12-14 | N. A. | N. A. | N. A. | N. A. | N. A. | N. A. | N. A. | N. A. | N. A. | PS/C1304.10.12 | N. A. | N. A. | N. A. | N. A. | N. A. | C1304.10 | N. A. | N. A. | N. A. | SEMIFINISHED GOODS | N. A. | N. A. | N. A. | N. A. | N. A. | N. A. |  | N. A. | N. A. | N. A. | N. A. | N. A. | N. A. | N. A. | N. A. | N. A. | N. A. | N. A. | SUB COMPONENTS | 0 | Added new codes as per requirement from Production on 24AUG2018 (Pratik) | N | INSTRUMENTS |  | No | No | N. A. | N. A. | N. A. | N. A.
C1304.10 | C1304.10.39 | HEAD GAUGE FOR PROSTHESIS DIA. 39MM |  | #N/A | N. A. | N. A. | N. A. | N. A. | N. A. | #N/A | N. A. | N. A. | N. A. | N. A. | N. A. | #N/A | N. A. | N. A. | N. A. | N. A. | N. A. | #N/A | TF-IN | IU/5 | N. A. | SEMIFINISHED GOODS | N. A. | N. A. | N. A. | N. A. | N. A. | N. A. |  | N. A. | N. A. | N. A. | N. A. | N. A. | N. A. | N. A. | N. A. | N. A. | N. A. | 1 | SUB COMPONENTS | 0 | Initial issue | N | INSTRUMENTS |  | No | No | N. A. | N. A. | N. A. | N. A.
C1304.10 | C1304.10.41 | HEAD GAUGE FOR PROSTHESIS DIA. 41MM |  | #N/A | N. A. | N. A. | N. A. | N. A. | N. A. | #N/A | N. A. | N. A. | N. A. | N. A. | N. A. | #N/A | N. A. | N. A. | N. A. | N. A. | N. A. | #N/A | TF-IN | IU/5 | N. A. | SEMIFINISHED GOODS | N. A. | N. A. | N. A. | N. A. | N. A. | N. A. |  | N. A. | N. A. | N. A. | N. A. | N. A. | N. A. | N. A. | N. A. | N. A. | N. A. | 1 | SUB COMPONENTS | 0 | Initial issue | N | INSTRUMENTS |  | No | No | N. A. | N. A. | N. A. | N. A.
C1304.10 | C1304.10.43 | HEAD GAUGE FOR PROSTHESIS DIA. 43MM |  | #N/A | N. A. | N. A. | N. A. | N. A. | N. A. | #N/A | N. A. | N. A. | N. A. | N. A. | N. A. | #N/A | N. A. | N. A. | N. A. | N. A. | N. A. | #N/A | TF-IN | IU/5 | N. A. | SEMIFINISHED GOODS | N. A. | N. A. | N. A. | N. A. | N. A. | N. A. |  | N. A. | N. A. | N. A. | N. A. | N. A. | N. A. | N. A. | N. A. | N. A. | N. A. | 1 | SUB COMPONENTS | 0 | Initial issue | N | INSTRUMENTS |  | No | No | N. A. | N. A. | N. A. | N. A.
C1304.10 | C1304.10.45 | HEAD GAUGE FOR PROSTHESIS DIA. 45MM |  | #N/A | N. A. | N. A. | N. A. | N. A. | N. A. | #N/A | N. A. | N. A. | N. A. | N. A. | N. A. | #N/A | N. A. | N. A. | N. A. | N. A. | N. A. | #N/A | TF-IN | IU/5 | N. A. | SEMIFINISHED GOODS | N. A. | N. A. | N. A. | N. A. | N. A. | N. A. |  | N. A. | N. A. | N. A. | N. A. | N. A. | N. A. | N. A. | N. A. | N. A. | N. A. | 1 | SUB COMPONENTS | 0 | Initial issue | N | INSTRUMENTS |  | No | No | N. A. | N. A. | N. A. | N. A.
C1304.10 | C1304.10.47 | HEAD GAUGE FOR PROSTHESIS DIA. 47MM |  | #N/A | N. A. | N. A. | N. A. | N. A. | N. A. | #N/A | N. A. | N. A. | N. A. | N. A. | N. A. | #N/A | N. A. | N. A. | N. A. | N. A. | N. A. | #N/A | TF-IN | IU/5 | N. A. | SEMIFINISHED GOODS | N. A. | N. A. | N. A. | N. A. | N. A. | N. A. |  | N. A. | N. A. | N. A. | N. A. | N. A. | N. A. | N. A. | N. A. | N. A. | N. A. | 1 | SUB COMPONENTS | 0 | Initial issue | N | INSTRUMENTS |  | No | No | N. A. | N. A. | N. A. | N. A.
C1304.10 | C1304.10.49 | HEAD GAUGE FOR PROSTHESIS DIA. 49MM |  | #N/A | N. A. | N. A. | N. A. | N. A. | N. A. | #N/A | N. A. | N. A. | N. A. | N. A. | N. A. | #N/A | N. A. | N. A. | N. A. | N. A. | N. A. | #N/A | TF-IN | IU/5 | N. A. | SEMIFINISHED GOODS | N. A. | N. A. | N. A. | N. A. | N. A. | N. A. |  | N. A. | N. A. | N. A. | N. A. | N. A. | N. A. | N. A. | N. A. | N. A. | N. A. | 1 | SUB COMPONENTS | 0 | Initial issue | N | INSTRUMENTS |  | No | No | N. A. | N. A. | N. A. | N. A.
C1304.10 | C1304.10.51 | HEAD GAUGE FOR PROSTHESIS DIA. 51MM |  | #N/A | N. A. | N. A. | N. A. | N. A. | N. A. | #N/A | N. A. | N. A. | N. A. | N. A. | N. A. | #N/A | N. A. | N. A. | N. A. | N. A. | N. A. | #N/A | TF-IN | IU/5 | N. A. | SEMIFINISHED GOODS | N. A. | N. A. | N. A. | N. A. | N. A. | N. A. |  | N. A. | N. A. | N. A. | N. A. | N. A. | N. A. | N. A. | N. A. | N. A. | N. A. | 1 | SUB COMPONENTS | 0 | Initial issue | N | INSTRUMENTS |  | No | No | N. A. | N. A. | N. A. | N. A.
C1304.10 | C1304.10.53 | HEAD GAUGE FOR PROSTHESIS DIA. 53MM |  | #N/A | N. A. | N. A. | N. A. | N. A. | N. A. | #N/A | N. A. | N. A. | N. A. | N. A. | N. A. | #N/A | N. A. | N. A. | N. A. | N. A. | N. A. | #N/A | TF-IN | IU/5 | N. A. | SEMIFINISHED GOODS | N. A. | N. A. | N. A. | N. A. | N. A. | N. A. |  | N. A. | N. A. | N. A. | N. A. | N. A. | N. A. | N. A. | N. A. | N. A. | N. A. | 1 | SUB COMPONENTS | 0 | Initial issue | N | INSTRUMENTS |  | No | No | N. A. | N. A. | N. A. | N. A.
C1304.11 | C1304.11 | HEAD GAUGE SET FOR PROSTHESIS CONSIST OF C1304.11.01 TO C1304.11.10 - 1PIECE EACH |  | C1304.11 | 03 | 2018-12-14 | N. A. | N. A. | N. A. | QPF/C1304.11 | 01 | 2019-01-27 | N. A. | N. A. | N. A. | PS/C1304.11 | 00 | 2019-01-25 | N. A. | N. A. | N. A. | C1304 | TF-IN | IU/5 | Class B | FINISHED GOODS | ADLER™ | HEAD GAUGE SET FOR PROSTHESIS | CONSIST OF C1304.11.01 TO C1304.11.10 - 1PIECE EACH | 17 | No | Yes |  | No | N. A. | No | N. A. | No | Yes | No | No | M. L.: MFG/MD/2023/000312 |  | 1 | ADLER PRODUCTS\INSTRUMENTS \JRP_INSTRUMENTS | 0 | Initial issue | Y | Hip System Instrument |  | No | No | Yes | No | Yes | N. A.
C1304.11 | C1304.11.01 | HEAD GAUGE FOR PROSTHESIS DIA. 40MM |  | C1304.11 | 03 | 2018-12-14 | N. A. | N. A. | N. A. | N. A. | 00 | 2019-01-29 | N. A. | N. A. | N. A. | PS/C1304.11.01 | 00 | 2019-01-25 | N. A. | N. A. | N. A. | C1304 | TF-IN | IU/5 | N. A. | SEMIFINISHED GOODS | N. A. | N. A. | N. A. | N. A. | N. A. | N. A. |  | N. A. | N. A. | N. A. | N. A. | N. A. | N. A. | N. A. | N. A. | N. A. | N. A. | 1 | SUB COMPONENTS | 0 | Initial issue | N | INSTRUMENTS |  | No | No | N. A. | N. A. | N. A. | N. A.
C1304.11 | C1304.11.02 | HEAD GAUGE FOR PROSTHESIS DIA. 42MM |  | C1304.11 | 03 | 2018-12-14 | N. A. | N. A. | N. A. | N. A. | 00 | 2019-01-29 | N. A. | N. A. | N. A. | PS/C1304.11.01 | 00 | 2019-01-25 | N. A. | N. A. | N. A. | C1304 | TF-IN | IU/5 | N. A. | SEMIFINISHED GOODS | N. A. | N. A. | N. A. | N. A. | N. A. | N. A. |  | N. A. | N. A. | N. A. | N. A. | N. A. | N. A. | N. A. | N. A. | N. A. | N. A. | 1 | SUB COMPONENTS | 0 | Initial issue | N | INSTRUMENTS |  | No | No | N. A. | N. A. | N. A. | N. A.
C1304.11 | C1304.11.03 | HEAD GAUGE FOR PROSTHESIS DIA. 44MM |  | C1304.11 | 03 | 2018-12-14 | N. A. | N. A. | N. A. | N. A. | 00 | 2019-01-29 | N. A. | N. A. | N. A. | PS/C1304.11.01 | 00 | 2019-01-25 | N. A. | N. A. | N. A. | C1304 | TF-IN | IU/5 | N. A. | SEMIFINISHED GOODS | N. A. | N. A. | N. A. | N. A. | N. A. | N. A. |  | N. A. | N. A. | N. A. | N. A. | N. A. | N. A. | N. A. | N. A. | N. A. | N. A. | 1 | SUB COMPONENTS | 0 | Initial issue | N | INSTRUMENTS |  | No | No | N. A. | N. A. | N. A. | N. A.
C1304.11 | C1304.11.04 | HEAD GAUGE FOR PROSTHESIS DIA. 46MM |  | C1304.11 | 03 | 2018-12-14 | N. A. | N. A. | N. A. | N. A. | 00 | 2019-01-29 | N. A. | N. A. | N. A. | PS/C1304.11.01 | 00 | 2019-01-25 | N. A. | N. A. | N. A. | C1304 | TF-IN | IU/5 | N. A. | SEMIFINISHED GOODS | N. A. | N. A. | N. A. | N. A. | N. A. | N. A. |  | N. A. | N. A. | N. A. | N. A. | N. A. | N. A. | N. A. | N. A. | N. A. | N. A. | 1 | SUB COMPONENTS | 0 | Initial issue | N | INSTRUMENTS |  | No | No | N. A. | N. A. | N. A. | N. A.
C1304.11 | C1304.11.05 | HEAD GAUGE FOR PROSTHESIS DIA. 48MM |  | C1304.11 | 03 | 2018-12-14 | N. A. | N. A. | N. A. | N. A. | 00 | 2019-01-29 | N. A. | N. A. | N. A. | PS/C1304.11.01 | 00 | 2019-01-25 | N. A. | N. A. | N. A. | C1304 | TF-IN | IU/5 | N. A. | SEMIFINISHED GOODS | N. A. | N. A. | N. A. | N. A. | N. A. | N. A. |  | N. A. | N. A. | N. A. | N. A. | N. A. | N. A. | N. A. | N. A. | N. A. | N. A. | 1 | SUB COMPONENTS | 0 | Initial issue | N | INSTRUMENTS |  | No | No | N. A. | N. A. | N. A. | N. A.
C1304.11 | C1304.11.06 | HEAD GAUGE FOR PROSTHESIS DIA. 50MM |  | C1304.11 | 03 | 2018-12-14 | N. A. | N. A. | N. A. | N. A. | 00 | 2019-01-29 | N. A. | N. A. | N. A. | PS/C1304.11.01 | 00 | 2019-01-25 | N. A. | N. A. | N. A. | C1304 | TF-IN | IU/5 | N. A. | SEMIFINISHED GOODS | N. A. | N. A. | N. A. | N. A. | N. A. | N. A. |  | N. A. | N. A. | N. A. | N. A. | N. A. | N. A. | N. A. | N. A. | N. A. | N. A. | 1 | SUB COMPONENTS | 0 | Initial issue | N | INSTRUMENTS |  | No | No | N. A. | N. A. | N. A. | N. A.
C1304.11 | C1304.11.07 | HEAD GAUGE FOR PROSTHESIS DIA. 52MM |  | C1304.11 | 03 | 2018-12-14 | N. A. | N. A. | N. A. | N. A. | 00 | 2019-01-29 | N. A. | N. A. | N. A. | PS/C1304.11.01 | 00 | 2019-01-25 | N. A. | N. A. | N. A. | C1304 | TF-IN | IU/5 | N. A. | SEMIFINISHED GOODS | N. A. | N. A. | N. A. | N. A. | N. A. | N. A. |  | N. A. | N. A. | N. A. | N. A. | N. A. | N. A. | N. A. | N. A. | N. A. | N. A. | 1 | SUB COMPONENTS | 0 | Initial issue | N | INSTRUMENTS |  | No | No | N. A. | N. A. | N. A. | N. A.
C1304.11 | C1304.11.08 | HEAD GAUGE FOR PROSTHESIS DIA. 54MM |  | C1304.11 | 03 | 2018-12-14 | N. A. | N. A. | N. A. | N. A. | 00 | 2019-01-29 | N. A. | N. A. | N. A. | PS/C1304.11.01 | 00 | 2019-01-25 | N. A. | N. A. | N. A. | C1304 | TF-IN | IU/5 | N. A. | SEMIFINISHED GOODS | N. A. | N. A. | N. A. | N. A. | N. A. | N. A. |  | N. A. | N. A. | N. A. | N. A. | N. A. | N. A. | N. A. | N. A. | N. A. | N. A. | 1 | ADLER PRODUCTS\INSTRUMENTS \JRP_INSTRUMENTS\SUB COMPONENTS | 0 | Initial issue | N | INSTRUMENTS |  | No | No | N. A. | N. A. | N. A. | N. A.
C1304.11 | C1304.11.09 | HEAD GAUGE FOR PROSTHESIS DIA. 56MM |  | C1304.11 | 03 | 2018-12-14 | N. A. | N. A. | N. A. | N. A. | N. A. | N. A. | N. A. | N. A. | N. A. | PS/C1304.11.01 | N. A. | N. A. | N. A. | N. A. | N. A. | C1304 | TF-IN | IU/5 | N. A. | SEMIFINISHED GOODS | N. A. | N. A. | N. A. | N. A. | N. A. | N. A. |  | N. A. | N. A. | N. A. | N. A. | N. A. | N. A. | N. A. | N. A. | N. A. | N. A. | 1 | SUB COMPONENTS | 0 | ADDED NEW PRODUCTS AS PER QH-AM011118 DTD28NOV2018 ON 01DEC2018 | N | INSTRUMENTS |  | No | No | N. A. | N. A. | N. A. | N. A.
C1304.11 | C1304.11.10 | HEAD GAUGE FOR PROSTHESIS DIA. 58MM |  | C1304.11 | 03 | 2018-12-14 | N. A. | N. A. | N. A. | N. A. | N. A. | N. A. | N. A. | N. A. | N. A. | PS/C1304.11.01 | N. A. | N. A. | N. A. | N. A. | N. A. | C1304 | TF-IN | IU/5 | N. A. | SEMIFINISHED GOODS | N. A. | N. A. | N. A. | N. A. | N. A. | N. A. |  | N. A. | N. A. | N. A. | N. A. | N. A. | N. A. | N. A. | N. A. | N. A. | N. A. | 1 | SUB COMPONENTS | 0 | ADDED NEW PRODUCTS AS PER QH-AM011118 DTD28NOV2018 ON 01DEC2018 | N | INSTRUMENTS |  | No | No | N. A. | N. A. | N. A. | N. A.
C1401.05 | C1401.05 | CAPNER GOUGE 5MM, S`RUT |  | C1401.05 | #N/A | #N/A | N. A. | N. A. | N. A. | QPF/C1401 | #N/A | #N/A | #N/A | #N/A | #N/A | PS/C1401.05 | #N/A | #N/A | #N/A | #N/A | #N/A | C1401.05 | TF-IN | IU/5 | Class A | FINISHED GOODS | SUSHRUT™ | CAPNER GOUGE | 5MM | 17 | No | Yes |  | No | N. A. | No | N. A. | No | Yes | No | No | M. L.: MFG/MD/2022/63252 |  | 1 | SUSHRUT PRODUCTS\CONVENTIONAL INSTRUMENTS | 0 | VL number changed to ML number | Y | Spinal Instrument |  | No | No | Yes | No | Yes | N. A.
C1401.10 | C1401.10 | CAPNER GOUGE 10MM, S`RUT |  | C1401.10 | N. A. | N. A. | N. A. | N. A. | N. A. | QPF/C1401 | 00 | 2017-04-11 | N. A. | N. A. | N. A. | PS/C1401.10 | 00 | 2017-03-19 | N. A. | N. A. | N. A. | C1401.10 | TF-IN | IU/5 | Class A | FINISHED GOODS | SUSHRUT™ | CAPNER GOUGE | 10MM | 17 | No | Yes |  | No | N. A. | No | N. A. | No | Yes | No | No | M. L.: MFG/MD/2022/63252 |  | 1 | SUSHRUT PRODUCTS\CONVENTIONAL INSTRUMENTS | 0 | VL number changed to ML number | Y | Spinal Instrument |  | No | No | Yes | No | Yes | N. A.
C1401.15 | C1401.15 | CAPNER GOUGE 15MM, S`RUT |  | C1401.15 | N. A. | N. A. | N. A. | N. A. | N. A. | QPF/C1401 | 00 | 2017-04-11 | N. A. | N. A. | N. A. | PS/C1401.15 | 00 | 2017-03-19 | N. A. | N. A. | N. A. | C1401.15 | TF-IN | IU/5 | Class A | FINISHED GOODS | SUSHRUT™ | CAPNER GOUGE | 15MM | 17 | No | Yes |  | No | N. A. | No | N. A. | No | Yes | No | No | M. L.: MFG/MD/2022/63252 |  | 1 | SUSHRUT PRODUCTS\CONVENTIONAL INSTRUMENTS | 0 | VL number changed to ML number | Y | Spinal Instrument |  | No | No | Yes | No | Yes | N. A.
C1403 | C1403.05 | STILLE GOUGE STRAIGHT, 5MM, S`RUT |  | C1403.05 | 00 | 2019-10-18 | N. A. | N. A. | N. A. | QPR/C1403 QPF/C1403 | 00 | 2017-05-11 | N. A. | N. A. | N. A. | PS/PUR005 | 00 | 2022-09-16 | 2022-07-14 | N. A. | N. A. | C1403.05 | TF-IN | IU/5 | Class A | FINISHED GOODS | SUSHRUT™ | STILLE GOUGE | STRAIGHT, 5MM | 17 | No | Yes |  | No | N. A. | No | N. A. | No | Yes | No | No | M. L.: MFG/MD/2022/63252 |  | 1 | SUSHRUT PRODUCTS\CONVENTIONAL INSTRUMENTS | 0.15 | VL number changed to ML number | N | Spinal Instrument |  | No | No | Yes | No | Yes | N. A.
C1403 | C1403.10 | STILLE GOUGE STRAIGHT, 10MM, S`RUT |  | C1403.10 | 00 | 2019-10-18 | N. A. | N. A. | N. A. | QPR/C1403 QPF/C1403 | 00 | 2017-05-11 | N. A. | N. A. | N. A. | PS/PUR005 | 00 | 2022-09-16 | 2022-07-14 | N. A. | N. A. | C1403.10 | TF-IN | IU/5 | Class A | FINISHED GOODS | SUSHRUT™ | STILLE GOUGE | STRAIGHT, 10MM | 17 | No | Yes |  | No | N. A. | No | N. A. | No | Yes | No | No | M. L.: MFG/MD/2022/63252 |  | 1 | SUSHRUT PRODUCTS\CONVENTIONAL INSTRUMENTS | 0.14 | VL number changed to ML number | N | Spinal Instrument |  | No | No | Yes | No | Yes | N. A.
C1403 | C1403.15 | STILLE GOUGE STRAIGHT, 15MM, S`RUT |  | C1403.15 | 00 | 2019-10-18 | N. A. | N. A. | N. A. | QPR/C1403 QPF/C1403 | 00 | 2017-05-11 | N. A. | N. A. | N. A. | PS/PUR005 | 00 | 2022-09-16 | 2022-07-14 | N. A. | N. A. | C1403.15 | TF-IN | IU/5 | Class A | FINISHED GOODS | SUSHRUT™ | STILLE GOUGE | STRAIGHT, 15MM | 17 | No | Yes |  | No | N. A. | No | N. A. | No | Yes | No | No | M. L.: MFG/MD/2022/63252 |  | 1 | SUSHRUT PRODUCTS\CONVENTIONAL INSTRUMENTS | 0.17 | VL number changed to ML number | N | Spinal Instrument |  | No | No | Yes | No | Yes | N. A.
C1403 | C1403.20 | STILLE GOUGE STRAIGHT, 20MM, S`RUT |  | C1403.20 | 00 | 2019-10-18 | N. A. | N. A. | N. A. | QPR/C1403 QPF/C1403 | 00 | 2017-05-11 | N. A. | N. A. | N. A. | PS/PUR005 | 00 | 2022-09-16 | 2022-07-14 | N. A. | N. A. | C1403.20 | TF-IN | IU/5 | Class A | FINISHED GOODS | SUSHRUT™ | STILLE GOUGE | STRAIGHT, 20MM | 17 | No | Yes |  | No | N. A. | No | N. A. | No | Yes | No | No | M. L.: MFG/MD/2022/63252 |  | 1 | SUSHRUT PRODUCTS\CONVENTIONAL INSTRUMENTS | 0.22 | VL number changed to ML number | N | Spinal Instrument |  | No | No | Yes | No | Yes | N. A.
C1403 | C1403.25 | STILLE GOUGE STRAIGHT, 25MM, S`RUT |  | C1403.25 | 00 | 2019-10-18 | N. A. | N. A. | N. A. | QPR/C1403 QPF/C1403 | 00 | 2017-05-11 | N. A. | N. A. | N. A. | PS/PUR005 | 00 | 2022-09-16 | 2022-07-14 | N. A. | N. A. | C1403.25 | TF-IN | IU/5 | Class A | FINISHED GOODS | SUSHRUT™ | STILLE GOUGE | STRAIGHT, 25MM | 17 | No | Yes |  | No | N. A. | No | N. A. | No | Yes | No | No | M. L.: MFG/MD/2022/63252 |  | 1 | SUSHRUT PRODUCTS\CONVENTIONAL INSTRUMENTS | 0.2 | VL number changed to ML number | N | Spinal Instrument |  | No | No | Yes | No | Yes | N. A.
C1403 | C1403.30 | STILLE GOUGE STRAIGHT, 30MM, S`RUT |  | C1403.30 | #N/A | #N/A | N. A. | N. A. | N. A. | QPR/C1403 QPF/C1403 | #N/A | #N/A | #N/A | #N/A | #N/A | PS/PUR005 | 00 | 2022-09-16 | #N/A | #N/A | #N/A | C1403.30 | TF-IN | IU/5 | Class A | FINISHED GOODS | SUSHRUT™ | STILLE GOUGE | STRAIGHT, 30MM | 17 | No | Yes |  | No | N. A. | No | N. A. | No | Yes | No | No | M. L.: MFG/MD/2022/63252 |  | 1 | SUSHRUT PRODUCTS\CONVENTIONAL INSTRUMENTS | 0.22 | VL number changed to ML number | Y | Spinal Instrument |  | No | No | Yes | No | Yes | N. A.
C1403 | C1403.35 | STILLE GOUGE STRAIGHT, 35MM, S`RUT |  | C1403.35 | #N/A | #N/A | N. A. | N. A. | N. A. | QPR/C1403 QPF/C1403 | #N/A | #N/A | #N/A | #N/A | #N/A | PS/PUR005 | 00 | 2022-09-16 | #N/A | #N/A | #N/A | C1403.35 | TF-IN | IU/5 | Class A | FINISHED GOODS | SUSHRUT™ | STILLE GOUGE | STRAIGHT, 35MM | 17 | No | Yes |  | No | N. A. | No | N. A. | No | Yes | No | No | M. L.: MFG/MD/2022/63252 |  | 1 | SUSHRUT PRODUCTS\CONVENTIONAL INSTRUMENTS | 0.23 | VL number changed to ML number | Y | Spinal Instrument |  | No | No | Yes | No | Yes | N. A.
C1404 | C1404.05 | STILLE GOUGE CURVED, 5MM, S`RUT |  | C1404.05 | 00 | 2019-10-18 | N. A. | N. A. | N. A. | QPR/C1404 QPF/C1404 | 00 | 2017-05-11 | N. A. | N. A. | N. A. | PS/PUR005 | 00 | 2022-09-16 | 2022-07-14 | N. A. | N. A. | C1404.05 | TF-IN | IU/5 | Class A | FINISHED GOODS | SUSHRUT™ | STILLE GOUGE | CURVED, 5MM | 17 | No | Yes |  | No | N. A. | No | N. A. | No | Yes | No | No | M. L.: MFG/MD/2022/63252 |  | 1 | SUSHRUT PRODUCTS\CONVENTIONAL INSTRUMENTS | 0.15 | VL number changed to ML number | N | Spinal Instrument |  | No | No | Yes | No | Yes | N. A.
C1404 | C1404.10 | STILLE GOUGE CURVED, 10MM, S`RUT |  | C1404.10 | 00 | 2019-10-18 | N. A. | N. A. | N. A. | QPR/C1404 QPF/C1404 | 00 | 2017-05-11 | N. A. | N. A. | N. A. | PS/PUR005 | 00 | 2022-09-16 | 2022-07-14 | N. A. | N. A. | C1404.10 | TF-IN | IU/5 | Class A | FINISHED GOODS | SUSHRUT™ | STILLE GOUGE | CURVED, 10MM | 17 | No | Yes |  | No | N. A. | No | N. A. | No | Yes | No | No | M. L.: MFG/MD/2022/63252 |  | 1 | SUSHRUT PRODUCTS\CONVENTIONAL INSTRUMENTS | 0.16 | VL number changed to ML number | N | Spinal Instrument |  | No | No | Yes | No | Yes | N. A.
C1404 | C1404.15 | STILLE GOUGE CURVED, 15MM, S`RUT |  | C1404.15 | 00 | 2019-10-18 | N. A. | N. A. | N. A. | QPR/C1404 QPF/C1404 | 00 | 2017-05-11 | N. A. | N. A. | N. A. | PS/PUR005 | 00 | 2022-09-16 | 2022-07-14 | N. A. | N. A. | C1404.15 | TF-IN | IU/5 | Class A | FINISHED GOODS | SUSHRUT™ | STILLE GOUGE | CURVED, 15MM | 17 | No | Yes |  | No | N. A. | No | N. A. | No | Yes | No | No | M. L.: MFG/MD/2022/63252 |  | 1 | SUSHRUT PRODUCTS\CONVENTIONAL INSTRUMENTS | 0.15 | VL number changed to ML number | N | Spinal Instrument |  | No | No | Yes | No | Yes | N. A.
C1404 | C1404.20 | STILLE GOUGE CURVED, 20MM, S`RUT |  | C1404.20 | 00 | 2019-10-18 | N. A. | N. A. | N. A. | QPR/C1404 QPF/C1404 | 00 | 2017-05-11 | N. A. | N. A. | N. A. | PS/PUR005 | 00 | 2022-09-16 | 2022-07-14 | N. A. | N. A. | C1404.20 | TF-IN | IU/5 | Class A | FINISHED GOODS | SUSHRUT™ | STILLE GOUGE | CURVED, 20MM | 17 | No | Yes |  | No | N. A. | No | N. A. | No | Yes | No | No | M. L.: MFG/MD/2022/63252 |  | 1 | SUSHRUT PRODUCTS\CONVENTIONAL INSTRUMENTS | 0.17 | VL number changed to ML number | N | Spinal Instrument |  | No | No | Yes | No | Yes | N. A.
C1404 | C1404.25 | STILLE GOUGE CURVED, 25MM, S`RUT |  | C1404.25 | 00 | 2019-10-18 | N. A. | N. A. | N. A. | QPR/C1404 QPF/C1404 | 00 | 2017-05-11 | N. A. | N. A. | N. A. | PS/PUR005 | 00 | 2022-09-16 | 2022-07-14 | N. A. | N. A. | C1404.25 | TF-IN | IU/5 | Class A | FINISHED GOODS | SUSHRUT™ | STILLE GOUGE | CURVED, 25MM | 17 | No | Yes |  | No | N. A. | No | N. A. | No | Yes | No | No | M. L.: MFG/MD/2022/63252 |  | 1 | SUSHRUT PRODUCTS\CONVENTIONAL INSTRUMENTS | 0 | VL number changed to ML number | N | Spinal Instrument |  | No | No | Yes | No | Yes | N. A.
C1404 | C1404.30 | STILLE GOUGE CURVED, 30MM, S`RUT |  | C1404.30 | 00 | 2019-10-18 | N. A. | N. A. | N. A. | QPR/C1404 QPF/C1404 | 00 | 2017-05-11 | N. A. | N. A. | N. A. | PS/PUR005 | 00 | 2022-09-16 | 2022-07-14 | N. A. | N. A. | C1404.30 | TF-IN | IU/5 | Class A | FINISHED GOODS | SUSHRUT™ | STILLE GOUGE | CURVED, 30MM | 17 | No | Yes |  | No | N. A. | No | N. A. | No | Yes | No | No | M. L.: MFG/MD/2022/63252 |  | 1 | SUSHRUT PRODUCTS\CONVENTIONAL INSTRUMENTS | 0.17 | VL number changed to ML number | N | Spinal Instrument |  | No | No | Yes | No | Yes | N. A.
C1404 | C1404.35 | STILLE GOUGE CURVED, 35MM, S`RUT |  | C1404.35 | 00 | 2019-10-18 | N. A. | N. A. | N. A. | QPR/C1404 QPF/C1404 | 00 | 2017-05-11 | N. A. | N. A. | N. A. | PS/PUR005 | 00 | 2022-09-16 | 2022-07-14 | N. A. | N. A. | C1404.35 | TF-IN | IU/5 | Class A | FINISHED GOODS | SUSHRUT™ | STILLE GOUGE | CURVED, 35MM | 17 | No | Yes |  | No | N. A. | No | N. A. | No | Yes | No | No | M. L.: MFG/MD/2022/63252 |  | 1 | SUSHRUT PRODUCTS\CONVENTIONAL INSTRUMENTS | 0.16 | VL number changed to ML number | N | Spinal Instrument |  | No | No | Yes | No | Yes | N. A.
C1406 | C1406.05 | GOUGE WITH FIBRE HANDLE 5MM, S`RUT |  | C1406.05 | 00 | 2019-10-18 | N. A. | N. A. | N. A. | QPR/C1406 QPF/C1406 | 00 | 2017-05-11 | N. A. | N. A. | N. A. | PS/PUR005 | 00 | 2022-09-16 | 2022-07-14 | N. A. | N. A. | C1406.05 | TF-IN | IU/5 | Class A | FINISHED GOODS | SUSHRUT™ | GOUGE WITH FIBRE HANDLE | 5MM | 17 | No | Yes |  | No | N. A. | No | N. A. | No | Yes | No | No | M. L.: MFG/MD/2022/63252 |  | 1 | SUSHRUT PRODUCTS\CONVENTIONAL INSTRUMENTS | 0 | VL number changed to ML number | N | Spinal Instrument |  | No | No | Yes | No | Yes | N. A.
C1406 | C1406.0501 | GOUGE WITH FIBRE HANDLE 5MM, CURVED, S`RUT |  | C1406.0501 | 00 | 2019-10-18 | N. A. | N. A. | N. A. | QPR/C1406 QPF/C1406 | 00 | 2017-05-11 | N. A. | N. A. | N. A. | PS/PUR005 | 00 | 2022-09-16 | 2022-07-14 | N. A. | N. A. | C1406.0501 | TF-IN | IU/5 | Class A | FINISHED GOODS | SUSHRUT™ | GOUGE WITH FIBRE HANDLE | 5MM, CURVED | 17 | No | Yes |  | No | N. A. | No | N. A. | No | Yes | No | No | M. L.: MFG/MD/2022/63252 |  | 1 | SUSHRUT PRODUCTS\CONVENTIONAL INSTRUMENTS | 0.08 | VL number changed to ML number | N | Spinal Instrument |  | No | No | Yes | No | Yes | N. A.
C1406 | C1406.10 | GOUGE WITH FIBRE HANDLE 10MM, S`RUT |  | C1406.10 | 00 | 2019-10-18 | N. A. | N. A. | N. A. | QPR/C1406 QPF/C1406 | 00 | 2017-05-11 | N. A. | N. A. | N. A. | PS/PUR005 | 00 | 2022-09-16 | 2022-07-14 | N. A. | N. A. | C1406.10 | TF-IN | IU/5 | Class A | FINISHED GOODS | SUSHRUT™ | GOUGE WITH FIBRE HANDLE | 10MM | 17 | No | Yes |  | No | N. A. | No | N. A. | No | Yes | No | No | M. L.: MFG/MD/2022/63252 |  | 1 | SUSHRUT PRODUCTS\CONVENTIONAL INSTRUMENTS | 0 | VL number changed to ML number | N | Spinal Instrument |  | No | No | Yes | No | Yes | N. A.
C1406 | C1406.1001 | GOUGE WITH FIBRE HANDLE 10MM, CURVED, S`RUT |  | C1406.1001 | 00 | 2019-10-18 | N. A. | N. A. | N. A. | QPR/C1406 QPF/C1406 | 00 | 2017-05-11 | N. A. | N. A. | N. A. | PS/PUR005 | 00 | 2022-09-16 | 2022-07-14 | N. A. | N. A. | C1406.1001 | TF-IN | IU/5 | Class A | FINISHED GOODS | SUSHRUT™ | GOUGE WITH FIBRE HANDLE | 10MM, CURVED | 17 | No | Yes |  | No | N. A. | No | N. A. | No | Yes | No | No | M. L.: MFG/MD/2022/63252 |  | 1 | SUSHRUT PRODUCTS\CONVENTIONAL INSTRUMENTS | 0 | VL number changed to ML number | N | Spinal Instrument |  | No | No | Yes | No | Yes | N. A.
C1406 | C1406.1002 | GOUGE, CURVED, FOR CANCELLOUS BONE GRAFTS, 10MM WIDE, LENGTH 250MM, ADLER |  | C1406.1002 | 00 | 2019-10-18 | N. A. | N. A. | N. A. | QPF/C1406.1002 | 00 | 2017-05-11 | N. A. | N. A. | N. A. | PS/PUR005 | 00 | 2022-09-16 | 2022-07-14 | N. A. | N. A. | C1406.1002 | TF-IN | IU/5 | Class A | FINISHED GOODS | ADLER™ | GOUGE, CURVED | FOR CANCELLOUS BONE GRAFTS, 10MM WIDE, LENGTH 250MM | 17 | No | Yes |  | No | N. A. | No | N. A. | No | Yes | No | No | M. L.: MFG/MD/2022/63252 |  | 1 | ADLER PRODUCTS\ADLER GERMAN INSTRUMENTS\GENERAL INSTRUMENTS | 0 | VL number changed to ML number | N | Spinal Instrument |  | No | No | Yes | No | Yes | N. A.
C1406 | C1406.15 | GOUGE WITH FIBRE HANDLE 15MM, S`RUT |  | C1406.15 | 00 | 2019-10-18 | N. A. | N. A. | N. A. | QPR/C1406 QPF/C1406 | 00 | 2017-05-11 | N. A. | N. A. | N. A. | PS/PUR005 | 00 | 2022-09-16 | 2022-07-14 | N. A. | N. A. | C1406.15 | TF-IN | IU/5 | Class A | FINISHED GOODS | SUSHRUT™ | GOUGE WITH FIBRE HANDLE | 15MM | 17 | No | Yes |  | No | N. A. | No | N. A. | No | Yes | No | No | M. L.: MFG/MD/2022/63252 |  | 1 | SUSHRUT PRODUCTS\CONVENTIONAL INSTRUMENTS | 0.12 | VL number changed to ML number | N | Spinal Instrument |  | No | No | Yes | No | Yes | N. A.
C1406 | C1406.1501 | GOUGE WITH FIBRE HANDLE 15MM, CURVED, S`RUT |  | C1406.1501 | 00 | 2019-10-18 | N. A. | N. A. | N. A. | QPR/C1406 QPF/C1406 | 00 | 2017-05-11 | N. A. | N. A. | N. A. | PS/PUR005 | 00 | 2022-09-16 | 2022-07-14 | N. A. | N. A. | C1406.1501 | TF-IN | IU/5 | Class A | FINISHED GOODS | SUSHRUT™ | GOUGE WITH FIBRE HANDLE | 15MM, CURVED | 17 | No | Yes |  | No | N. A. | No | N. A. | No | Yes | No | No | M. L.: MFG/MD/2022/63252 |  | 1 | SUSHRUT PRODUCTS\CONVENTIONAL INSTRUMENTS | 0.09 | VL number changed to ML number | N | Spinal Instrument |  | No | No | Yes | No | Yes | N. A.
C1406 | C1406.20 | GOUGE WITH FIBRE HANDLE 20MM, S`RUT |  | C1406.20 | #N/A | #N/A | N. A. | N. A. | N. A. | QPR/C1406 QPF/C1406 | #N/A | #N/A | #N/A | #N/A | #N/A | PS/PUR005 | 00 | 2022-09-16 | #N/A | #N/A | #N/A | C1406.20 | TF-IN | IU/5 | Class A | FINISHED GOODS | SUSHRUT™ | GOUGE WITH FIBRE HANDLE | 20MM | 17 | No | Yes |  | No | N. A. | No | N. A. | No | Yes | No | No | M. L.: MFG/MD/2022/63252 |  | 1 | SUSHRUT PRODUCTS\CONVENTIONAL INSTRUMENTS | 0.13 | VL number changed to ML number | Y | Spinal Instrument |  | No | No | Yes | No | Yes | N. A.
C1406 | C1406.2001 | GOUGE WITH FIBRE HANDLE 20MM, CURVED, S`RUT |  | C1406.2001 | #N/A | #N/A | N. A. | N. A. | N. A. | QPR/C1406 QPF/C1406 | #N/A | #N/A | #N/A | #N/A | #N/A | PS/PUR005 | 00 | 2022-09-16 | #N/A | #N/A | #N/A | C1406.2001 | TF-IN | IU/5 | Class A | FINISHED GOODS | SUSHRUT™ | GOUGE WITH FIBRE HANDLE | 20MM, CURVED | 17 | No | Yes |  | No | N. A. | No | N. A. | No | Yes | No | No | M. L.: MFG/MD/2022/63252 |  | 1 | SUSHRUT PRODUCTS\CONVENTIONAL INSTRUMENTS | 0.14 | VL number changed to ML number | Y | Spinal Instrument |  | No | No | Yes | No | Yes | N. A.
C1406 | C1406.25 | GOUGE WITH FIBRE HANDLE 25MM, S`RUT |  | C1406.25 | #N/A | #N/A | N. A. | N. A. | N. A. | QPR/C1406 QPF/C1406 | #N/A | #N/A | #N/A | #N/A | #N/A | PS/PUR005 | 00 | 2022-09-16 | #N/A | #N/A | #N/A | C1406.25 | TF-IN | IU/5 | Class A | FINISHED GOODS | SUSHRUT™ | GOUGE WITH FIBRE HANDLE | 25MM | 17 | No | Yes |  | No | N. A. | No | N. A. | No | Yes | No | No | M. L.: MFG/MD/2022/63252 |  | 1 | SUSHRUT PRODUCTS\CONVENTIONAL INSTRUMENTS | 0.13 | VL number changed to ML number | Y | Spinal Instrument |  | No | No | Yes | No | Yes | N. A.
C1406 | C1406.2501 | GOUGE WITH FIBRE HANDLE 25MM, CURVED, S`RUT |  | C1406.2501 | #N/A | #N/A | N. A. | N. A. | N. A. | QPR/C1406 QPF/C1406 | #N/A | #N/A | #N/A | #N/A | #N/A | PS/PUR005 | 00 | 2022-09-16 | #N/A | #N/A | #N/A | C1406.2501 | TF-IN | IU/5 | Class A | FINISHED GOODS | SUSHRUT™ | GOUGE WITH FIBRE HANDLE | 25MM, CURVED | 17 | No | Yes |  | No | N. A. | No | N. A. | No | Yes | No | No | M. L.: MFG/MD/2022/63252 |  | 1 | SUSHRUT PRODUCTS\CONVENTIONAL INSTRUMENTS | 0.14 | VL number changed to ML number | Y | Spinal Instrument |  | No | No | Yes | No | Yes | N. A.
C1406 | C1406.30 | GOUGE WITH FIBRE HANDLE 30MM, S`RUT |  | C1406.30 | #N/A | #N/A | N. A. | N. A. | N. A. | QPR/C1406 QPF/C1406 | #N/A | #N/A | #N/A | #N/A | #N/A | PS/PUR005 | 00 | 2022-09-16 | #N/A | #N/A | #N/A | C1406.30 | TF-IN | IU/5 | Class A | FINISHED GOODS | SUSHRUT™ | GOUGE WITH FIBRE HANDLE | 30MM | 17 | No | Yes |  | No | N. A. | No | N. A. | No | Yes | No | No | M. L.: MFG/MD/2022/63252 |  | 1 | SUSHRUT PRODUCTS\CONVENTIONAL INSTRUMENTS | 0.11 | VL number changed to ML number | Y | Spinal Instrument |  | No | No | Yes | No | Yes | N. A.
C1406 | C1406.3001 | GOUGE WITH FIBRE HANDLE 30MM, CURVED, S`RUT |  | C1406.3001 | #N/A | #N/A | N. A. | N. A. | N. A. | QPR/C1406 QPF/C1406 | #N/A | #N/A | #N/A | #N/A | #N/A | PS/PUR005 | 00 | 2022-09-16 | #N/A | #N/A | #N/A | C1406.3001 | TF-IN | IU/5 | Class A | FINISHED GOODS | SUSHRUT™ | GOUGE WITH FIBRE HANDLE | 30MM, CURVED | 17 | No | Yes |  | No | N. A. | No | N. A. | No | Yes | No | No | M. L.: MFG/MD/2022/63252 |  | 1 | SUSHRUT PRODUCTS\CONVENTIONAL INSTRUMENTS | 0.12 | VL number changed to ML number | Y | Spinal Instrument |  | No | No | Yes | No | Yes | N. A.
C1406 | C1406.35 | GOUGE WITH FIBRE HANDLE 35MM, S`RUT |  | C1406.35 | #N/A | #N/A | N. A. | N. A. | N. A. | QPR/C1406 QPF/C1406 | #N/A | #N/A | #N/A | #N/A | #N/A | PS/PUR005 | 00 | 2022-09-16 | #N/A | #N/A | #N/A | C1406.35 | TF-IN | IU/5 | Class A | FINISHED GOODS | SUSHRUT™ | GOUGE WITH FIBRE HANDLE | 35MM | 17 | No | Yes |  | No | N. A. | No | N. A. | No | Yes | No | No | M. L.: MFG/MD/2022/63252 |  | 1 | SUSHRUT PRODUCTS\CONVENTIONAL INSTRUMENTS | 0.13 | VL number changed to ML number | Y | Spinal Instrument |  | No | No | Yes | No | Yes | N. A.
C1406 | C1406.3501 | GOUGE WITH FIBRE HANDLE 35MM, CURVED, S`RUT |  | C1406.3501 | #N/A | #N/A | N. A. | N. A. | N. A. | QPR/C1406 QPF/C1406 | #N/A | #N/A | #N/A | #N/A | #N/A | PS/PUR005 | 00 | 2022-09-16 | #N/A | #N/A | #N/A | C1406.3501 | TF-IN | IU/5 | Class A | FINISHED GOODS | SUSHRUT™ | GOUGE WITH FIBRE HANDLE | 35MM, CURVED | 17 | No | Yes |  | No | N. A. | No | N. A. | No | Yes | No | No | M. L.: MFG/MD/2022/63252 |  | 1 | SUSHRUT PRODUCTS\CONVENTIONAL INSTRUMENTS | 0.16 | VL number changed to ML number | Y | Spinal Instrument |  | No | No | Yes | No | Yes | N. A.
C1501.09 | C1501.09 | GUIDE WIRE - CALIBRATED FOR S.P. NAIL, S`RUT |  | C1501.09 | #N/A | #N/A | N. A. | N. A. | N. A. | QPF/C1501.09 | #N/A | #N/A | #N/A | #N/A | #N/A | PS/C1501.09 | #N/A | #N/A | #N/A | #N/A | #N/A | C1501.09 | TF-IN | IU/5 | Class A | FINISHED GOODS | SUSHRUT™ | GUIDE WIRE | CALIBRATED FOR S.P. NAIL | 17 | No | Yes |  | No | N. A. | No | N. A. | No | Yes | No | No | M. L.: MFG/MD/2022/63252 |  | 1 | SUSHRUT PRODUCTS\CONVENTIONAL INSTRUMENTS | 0.02 | VL number changed to ML number | Y | Thick /Thin Guide Pin |  | No | No | Yes | No | Yes | N. A.
206 | C1501.10 | GUIDE WIRE 3MM X 950MM, STRAIGHT TIP, ADLER |  | C1501.00 | N. A. | N. A. | N. A. | N. A. | N. A. | QPF/206 | 00 | 2014-04-25 | N. A. | N. A. | N. A. | PS/206 | 01 | 2018-09-20 | 2021-09-19 | N. A. | N. A. | 51 | TF-IN | IU/5 | Class B | FINISHED GOODS | ADLER™ | GUIDE WIRE 3MM | 950MM, STRAIGHT TIP | 17 | No | Yes |  | No | N. A. | No | N. A. | No | Yes | No | No | M. L.: MFG/MD/2023/000312 |  | 1 | ADLER PRODUCTS\INSTRUMENTS \NAILING INSTRUMENTS, ADLER | 0 | Initial issue | N | Intramedullary Locking Nail Instrument Sets |  | No | No | Yes | No | Yes | N. A.
207 | C1501.11 | GUIDE WIRE 3MM X 950MM, OLIVE TIP, ADLER |  | C1501.00 | N. A. | N. A. | N. A. | N. A. | N. A. | QPF/206 | 00 | 2014-04-25 | N. A. | N. A. | N. A. | PS/207 | 00 | 2014-04-25 | N. A. | N. A. | N. A. | 52 | TF-IN | IU/5 | Class B | FINISHED GOODS | ADLER™ | GUIDE WIRE 3MM | 950MM, OLIVE TIP | 17 | No | Yes |  | No | N. A. | No | N. A. | No | Yes | No | No | M. L.: MFG/MD/2023/000312 |  | 1 | ADLER PRODUCTS\INSTRUMENTS \NAILING INSTRUMENTS, ADLER | 0 | Initial issue | N | Intramedullary Locking Nail Instrument Sets |  | No | No | Yes | No | Yes | N. A.
C1501.11 | C1501.11.01 | GUIDE WIRE 3MM X 950MM, OLIVE TIP, ADLER,MAIN BODY |  | C1501.11 | 03 | 2020-07-29 | N. A. | N. A. | N. A. | N. A. | N. A. | N. A. | N. A. | N. A. | N. A. | PS/C1501.11.01 | N. A. | N. A. | N. A. | N. A. | N. A. | C1501.11 | N. A. | N. A. | N. A. | SEMIFINISHED GOODS | N. A. | N. A. | N. A. | N. A. | N. A. | N. A. |  | N. A. | N. A. | N. A. | N. A. | N. A. | N. A. | N. A. | N. A. | N. A. | N. A. | N. A. | SUB COMPONENTS | 0 | Added new codes as per requirement from Production on 24AUG2018 (Pratik) | N | INSTRUMENTS |  | No | No | N. A. | N. A. | N. A. | N. A.
C1501.11 | C1501.11.02 | GUIDE WIRE 3MM X 950MM, OLIVE TIP, ADLER,OLIVE |  | C1501.11 | 03 | 2020-07-29 | N. A. | N. A. | N. A. | N. A. | N. A. | N. A. | N. A. | N. A. | N. A. | PS/C1501.11.02 | N. A. | N. A. | N. A. | N. A. | N. A. | C1501.11 | N. A. | N. A. | N. A. | SEMIFINISHED GOODS | N. A. | N. A. | N. A. | N. A. | N. A. | N. A. |  | N. A. | N. A. | N. A. | N. A. | N. A. | N. A. | N. A. | N. A. | N. A. | N. A. | N. A. | SUB COMPONENTS | 0 | Added new codes as per requirement from Production on 24AUG2018 (Pratik) | N | INSTRUMENTS |  | No | No | N. A. | N. A. | N. A. | N. A.
1388 | C1501.12 | BALL TIP (REAMING) GUIDE WIRE DIA. 2.0MM X 820MM LENGTH, ADLER |  | T652 | N. A. | N. A. | N. A. | N. A. | N. A. | QPF/206 | 00 | 2014-04-25 | N. A. | N. A. | N. A. | PS/1388 | 00 | 2014-04-25 | N. A. | N. A. | N. A. | 60 | TF-IN | IU/5 | Class B | FINISHED GOODS | ADLER™ | BALL TIP (REAMING) | GUIDE WIRE DIA. 2.0MM X 820MM LENGTH | 17 | No | Yes |  | No | N. A. | No | N. A. | No | Yes | No | No | M. L.: MFG/MD/2023/000312 |  | 1 | ADLER PRODUCTS\INSTRUMENTS \FLEXIBLE REAMERS, ADLER | 0 | Initial issue | N | Intramedullary Locking Nail Instrument Sets |  | No | No | Yes | No | Yes | N. A.
1389 | C1501.13 | BALL TIP (REAMING) GUIDE WIRE DIA. 3.0MM X 820MM LENGTH, ADLER |  | T653 | N. A. | N. A. | N. A. | N. A. | N. A. | QPF/206 | 00 | 2014-04-25 | N. A. | N. A. | N. A. | PS/1389 | 00 | 2014-04-25 | N. A. | N. A. | N. A. | 61 | TF-IN | IU/5 | Class B | FINISHED GOODS | ADLER™ | BALL TIP (REAMING) GUIDE WIRE | DIA. 3.0MM X 820MM LENGTH | 17 | No | Yes |  | No | N. A. | No | N. A. | No | Yes | No | No | M. L.: MFG/MD/2023/000312 |  | 1 | ADLER PRODUCTS\INSTRUMENTS \FLEXIBLE REAMERS, ADLER | 0 | Initial issue | N | Intramedullary Locking Nail Instrument Sets |  | No | No | Yes | No | Yes | N. A.
215 | C1501.14 | BALL TIP (REAMING) GUIDE WIRE DIA. 2.0MM X 1100MM LENGTH, ADLER |  | C1501.12 | #N/A | #N/A | N. A. | N. A. | N. A. | QPF/206 | #N/A | #N/A | #N/A | #N/A | #N/A | PS/215 | #N/A | #N/A | #N/A | #N/A | #N/A | 60 | TF-IN | IU/5 | Class B | FINISHED GOODS | ADLER™ | BALL TIP (REAMING) GUIDE WIRE | DIA. 2.0MM X 1100MM LENGTH | 17 | No | Yes |  | No | N. A. | No | N. A. | No | Yes | No | No | M. L.: MFG/MD/2023/000312 |  | 1 | ADLER PRODUCTS\INSTRUMENTS \NAILING INSTRUMENTS, ADLER | 0 | Activated on 03JAN2024 | N | Intramedullary Locking Nail Instrument Sets |  | No | No | Yes | No | Yes | N. A.
216 | C1501.15 | BALL TIP (REAMING) GUIDE WIRE DIA. 3.0MM X 1100MM LENGTH, ADLER |  | C1501.13 | #N/A | #N/A | N. A. | N. A. | N. A. | QPF/206 | #N/A | #N/A | #N/A | #N/A | #N/A | PS/216 | #N/A | #N/A | #N/A | #N/A | #N/A | 61 | TF-IN | IU/5 | Class B | FINISHED GOODS | ADLER™ | BALL TIP (REAMING) GUIDE WIRE | DIA. 3.0MM X 1100MM LENGTH | 17 | No | Yes |  | No | N. A. | No | N. A. | No | Yes | No | No | M. L.: MFG/MD/2023/000312 |  | 1 | ADLER PRODUCTS\INSTRUMENTS \NAILING INSTRUMENTS, ADLER | 0 | Activated on 03JAN2024 | N | Intramedullary Locking Nail Instrument Sets |  | No | No | Yes | No | Yes | N. A.
C1501.16 | C1501.16 | GUIDE WIRE 2MM X 950MM, STRAIGHT TIP, ADLER |  | C1501.16 | 00 | 2014-07-06 | N. A. | N. A. | N. A. | QPF/C1501.16 | N. A. | N. A. | N. A. | N. A. | N. A. | PS/C1501.16 | N. A. | N. A. | N. A. | N. A. | N. A. | C1501.16 | TF-IN | IU/5 | Class B | FINISHED GOODS | ATLAS™ | GUIDE WIRE | 2MM X 950MM, STRAIGHT TIP | 17 | No | Yes |  | No | N. A. | No | N. A. | No | Yes | No | No | M. L.: MFG/MD/2023/000312 |  | 1 | SUSHRUT PRODUCTS\ATLAS NAILING SYSTEM\ATLAS INSTRUMENTS | 0 | Initial issue | N | Intramedullary Locking Nail Instrument Sets |  | No | No | Yes | No | Yes | N. A.
C1501 | C1501.2910 | ATLAS GUIDE WIRE DIA. 2.8 X 1000MM |  | C1501.2910 | N. A. | N. A. | N. A. | N. A. | N. A. | QPF/C1501.2910 QPR/C1501.2910 | 00 | 2017-04-14 | N. A. | N. A. | N. A. | PS/C1501.2910 | 02 | 2018-08-28 | 2021-08-28 | N. A. | N. A. | C1501.2836 | TF-IN | IU/5 | Class B | FINISHED GOODS | ATLAS™ | ATLAS INSTRUMENT | Guide Rod Wire 2.8 x 1000 | 17 | No | Yes |  | No | N. A. | No | N. A. | No | Yes | No | No | M. L.: MFG/MD/2023/000312 |  | 1 | ADLER PRODUCTS\INSTRUMENTS \NAILING INSTRUMENTS, ATLAS | 0 | Initial issue | N | Intramedullary Locking Nail Instrument Sets |  | No | No | Yes | No | Yes | N. A.
C1501 | C1501.3010 | ATLAS BALL TIP GUIDE WIRE 2.8 X 1000 |  | C1501.3010 | 03 | 2020-07-29 | N. A. | N. A. | N. A. | QPR/C1501 | 01 | 2016-12-13 | N. A. | N. A. | N. A. | PS/ C1501.3010 | 01 | 2019-08-09 | 2022-08-09 | N. A. | N. A. | C1501.2836 | TF-IN | IU/5 | Class B | FINISHED GOODS | ATLAS™ TFN | TFN INSTRUMENT | BALL TIP GUIDE WIRE 2.8 X 1000 | 17 | No | Yes |  | No | N. A. | No | N. A. | No | Yes | No | No | M. L.: MFG/MD/2023/000312 |  | 1 | ATLAS PRODUCTS\INSTRUMENTS | 0 | Initial issue | N | Intramedullary Locking Nail Instrument Sets |  | No | No | Yes | No | Yes | N. A.
C1601.01 | C1601.0109 | RESTOR STRAIGHT INTRAMEDULLARY STEM 9MM, TRIAL |  | C1601.0100 | 00 | 2018-04-19 | N. A. | N. A. | N. A. | QPF/C1601.01 | 02 | 2018-05-24 | 2021-05-24 | N. A. | N. A. | PS/C1601.01 | 02 | 2019-02-03 | 2022-02-03 | N. A. | N. A. | C1601.01 | TF-IN | IU/5 | Class B | FINISHED GOODS | RESTOR™ | STRAIGHT TRIAL STEM | 9MM | 17 | No | Yes |  | No | N. A. | No | N. A. | No | Yes | No | No | M. L.: MFG/MD/2023/000312 |  | 1 | ADLER PRODUCTS\RESTOR PRODUCTS\Instruments | 0 | Initial issue | N | Implant Trials |  | No | No | Yes | No | Yes | N. A.
C1601.0109.01 | C1601.0109.01 | MAIN BODY FOR RESTOR INTRAMEDULLARY STEM 9 MM, TRIAL |  | C1601.0109.01 | 08 | 2018-04-19 | N. A. | N. A. | N. A. | N. A. | N. A. | N. A. | N. A. | N. A. | N. A. | PS/C1601.0109.01 | 00 | 2010-12-08 | N. A. | N. A. | N. A. | C1601.0109.01 | TF-IN | IU/5 | N. A. | SEMIFINISHED GOODS | N. A. | N. A. | N. A. | N. A. | N. A. | N. A. |  | N. A. | N. A. | N. A. | N. A. | N. A. | N. A. | N. A. | N. A. | N. A. | N. A. | 1 | SUB COMPONENTS | 0 | Initial issue | N | SUB COMPONENTS |  | No | No | N. A. | N. A. | N. A. | N. A.
C1601.01 | C1601.0110 | RESTOR STRAIGHT INTRAMEDULLARY STEM 10MM, TRIAL |  | C1601.0100 | 00 | 2018-04-19 | N. A. | N. A. | N. A. | QPF/C1601.01 | 02 | 2018-05-24 | 2021-05-24 | N. A. | N. A. | PS/C1601.01 | 02 | 2019-02-03 | 2022-02-03 | N. A. | N. A. | C1601.01 | TF-IN | IU/5 | Class B | FINISHED GOODS | RESTOR™ | STRAIGHT TRIAL STEM | 10MM | 17 | No | Yes |  | No | N. A. | No | N. A. | No | Yes | No | No | M. L.: MFG/MD/2023/000312 |  | 1 | ADLER PRODUCTS\RESTOR PRODUCTS\Instruments | 0 | Initial issue | N | Implant Trials |  | No | No | Yes | No | Yes | N. A.
C1601.0110.01 | C1601.0110.01 | MAIN BODY FOR RESTOR INTRAMEDULLARY STEM 10 MM, TRIAL |  | C1601.0110.01 | 08 | 2018-04-19 | N. A. | N. A. | N. A. | N. A. | N. A. | N. A. | N. A. | N. A. | N. A. | PS/C1601.0110.01 | 02 | 2019-02-03 | 2022-02-03 | N. A. | N. A. | C1601.0110.01 | TF-IN | IU/5 | N. A. | SEMIFINISHED GOODS | N. A. | N. A. | N. A. | N. A. | N. A. | N. A. |  | N. A. | N. A. | N. A. | N. A. | N. A. | N. A. | N. A. | N. A. | N. A. | N. A. | 1 | SUB COMPONENTS | 0 | Initial issue | N | SUB COMPONENTS |  | No | No | N. A. | N. A. | N. A. | N. A.
C1601.0110.02 | C1601.0110.02 | PIN FOR RESTOR INTRAMEDULLARY STEM, TRIAL |  | C1601.0110.02 | 08 | 2018-04-19 | N. A. | N. A. | N. A. | N. A. | N. A. | N. A. | N. A. | N. A. | N. A. | PS/C1601.0110.02 | 02 | 2019-02-03 | 2022-02-03 | N. A. | N. A. | C1601.0110.02 | TF-IN | IU/5 | N. A. | SEMIFINISHED GOODS | N. A. | N. A. | N. A. | N. A. | N. A. | N. A. |  | N. A. | N. A. | N. A. | N. A. | N. A. | N. A. | N. A. | N. A. | N. A. | N. A. | 1 | SUB COMPONENTS | 0 | Initial issue | N | SUB COMPONENTS |  | No | No | N. A. | N. A. | N. A. | N. A.
C1601.01 | C1601.0111 | RESTOR STRAIGHT INTRAMEDULLARY STEM 11MM, TRIAL |  | C1601.0100 | 00 | 2018-04-19 | N. A. | N. A. | N. A. | QPF/C1601.01 | 02 | 2018-05-24 | 2021-05-24 | N. A. | N. A. | PS/C1601.01 | 02 | 2019-02-03 | 2022-02-03 | N. A. | N. A. | C1601.01 | TF-IN | IU/5 | Class B | FINISHED GOODS | RESTOR™ | STRAIGHT TRIAL STEM | 11MM | 17 | No | Yes |  | No | N. A. | No | N. A. | No | Yes | No | No | M. L.: MFG/MD/2023/000312 |  | 1 | ADLER PRODUCTS\RESTOR PRODUCTS\Instruments | 0 | Initial issue | N | Implant Trials |  | No | No | Yes | No | Yes | N. A.
C1601.0111.01 | C1601.0111.01 | MAIN BODY FOR RESTOR INTRAMEDULLARY STEM 11 MM, TRIAL |  | C1601.0111.01 | 08 | 2018-04-19 | N. A. | N. A. | N. A. | N. A. | N. A. | N. A. | N. A. | N. A. | N. A. | PS/C1601.0111.01 | 02 | 2019-02-03 | 2022-02-03 | N. A. | N. A. | C1601.0111.01 | TF-IN | IU/5 | N. A. | SEMIFINISHED GOODS | N. A. | N. A. | N. A. | N. A. | N. A. | N. A. |  | N. A. | N. A. | N. A. | N. A. | N. A. | N. A. | N. A. | N. A. | N. A. | N. A. | 1 | SUB COMPONENTS | 0 | Initial issue | N | SUB COMPONENTS |  | No | No | N. A. | N. A. | N. A. | N. A.
C1601.01 | C1601.0112 | RESTOR STRAIGHT INTRAMEDULLARY STEM 12MM, TRIAL |  | C1601.0100 | 00 | 2018-04-19 | N. A. | N. A. | N. A. | QPF/C1601.01 | 02 | 2018-05-24 | 2021-05-24 | N. A. | N. A. | PS/C1601.01 | 02 | 2019-02-03 | 2022-02-03 | N. A. | N. A. | C1601.01 | TF-IN | IU/5 | Class B | FINISHED GOODS | RESTOR™ | STRAIGHT TRIAL STEM | 12MM | 17 | No | Yes |  | No | N. A. | No | N. A. | No | Yes | No | No | M. L.: MFG/MD/2023/000312 |  | 1 | ADLER PRODUCTS\RESTOR PRODUCTS\Instruments | 0 | Initial issue | N | Implant Trials |  | No | No | Yes | No | Yes | N. A.
C1601.0112.01 | C1601.0112.01 | MAIN BODY FOR RESTOR INTRAMEDULLARY STEM 12 MM, TRIAL |  | C1601.0112.01 | 08 | 2018-04-19 | N. A. | N. A. | N. A. | N. A. | N. A. | N. A. | N. A. | N. A. | N. A. | PS/C1601.0112.01 | 02 | 2019-02-03 | 2022-02-03 | N. A. | N. A. | C1601.0112.01 | TF-IN | IU/5 | N. A. | SEMIFINISHED GOODS | N. A. | N. A. | N. A. | N. A. | N. A. | N. A. |  | N. A. | N. A. | N. A. | N. A. | N. A. | N. A. | N. A. | N. A. | N. A. | N. A. | 1 | SUB COMPONENTS | 0 | Initial issue | N | SUB COMPONENTS |  | No | No | N. A. | N. A. | N. A. | N. A.
C1601.01 | C1601.0113 | RESTOR STRAIGHT INTRAMEDULLARY STEM 13MM, TRIAL |  | C1601.0113 | 08 | 2018-04-19 | N. A. | N. A. | N. A. | QPF/C1601.01 | 02 | 2018-05-24 | 2021-05-24 | N. A. | N. A. | PS/C1601.01 | 02 | 2019-02-03 | 2022-02-03 | N. A. | N. A. | C1601.01 | TF-IN | IU/5 | Class B | FINISHED GOODS | RESTOR™ | STRAIGHT TRIAL STEM | 13MM | 17 | No | Yes |  | No | N. A. | No | N. A. | No | Yes | No | No | M. L.: MFG/MD/2023/000312 |  | 1 | ADLER PRODUCTS\INSTRUMENTS \JRP_INSTRUMENTS |  | Restor RH activated on 12JUN2024 | N | Implant Trials |  | No | No | Yes | No | Yes | N. A.
C1601.01 | C1601.0113.01 | MAIN BODY FOR RESTOR STRAIGHT INTRAMEDULLARY STEM 13MM, TRIAL |  | C1601.0113.01 | 08 | 2018-04-19 | N. A. | N. A. | N. A. | N. A. | N. A. | N. A. | N. A. | N. A. | N. A. | PS/C1601.0113.01 | 02 | 2019-02-03 | 2022-02-03 | N. A. | N. A. | C1601.01 | TF-IN | IU/5 | N. A. | SEMIFINISHED GOODS | N. A. | N. A. | N. A. | N. A. | N. A. | N. A. |  | N. A. | N. A. | N. A. | N. A. | N. A. | N. A. | N. A. | N. A. | N. A. | N. A. | 1 | SUB COMPONENTS |  | Initial issue | N | INSTRUMENTS |  | No | No | N. A. | N. A. | N. A. | N. A.
C1601.01 | C1601.0114 | RESTOR STRAIGHT INTRAMEDULLARY STEM 14MM, TRIAL |  | C1601.0114 | 08 | 2018-04-19 | N. A. | N. A. | N. A. | QPF/C1601.01 | 02 | 2018-05-24 | 2021-05-24 | N. A. | N. A. | PS/C1601.01 | 02 | 2019-02-03 | 2022-02-03 | N. A. | N. A. | C1601.01 | TF-IN | IU/5 | Class B | FINISHED GOODS | RESTOR™ | STRAIGHT TRIAL STEM | 14MM | 17 | No | Yes |  | No | N. A. | No | N. A. | No | Yes | No | No | M. L.: MFG/MD/2023/000312 |  | 1 | ADLER PRODUCTS\INSTRUMENTS \JRP_INSTRUMENTS |  | Initial issue | N | Implant Trials |  | No | No | Yes | No | Yes | N. A.
C1601.01 | C1601.0114.01 | MAIN BODY FOR RESTOR STRAIGHT INTRAMEDULLARY STEM 14MM, TRIAL |  | C1601.0114.01 | 08 | 2018-04-19 | N. A. | N. A. | N. A. | N. A. | N. A. | N. A. | N. A. | N. A. | N. A. | PS/C1601.0114.01 | 02 | 2019-02-03 | 2022-02-03 | N. A. | N. A. | C1601.01 | TF-IN | IU/5 | N. A. | SEMIFINISHED GOODS | N. A. | N. A. | N. A. | N. A. | N. A. | N. A. |  | N. A. | N. A. | N. A. | N. A. | N. A. | N. A. | N. A. | N. A. | N. A. | N. A. | 1 | SUB COMPONENTS |  | Initial issue | N | INSTRUMENTS |  | No | No | N. A. | N. A. | N. A. | N. A.
C1601.01 | C1601.0115 | RESTOR STRAIGHT INTRAMEDULLARY STEM 15MM, TRIAL |  | C1601.0115 | 08 | 2018-04-19 | N. A. | N. A. | N. A. | QPF/C1601.01 | 02 | 2018-05-24 | 2021-05-24 | N. A. | N. A. | PS/C1601.01 | 02 | 2019-02-03 | 2022-02-03 | N. A. | N. A. | C1601.01 | TF-IN | IU/5 | Class B | FINISHED GOODS | RESTOR™ | STRAIGHT TRIAL STEM | 15MM, | 17 | No | Yes |  | No | N. A. | No | N. A. | No | Yes | No | No | M. L.: MFG/MD/2023/000312 |  | 1 | ADLER PRODUCTS\INSTRUMENTS \JRP_INSTRUMENTS |  | Restor RH activated on 12JUN2024 | N | Implant Trials |  | No | No | Yes | No | Yes | N. A.
C1601.01 | C1601.0115.01 | MAIN BODY FOR RESTOR STRAIGHT INTRAMEDULLARY STEM 15MM, TRIAL |  | C1601.0115.01 | 08 | 2018-04-19 | N. A. | N. A. | N. A. | N. A. | N. A. | N. A. | N. A. | N. A. | N. A. | PS/C1601.0115.01 | 02 | 2019-02-03 | 2022-02-03 | N. A. | N. A. | C1601.01 | TF-IN | IU/5 | N. A. | SEMIFINISHED GOODS | N. A. | N. A. | N. A. | N. A. | N. A. | N. A. |  | N. A. | N. A. | N. A. | N. A. | N. A. | N. A. | N. A. | N. A. | N. A. | N. A. | 1 | SUB COMPONENTS |  | Initial issue | N | INSTRUMENTS |  | No | No | N. A. | N. A. | N. A. | N. A.
C1601.01 | C1601.0117 | RESTOR STRAIGHT INTRAMEDULLARY STEM 17MM, TRIAL |  | C1601.0117 | 08 | 2018-04-19 | N. A. | N. A. | N. A. | QPF/C1601.01 | 02 | 2018-05-24 | 2021-05-24 | N. A. | N. A. | PS/C1601.01 | 02 | 2019-02-03 | 2022-02-03 | N. A. | N. A. | C1601.01 | TF-IN | IU/5 | Class B | FINISHED GOODS | RESTOR™ | STRAIGHT TRIAL STEM | 17MM | 17 | No | Yes |  | No | N. A. | No | N. A. | No | Yes | No | No | M. L.: MFG/MD/2023/000312 |  | 1 | ADLER PRODUCTS\INSTRUMENTS \JRP_INSTRUMENTS |  | Restor RH activated on 12JUN2024 | N | Implant Trials |  | No | No | Yes | No | Yes | N. A.
C1601.01 | C1601.0117.01 | MAIN BODY FOR RESTOR STRAIGHT INTRAMEDULLARY STEM 17MM, TRIAL |  | C1601.0117.01 | 08 | 2018-04-19 | N. A. | N. A. | N. A. | N. A. | N. A. | N. A. | N. A. | N. A. | N. A. | PS/C1601.0117.01 | 02 | 2019-02-03 | 2022-02-03 | N. A. | N. A. | C1601.01 | TF-IN | IU/5 | N. A. | SEMIFINISHED GOODS | N. A. | N. A. | N. A. | N. A. | N. A. | N. A. |  | N. A. | N. A. | N. A. | N. A. | N. A. | N. A. | N. A. | N. A. | N. A. | N. A. | 1 | SUB COMPONENTS |  | Initial issue | N | INSTRUMENTS |  | No | No | N. A. | N. A. | N. A. | N. A.
C1601.01 | C1601.0140 | RESTOR HA COLLAR STEM SPACER, TRIAL |  | C1601.0140 | 00 | 2018-04-19 | N. A. | N. A. | N. A. | QPF/C1601.0140 | 01 | 2021-02-09 | N. A. | N. A. | N. A. | PS/C1601.0140 | 00 | 2019-02-16 | 2022-02-16 | N. A. | N. A. | C1601.01 | N. A. | N. A. | Class B | FINISHED GOODS | RESTOR™ | HA COLLAR STEM SPACER | TRIAL | 17 | No | Yes |  | No | N. A. | No | N. A. | No | Yes | No | No | M. L.: MFG/MD/2023/000312 |  | 1 | ADLER PRODUCTS\RESTOR PRODUCTS\Instruments | 0 | Initial issue | N | Implant Trials |  | No | No | Yes | No | Yes | N. A.
C1601.01 | C1601.0140.01 | MAIN BODY FOR RESTOR HA COLLAR STEM SPACER, TRIAL |  | C1601.0140 | 00 | 2018-04-19 | N. A. | N. A. | N. A. | N. A. | N. A. | N. A. | N. A. | N. A. | N. A. | PS/C1601.0140.01 | 00 | 2019-02-16 | 2022-02-16 | N. A. | N. A. | C1601.0140 | N. A. | N. A. | N. A. | SEMIFINISHED GOODS | N. A. | N. A. | N. A. | N. A. | N. A. | N. A. |  | N. A. | N. A. | N. A. | N. A. | N. A. | N. A. | N. A. | N. A. | N. A. | N. A. | 1 | SUB COMPONENTS | 0 | Initial issue | N | INSTRUMENTS |  | No | No | N. A. | N. A. | N. A. | N. A.
C1601.02 | C1601.0209 | RESTOR CURVED INTRAMEDULLARY STEM 9MM, TRIAL |  | C1601.0200 | 00 | 2018-04-19 | N. A. | N. A. | N. A. | QPF/C1601.02 | 03 | 2018-05-24 | 2021-05-24 | N. A. | N. A. | PS/C1601.02 | 01 | 2018-05-17 | N. A. | N. A. | N. A. | C1601.02 | TF-IN | IU/5 | Class B | FINISHED GOODS | RESTOR™ | CURVED TRIAL STEM | 9MM | 17 | No | Yes |  | No | N. A. | No | N. A. | No | Yes | No | No | M. L.: MFG/MD/2023/000312 |  | 1 | ADLER PRODUCTS\RESTOR PRODUCTS\Instruments | 0 | Initial issue | N | Implant Trials |  | No | No | Yes | No | Yes | N. A.
C1601.0209.01 | C1601.0209.01 | MAIN BODY FOR RESTOR CURVED INTRAMEDULLARY STEM 9MM, TRIAL |  | C1601.0209.01 | 00 | 2018-04-19 | N. A. | N. A. | N. A. | N. A. | N. A. | N. A. | N. A. | N. A. | N. A. | PS/C1601.0209.01 | 00 | 2010-12-08 | N. A. | N. A. | N. A. | C1601.0209.01 | TF-IN | IU/5 | N. A. | SEMIFINISHED GOODS | N. A. | N. A. | N. A. | N. A. | N. A. | N. A. |  | N. A. | N. A. | N. A. | N. A. | N. A. | N. A. | N. A. | N. A. | N. A. | N. A. | 1 | SUB COMPONENTS | 0 | Initial issue | N | SUB COMPONENTS |  | No | No | N. A. | N. A. | N. A. | N. A.
C1601.02 | C1601.0210 | RESTOR CURVED INTRAMEDULLARY STEM 10MM, TRIAL |  | C1601.0200 | 00 | 2018-04-19 | N. A. | N. A. | N. A. | QPF/C1601.02 | 03 | 2018-05-24 | 2021-05-24 | N. A. | N. A. | PS/C1601.02 | 01 | 2018-05-17 | N. A. | N. A. | N. A. | C1601.02 | TF-IN | IU/5 | Class B | FINISHED GOODS | RESTOR™ | CURVED TRIAL STEM | 10MM | 17 | No | Yes |  | No | N. A. | No | N. A. | No | Yes | No | No | M. L.: MFG/MD/2023/000312 |  | 1 | ADLER PRODUCTS\RESTOR PRODUCTS\Instruments | 0 | Initial issue | N | Implant Trials |  | No | No | Yes | No | Yes | N. A.
C1601.0210.01 | C1601.0210.01 | MAIN BODY FOR RESTOR CURVED INTRAMEDULLARY STEM 10MM, TRIAL |  | C1601.0210.01 | 00 | 2018-04-19 | N. A. | N. A. | N. A. | N. A. | N. A. | N. A. | N. A. | N. A. | N. A. | PS/C1601.0210.01 | 00 | 2010-08-14 | N. A. | N. A. | N. A. | C1601.0210.01 | TF-IN | IU/5 | N. A. | SEMIFINISHED GOODS | N. A. | N. A. | N. A. | N. A. | N. A. | N. A. |  | N. A. | N. A. | N. A. | N. A. | N. A. | N. A. | N. A. | N. A. | N. A. | N. A. | 1 | SUB COMPONENTS | 0 | Initial issue | N | SUB COMPONENTS |  | No | No | N. A. | N. A. | N. A. | N. A.
C1601.02 | C1601.0211 | RESTOR CURVED INTRAMEDULLARY STEM 11MM, TRIAL |  | C1601.0200 | 00 | 2018-04-19 | N. A. | N. A. | N. A. | QPF/C1601.02 | 03 | 2018-05-24 | 2021-05-24 | N. A. | N. A. | PS/C1601.02 | 01 | 2018-05-17 | N. A. | N. A. | N. A. | C1601.02 | TF-IN | IU/5 | Class B | FINISHED GOODS | RESTOR™ | CURVED TRIAL STEM | 11MM | 17 | No | Yes |  | No | N. A. | No | N. A. | No | Yes | No | No | M. L.: MFG/MD/2023/000312 |  | 1 | ADLER PRODUCTS\RESTOR PRODUCTS\Instruments | 0 | Initial issue | N | Implant Trials |  | No | No | Yes | No | Yes | N. A.
C1601.0211.01 | C1601.0211.01 | MAIN BODY FOR RESTOR CURVED INTRAMEDULLARY STEM 11MM, TRIAL |  | C1601.0211.01 | 00 | 2018-04-19 | N. A. | N. A. | N. A. | N. A. | N. A. | N. A. | N. A. | N. A. | N. A. | PS/C1601.0211.01 | 00 | 2010-08-14 | N. A. | N. A. | N. A. | C1601.0211.01 | TF-IN | IU/5 | N. A. | SEMIFINISHED GOODS | N. A. | N. A. | N. A. | N. A. | N. A. | N. A. |  | N. A. | N. A. | N. A. | N. A. | N. A. | N. A. | N. A. | N. A. | N. A. | N. A. | 1 | SUB COMPONENTS | 0 | Initial issue | N | SUB COMPONENTS |  | No | No | N. A. | N. A. | N. A. | N. A.
C1601.02 | C1601.0212 | RESTOR CURVED INTRAMEDULLARY STEM 12MM, TRIAL |  | C1601.0200 | 00 | 2018-04-19 | N. A. | N. A. | N. A. | QPF/C1601.02 | 03 | 2018-05-24 | 2021-05-24 | N. A. | N. A. | PS/C1601.02 | 01 | 2018-05-17 | N. A. | N. A. | N. A. | C1601.02 | TF-IN | IU/5 | Class B | FINISHED GOODS | RESTOR™ | CURVED TRIAL STEM | 12MM | 17 | No | Yes |  | No | N. A. | No | N. A. | No | Yes | No | No | M. L.: MFG/MD/2023/000312 |  | 1 | ADLER PRODUCTS\RESTOR PRODUCTS\Instruments | 0 | Initial issue | N | Implant Trials |  | No | No | Yes | No | Yes | N. A.
C1601.0212.01 | C1601.0212.01 | MAIN BODY FOR RESTOR CURVED INTRAMEDULLARY STEM 12MM, TRIAL |  | C1601.0212.01 | 00 | 2018-04-19 | N. A. | N. A. | N. A. | N. A. | N. A. | N. A. | N. A. | N. A. | N. A. | PS/C1601.0212.01 | 00 | 2010-08-14 | N. A. | N. A. | N. A. | C1601.0212.01 | TF-IN | IU/5 | N. A. | SEMIFINISHED GOODS | N. A. | N. A. | N. A. | N. A. | N. A. | N. A. |  | N. A. | N. A. | N. A. | N. A. | N. A. | N. A. | N. A. | N. A. | N. A. | N. A. | 1 | SUB COMPONENTS | 0 | Initial issue | N | SUB COMPONENTS |  | No | No | N. A. | N. A. | N. A. | N. A.
C1601.02 | C1601.0213 | RESTOR CURVED INTRAMEDULLARY STEM 13MM, TRIAL |  | C1601.0213 | 00 | 2018-04-19 | N. A. | N. A. | N. A. | QPF/C1601.02 | 03 | 2018-05-24 | 2021-05-24 | N. A. | N. A. | PS/C1601.02 | 01 | 2018-05-17 | N. A. | N. A. | N. A. | C1601.02 | TF-IN | IU/5 | Class B | FINISHED GOODS | RESTOR™ | CURVED TRIAL STEM | 13MM | 17 | No | Yes |  | No | N. A. | No | N. A. | No | Yes | No | No | M. L.: MFG/MD/2023/000312 |  | 1 | ADLER PRODUCTS\INSTRUMENTS \JRP_INSTRUMENTS |  | Restor RH activated on 12JUN2024 | N | Implant Trials |  | No | No | Yes | No | Yes | N. A.
C1601.02 | C1601.0213.01 | MAIN BODY FOR RESTOR CURVED INTRAMEDULLARY STEM 13MM, TRIAL |  | C1601.0213.01 | 00 | 2018-04-19 | N. A. | N. A. | N. A. | N. A. | N. A. | N. A. | N. A. | N. A. | N. A. | PS/C1601.0213.01 | 00 | 2010-08-14 | N. A. | N. A. | N. A. | C1601.02 | TF-IN | IU/5 | N. A. | SEMIFINISHED GOODS | N. A. | N. A. | N. A. | N. A. | N. A. | N. A. |  | N. A. | N. A. | N. A. | N. A. | N. A. | N. A. | N. A. | N. A. | N. A. | N. A. | 1 | SUB COMPONENTS |  | Initial issue | N | INSTRUMENTS |  | No | No | N. A. | N. A. | N. A. | N. A.
C1601.02 | C1601.0214 | RESTOR CURVED INTRAMEDULLARY STEM 14MM, TRIAL |  | C1601.0214 | 00 | 2018-04-19 | N. A. | N. A. | N. A. | QPF/C1601.02 | 03 | 2018-05-24 | 2021-05-24 | N. A. | N. A. | PS/C1601.02 | 01 | 2018-05-17 | N. A. | N. A. | N. A. | C1601.02 | TF-IN | IU/5 | Class B | FINISHED GOODS | RESTOR™ | CURVED TRIAL STEM | 14MM | 17 | No | Yes |  | No | N. A. | No | N. A. | No | Yes | No | No | M. L.: MFG/MD/2023/000312 |  | 1 | ADLER PRODUCTS\INSTRUMENTS \JRP_INSTRUMENTS |  | Initial issue | N | Implant Trials |  | No | No | Yes | No | Yes | N. A.
C1601.02 | C1601.0214.01 | MAIN BODY FOR RESTOR CURVED INTRAMEDULLARY STEM 14MM, TRIAL |  | C1601.0214.01 | 00 | 2018-04-19 | N. A. | N. A. | N. A. | N. A. | N. A. | N. A. | N. A. | N. A. | N. A. | PS/C1601.0214.01 | 00 | 2010-08-14 | N. A. | N. A. | N. A. | C1601.02 | TF-IN | IU/5 | N. A. | SEMIFINISHED GOODS | N. A. | N. A. | N. A. | N. A. | N. A. | N. A. |  | N. A. | N. A. | N. A. | N. A. | N. A. | N. A. | N. A. | N. A. | N. A. | N. A. | 1 | SUB COMPONENTS |  | Initial issue | N | INSTRUMENTS |  | No | No | N. A. | N. A. | N. A. | N. A.
C1601.02 | C1601.0215 | RESTOR CURVED INTRAMEDULLARY STEM 15MM, TRIAL |  | C1601.0215 | 00 | 2018-04-19 | N. A. | N. A. | N. A. | QPF/C1601.02 | 03 | 2018-05-24 | 2021-05-24 | N. A. | N. A. | PS/C1601.02 | 01 | 2018-05-17 | N. A. | N. A. | N. A. | C1601.02 | TF-IN | IU/5 | Class B | FINISHED GOODS | RESTOR™ | CURVED TRIAL STEM | 15MM | 17 | No | Yes |  | No | N. A. | No | N. A. | No | Yes | No | No | M. L.: MFG/MD/2023/000312 |  | 1 | ADLER PRODUCTS\INSTRUMENTS \JRP_INSTRUMENTS |  | Restor RH activated on 12JUN2024 | N | Implant Trials |  | No | No | Yes | No | Yes | N. A.
C1601.02 | C1601.0215.01 | MAIN BODY FOR RESTOR CURVED INTRAMEDULLARY STEM 15MM, TRIAL |  | C1601.0215.01 | 00 | 2018-04-19 | N. A. | N. A. | N. A. | N. A. | N. A. | N. A. | N. A. | N. A. | N. A. | PS/C1601.0215.01 | 00 | 2010-08-14 | N. A. | N. A. | N. A. | C1601.02 | TF-IN | IU/5 | N. A. | SEMIFINISHED GOODS | N. A. | N. A. | N. A. | N. A. | N. A. | N. A. |  | N. A. | N. A. | N. A. | N. A. | N. A. | N. A. | N. A. | N. A. | N. A. | N. A. | 1 | SUB COMPONENTS |  | Initial issue | N | INSTRUMENTS |  | No | No | N. A. | N. A. | N. A. | N. A.
C1601.02 | C1601.0217 | RESTOR CURVED INTRAMEDULLARY STEM 17MM, TRIAL |  | C1601.0217 | 00 | 2018-04-19 | N. A. | N. A. | N. A. | QPF/C1601.02 | 03 | 2018-05-24 | 2021-05-24 | N. A. | N. A. | PS/C1601.02 | 01 | 2018-05-17 | N. A. | N. A. | N. A. | C1601.02 | TF-IN | IU/5 | Class B | FINISHED GOODS | RESTOR™ | CURVED TRIAL STEM | 17MM | 17 | No | Yes |  | No | N. A. | No | N. A. | No | Yes | No | No | M. L.: MFG/MD/2023/000312 |  | 1 | ADLER PRODUCTS\INSTRUMENTS \JRP_INSTRUMENTS |  | Restor RH activated on 12JUN2024 | N | Implant Trials |  | No | No | Yes | No | Yes | N. A.
C1601.02 | C1601.0217.01 | MAIN BODY FOR RESTOR CURVED INTRAMEDULLARY STEM 17MM, TRIAL |  | C1601.0217.01 | 00 | 2018-04-19 | N. A. | N. A. | N. A. | QPR/C1601.02 | 03 | 2018-05-24 | 2021-05-24 | N. A. | N. A. | PS/C1601.0217.01 | 01 | 2018-05-17 | N. A. | N. A. | N. A. | C1601.02 | TF-IN | IU/5 | N. A. | SEMIFINISHED GOODS | N. A. | N. A. | N. A. | N. A. | N. A. | N. A. |  | N. A. | N. A. | N. A. | N. A. | N. A. | N. A. | N. A. | N. A. | N. A. | N. A. | 1 | SUB COMPONENTS |  | Initial issue | N | INSTRUMENTS |  | No | No | N. A. | N. A. | N. A. | N. A.
C1601.0300.01 | C1601.0300.01 | MAIN BODY FOR RESTOR RESECTION PIECE, TRIAL |  | C1601.0300.01 | 00 | 2018-04-19 | N. A. | N. A. | N. A. | N. A. | N. A. | N. A. | N. A. | N. A. | N. A. | PS/C1601.0300.01 | 01 | 2018-04-05 | 2021-04-05 | N. A. | N. A. | C1601.0300.01 | TF-IN | IU/5 | N. A. | SEMIFINISHED GOODS | N. A. | N. A. | N. A. | N. A. | N. A. | N. A. |  | N. A. | N. A. | N. A. | N. A. | N. A. | N. A. | N. A. | N. A. | N. A. | N. A. | 1 | SUB COMPONENTS | 0 | Initial issue | N | SUB COMPONENTS |  | No | No | N. A. | N. A. | N. A. | N. A.
C1601.0300.02 | C1601.0300.02 | PIN FOR RESTOR RESECTION PIECE, TRIAL |  | C1601.0300.02 | 00 | 2018-04-19 | N. A. | N. A. | N. A. | N. A. | N. A. | N. A. | N. A. | N. A. | N. A. | PS/C1601.0300.02 | 01 | 2018-04-05 | 2021-04-05 | N. A. | N. A. | C1601.0300.02 | TF-IN | IU/5 | N. A. | SEMIFINISHED GOODS | N. A. | N. A. | N. A. | N. A. | N. A. | N. A. |  | N. A. | N. A. | N. A. | N. A. | N. A. | N. A. | N. A. | N. A. | N. A. | N. A. | 1 | SUB COMPONENTS | 0 | Initial issue | N | SUB COMPONENTS |  | No | No | N. A. | N. A. | N. A. | N. A.
C1601.03 | C1601.0304 | RESTOR RESECTION PIECE 40MM, TRIAL |  | C1601.0300 | 00 | 2018-04-19 | N. A. | N. A. | N. A. | QPF/C1601.03 | 01 | 2011-06-03 | N. A. | N. A. | N. A. | PS/C1601.03 | 00 | 2010-12-08 | N. A. | N. A. | N. A. | C1601.03 | TF-IN | IU/5 | Class B | FINISHED GOODS | RESTOR™ | TRIAL RESECTION PIECE | 40MM | 17 | No | Yes |  | No | N. A. | No | N. A. | No | Yes | No | No | M. L.: MFG/MD/2023/000312 |  | 1 | ADLER PRODUCTS\RESTOR PRODUCTS\Instruments | 0 | Initial issue | N | Implant Trials |  | No | No | Yes | No | Yes | N. A.
C1601.03 | C1601.0304.01 | MAIN BODY FOR RESTOR RESECTION PIECE, TRIAL RESECTION LENGTH 40MM |  | C1601.0300 | 00 | 2018-04-19 | N. A. | N. A. | N. A. | N. A. | N. A. | N. A. | N. A. | N. A. | N. A. | PS/C1601.0300.01 | 01 | 2018-04-05 | 2021-04-05 | N. A. | N. A. | C1601.03 | TF-IN | IU/5 | N. A. | SEMIFINISHED GOODS | N. A. | N. A. | N. A. | N. A. | N. A. | N. A. |  | N. A. | N. A. | N. A. | N. A. | N. A. | N. A. | N. A. | N. A. | N. A. | N. A. | 1 | SUB COMPONENTS | 0 | Initial issue | N | SUB COMPONENTS |  | No | No | N. A. | N. A. | N. A. | N. A.
C1601.03 | C1601.0305 | RESTOR RESECTION PIECE 50MM, TRIAL |  | C1601.0300 | 00 | 2018-04-19 | N. A. | N. A. | N. A. | QPF/C1601.03 | 01 | 2011-06-03 | N. A. | N. A. | N. A. | PS/C1601.03 | 00 | 2010-12-08 | N. A. | N. A. | N. A. | C1601.03 | TF-IN | IU/5 | Class B | FINISHED GOODS | RESTOR™ | TRIAL RESECTION PIECE | 50MM | 17 | No | Yes |  | No | N. A. | No | N. A. | No | Yes | No | No | M. L.: MFG/MD/2023/000312 |  | 1 | ADLER PRODUCTS\RESTOR PRODUCTS\Instruments | 0 | Initial issue | N | Implant Trials |  | No | No | Yes | No | Yes | N. A.
C1601.03 | C1601.0305.01 | MAIN BODY FOR RESTOR RESECTION PIECE, TRIAL RESECTION LENGTH 50MM |  | C1601.0300 | 00 | 2018-04-19 | N. A. | N. A. | N. A. | N. A. | N. A. | N. A. | N. A. | N. A. | N. A. | PS/C1601.0300.01 | 01 | 2018-04-05 | 2021-04-05 | N. A. | N. A. | C1601.03 | TF-IN | IU/5 | N. A. | SEMIFINISHED GOODS | N. A. | N. A. | N. A. | N. A. | N. A. | N. A. |  | N. A. | N. A. | N. A. | N. A. | N. A. | N. A. | N. A. | N. A. | N. A. | N. A. | 1 | SUB COMPONENTS | 0 | Initial issue | N | SUB COMPONENTS |  | No | No | N. A. | N. A. | N. A. | N. A.
C1601.03 | C1601.0306 | RESTOR RESECTION PIECE 60MM, TRIAL |  | C1601.0300 | 00 | 2018-04-19 | N. A. | N. A. | N. A. | QPF/C1601.03 | 01 | 2011-06-03 | N. A. | N. A. | N. A. | PS/C1601.03 | 00 | 2010-12-08 | N. A. | N. A. | N. A. | C1601.03 | TF-IN | IU/5 | Class B | FINISHED GOODS | RESTOR™ | TRIAL RESECTION PIECE | 60MM | 17 | No | Yes |  | No | N. A. | No | N. A. | No | Yes | No | No | M. L.: MFG/MD/2023/000312 |  | 1 | ADLER PRODUCTS\RESTOR PRODUCTS\Instruments | 0 | Initial issue | N | Implant Trials |  | No | No | Yes | No | Yes | N. A.
C1601.03 | C1601.0306.01 | MAIN BODY FOR RESTOR RESECTION PIECE, TRIAL RESECTION LENGTH 60MM |  | C1601.0300 | 00 | 2018-04-19 | N. A. | N. A. | N. A. | N. A. | N. A. | N. A. | N. A. | N. A. | N. A. | PS/C1601.0300.01 | 01 | 2018-04-05 | 2021-04-05 | N. A. | N. A. | C1601.03 | TF-IN | IU/5 | N. A. | SEMIFINISHED GOODS | N. A. | N. A. | N. A. | N. A. | N. A. | N. A. |  | N. A. | N. A. | N. A. | N. A. | N. A. | N. A. | N. A. | N. A. | N. A. | N. A. | 1 | SUB COMPONENTS | 0 | Initial issue | N | SUB COMPONENTS |  | No | No | N. A. | N. A. | N. A. | N. A.
C1601.03 | C1601.0307 | RESTOR RESECTION PIECE 70MM, TRIAL |  | C1601.0300 | 00 | 2018-04-19 | N. A. | N. A. | N. A. | QPF/C1601.03 | 01 | 2011-06-03 | N. A. | N. A. | N. A. | PS/C1601.03 | 00 | 2010-12-08 | N. A. | N. A. | N. A. | C1601.03 | TF-IN | IU/5 | Class B | FINISHED GOODS | RESTOR™ | TRIAL RESECTION PIECE | 70MM | 17 | No | Yes |  | No | N. A. | No | N. A. | No | Yes | No | No | M. L.: MFG/MD/2023/000312 |  | 1 | ADLER PRODUCTS\RESTOR PRODUCTS\Instruments | 0 | Initial issue | N | Implant Trials |  | No | No | Yes | No | Yes | N. A.
C1601.03 | C1601.0307.01 | MAIN BODY FOR RESTOR RESECTION PIECE, TRIAL RESECTION LENGTH 70MM |  | C1601.0300 | 00 | 2018-04-19 | N. A. | N. A. | N. A. | N. A. | N. A. | N. A. | N. A. | N. A. | N. A. | PS/C1601.0300.01 | 01 | 2018-04-05 | 2021-04-05 | N. A. | N. A. | C1601.03 | TF-IN | IU/5 | N. A. | SEMIFINISHED GOODS | N. A. | N. A. | N. A. | N. A. | N. A. | N. A. |  | N. A. | N. A. | N. A. | N. A. | N. A. | N. A. | N. A. | N. A. | N. A. | N. A. | 1 | SUB COMPONENTS | 0 | Initial issue | N | SUB COMPONENTS |  | No | No | N. A. | N. A. | N. A. | N. A.
C1601.03 | C1601.0308 | RESTOR RESECTION PIECE 80MM, TRIAL |  | C1601.0300 | 00 | 2018-04-19 | N. A. | N. A. | N. A. | QPF/C1601.03 | 01 | 2011-06-03 | N. A. | N. A. | N. A. | PS/C1601.03 | 00 | 2010-12-08 | N. A. | N. A. | N. A. | C1601.03 | TF-IN | IU/5 | Class B | FINISHED GOODS | RESTOR™ | TRIAL RESECTION PIECE | 80MM | 17 | No | Yes |  | No | N. A. | No | N. A. | No | Yes | No | No | M. L.: MFG/MD/2023/000312 |  | 1 | ADLER PRODUCTS\RESTOR PRODUCTS\Instruments | 0 | Initial issue | N | Implant Trials |  | No | No | Yes | No | Yes | N. A.
C1601.03 | C1601.0308.01 | MAIN BODY FOR RESTOR RESECTION PIECE, TRIAL RESECTION LENGTH 80MM |  | C1601.0300 | 00 | 2018-04-19 | N. A. | N. A. | N. A. | N. A. | N. A. | N. A. | N. A. | N. A. | N. A. | PS/C1601.0300.01 | 01 | 2018-04-05 | 2021-04-05 | N. A. | N. A. | C1601.03 | TF-IN | IU/5 | N. A. | SEMIFINISHED GOODS | N. A. | N. A. | N. A. | N. A. | N. A. | N. A. |  | N. A. | N. A. | N. A. | N. A. | N. A. | N. A. | N. A. | N. A. | N. A. | N. A. | 1 | SUB COMPONENTS | 0 | Initial issue | N | SUB COMPONENTS |  | No | No | N. A. | N. A. | N. A. | N. A.
C1601.03 | C1601.0309 | RESTOR RESECTION PIECE 90MM, TRIAL |  | C1601.0300 | 00 | 2018-04-19 | N. A. | N. A. | N. A. | QPF/C1601.03 | 01 | 2011-06-03 | N. A. | N. A. | N. A. | PS/C1601.03 | 00 | 2010-12-08 | N. A. | N. A. | N. A. | C1601.03 | TF-IN | IU/5 | Class B | FINISHED GOODS | RESTOR™ | TRIAL RESECTION PIECE | 90MM | 17 | No | Yes |  | No | N. A. | No | N. A. | No | Yes | No | No | M. L.: MFG/MD/2023/000312 |  | 1 | ADLER PRODUCTS\RESTOR PRODUCTS\Instruments | 0 | Initial issue | N | Implant Trials |  | No | No | Yes | No | Yes | N. A.
C1601.03 | C1601.0309.01 | MAIN BODY FOR RESTOR RESECTION PIECE, TRIAL RESECTION LENGTH 90MM |  | C1601.0300 | 00 | 2018-04-19 | N. A. | N. A. | N. A. | N. A. | N. A. | N. A. | N. A. | N. A. | N. A. | PS/C1601.0300.01 | 01 | 2018-04-05 | 2021-04-05 | N. A. | N. A. | C1601.03 | TF-IN | IU/5 | N. A. | SEMIFINISHED GOODS | N. A. | N. A. | N. A. | N. A. | N. A. | N. A. |  | N. A. | N. A. | N. A. | N. A. | N. A. | N. A. | N. A. | N. A. | N. A. | N. A. | 1 | SUB COMPONENTS | 0 | Initial issue | N | SUB COMPONENTS |  | No | No | N. A. | N. A. | N. A. | N. A.
C1601.03 | C1601.0310 | RESTOR RESECTION PIECE 100MM, TRIAL |  | C1601.0300 | 00 | 2018-04-19 | N. A. | N. A. | N. A. | QPF/C1601.03 | 01 | 2011-06-03 | N. A. | N. A. | N. A. | PS/C1601.03 | 00 | 2010-12-08 | N. A. | N. A. | N. A. | C1601.03 | TF-IN | IU/5 | Class B | FINISHED GOODS | RESTOR™ | TRIAL RESECTION PIECE | 100MM | 17 | No | Yes |  | No | N. A. | No | N. A. | No | Yes | No | No | M. L.: MFG/MD/2023/000312 |  | 1 | ADLER PRODUCTS\RESTOR PRODUCTS\Instruments | 0 | Initial issue | N | Implant Trials |  | No | No | Yes | No | Yes | N. A.
C1601.03 | C1601.0310.01 | MAIN BODY FOR RESTOR RESECTION PIECE, TRIAL RESECTION LENGTH 100MM |  | C1601.0300 | 00 | 2018-04-19 | N. A. | N. A. | N. A. | N. A. | N. A. | N. A. | N. A. | N. A. | N. A. | PS/C1601.0300.01 | 01 | 2018-04-05 | 2021-04-05 | N. A. | N. A. | C1601.03 | TF-IN | IU/5 | N. A. | SEMIFINISHED GOODS | N. A. | N. A. | N. A. | N. A. | N. A. | N. A. |  | N. A. | N. A. | N. A. | N. A. | N. A. | N. A. | N. A. | N. A. | N. A. | N. A. | 1 | SUB COMPONENTS | 0 | Initial issue | N | SUB COMPONENTS |  | No | No | N. A. | N. A. | N. A. | N. A.
C1601.03 | C1601.0311 | RESTOR RESECTION PIECE 110MM, TRIAL |  | C1601.0300 | 00 | 2018-04-19 | N. A. | N. A. | N. A. | QPF/C1601.03 | 01 | 2011-06-03 | N. A. | N. A. | N. A. | PS/C1601.03 | 00 | 2010-12-08 | N. A. | N. A. | N. A. | C1601.03 | TF-IN | IU/5 | Class B | FINISHED GOODS | RESTOR™ | TRIAL RESECTION PIECE | 110MM | 17 | No | Yes |  | No | N. A. | No | N. A. | No | Yes | No | No | M. L.: MFG/MD/2023/000312 |  | 1 | ADLER PRODUCTS\RESTOR PRODUCTS\Instruments | 0 | Initial issue | N | Implant Trials |  | No | No | Yes | No | Yes | N. A.
C1601.03 | C1601.0311.01 | MAIN BODY FOR RESTOR RESECTION PIECE, TRIAL RESECTION LENGTH 110MM |  | C1601.0300 | 00 | 2018-04-19 | N. A. | N. A. | N. A. | N. A. | N. A. | N. A. | N. A. | N. A. | N. A. | PS/C1601.0300.01 | 01 | 2018-04-05 | 2021-04-05 | N. A. | N. A. | C1601.03 | TF-IN | IU/5 | N. A. | SEMIFINISHED GOODS | N. A. | N. A. | N. A. | N. A. | N. A. | N. A. |  | N. A. | N. A. | N. A. | N. A. | N. A. | N. A. | N. A. | N. A. | N. A. | N. A. | 1 | SUB COMPONENTS | 0 | Initial issue | N | SUB COMPONENTS |  | No | No | N. A. | N. A. | N. A. | N. A.
C1601.03 | C1601.0312 | RESTOR RESECTION PIECE 120MM, TRIAL |  | C1601.0300 | 00 | 2018-04-19 | N. A. | N. A. | N. A. | QPF/C1601.03 | 01 | 2011-06-03 | N. A. | N. A. | N. A. | PS/C1601.03 | 00 | 2010-12-08 | N. A. | N. A. | N. A. | C1601.03 | TF-IN | IU/5 | Class B | FINISHED GOODS | RESTOR™ | TRIAL RESECTION PIECE | 120MM | 17 | No | Yes |  | No | N. A. | No | N. A. | No | Yes | No | No | M. L.: MFG/MD/2023/000312 |  | 1 | ADLER PRODUCTS\RESTOR PRODUCTS\Instruments | 0 | Initial issue | N | Implant Trials |  | No | No | Yes | No | Yes | N. A.
C1601.03 | C1601.0312.01 | MAIN BODY FOR RESTOR RESECTION PIECE, TRIAL RESECTION LENGTH 120MM |  | C1601.0300 | 00 | 2018-04-19 | N. A. | N. A. | N. A. | N. A. | N. A. | N. A. | N. A. | N. A. | N. A. | PS/C1601.0300.01 | 01 | 2018-04-05 | 2021-04-05 | N. A. | N. A. | C1601.03 | TF-IN | IU/5 | N. A. | SEMIFINISHED GOODS | N. A. | N. A. | N. A. | N. A. | N. A. | N. A. |  | N. A. | N. A. | N. A. | N. A. | N. A. | N. A. | N. A. | N. A. | N. A. | N. A. | 1 | SUB COMPONENTS | 0 | Initial issue | N | SUB COMPONENTS |  | No | No | N. A. | N. A. | N. A. | N. A.
C1601.03 | C1601.0313 | RESTOR RESECTION PIECE 130MM, TRIAL |  | C1601.0300 | 00 | 2018-04-19 | N. A. | N. A. | N. A. | QPF/C1601.03 | 01 | 2011-06-03 | N. A. | N. A. | N. A. | PS/C1601.03 | 00 | 2010-12-08 | N. A. | N. A. | N. A. | C1601.03 | TF-IN | IU/5 | Class B | FINISHED GOODS | RESTOR™ | TRIAL RESECTION PIECE | 130MM | 17 | No | Yes |  | No | N. A. | No | N. A. | No | Yes | No | No | M. L.: MFG/MD/2023/000312 |  | 1 | ADLER PRODUCTS\RESTOR PRODUCTS\Instruments | 0 | Initial issue | N | Implant Trials |  | No | No | Yes | No | Yes | N. A.
C1601.03 | C1601.0313.01 | MAIN BODY FOR RESTOR RESECTION PIECE, TRIAL RESECTION LENGTH 130MM |  | C1601.0300 | 00 | 2018-04-19 | N. A. | N. A. | N. A. | N. A. | N. A. | N. A. | N. A. | N. A. | N. A. | PS/C1601.0300.01 | 01 | 2018-04-05 | 2021-04-05 | N. A. | N. A. | C1601.03 | TF-IN | IU/5 | N. A. | SEMIFINISHED GOODS | N. A. | N. A. | N. A. | N. A. | N. A. | N. A. |  | N. A. | N. A. | N. A. | N. A. | N. A. | N. A. | N. A. | N. A. | N. A. | N. A. | 1 | SUB COMPONENTS | 0 | Initial issue | N | SUB COMPONENTS |  | No | No | N. A. | N. A. | N. A. | N. A.
C1601.03 | C1601.0314 | RESTOR RESECTION PIECE 140MM, TRIAL |  | C1601.0300 | 00 | 2018-04-19 | N. A. | N. A. | N. A. | QPF/C1601.03 | 01 | 2011-06-03 | N. A. | N. A. | N. A. | PS/C1601.03 | 00 | 2010-12-08 | N. A. | N. A. | N. A. | C1601.03 | TF-IN | IU/5 | Class B | FINISHED GOODS | RESTOR™ | TRIAL RESECTION PIECE | 140MM | 17 | No | Yes |  | No | N. A. | No | N. A. | No | Yes | No | No | M. L.: MFG/MD/2023/000312 |  | 1 | ADLER PRODUCTS\RESTOR PRODUCTS\Instruments | 0 | Initial issue | N | Implant Trials |  | No | No | Yes | No | Yes | N. A.
C1601.03 | C1601.0314.01 | MAIN BODY FOR RESTOR RESECTION PIECE, TRIAL RESECTION LENGTH 140MM |  | C1601.0300 | 00 | 2018-04-19 | N. A. | N. A. | N. A. | N. A. | N. A. | N. A. | N. A. | N. A. | N. A. | PS/C1601.0300.01 | 01 | 2018-04-05 | 2021-04-05 | N. A. | N. A. | C1601.03 | TF-IN | IU/5 | N. A. | SEMIFINISHED GOODS | N. A. | N. A. | N. A. | N. A. | N. A. | N. A. |  | N. A. | N. A. | N. A. | N. A. | N. A. | N. A. | N. A. | N. A. | N. A. | N. A. | 1 | SUB COMPONENTS | 0 | Initial issue | N | SUB COMPONENTS |  | No | No | N. A. | N. A. | N. A. | N. A.
C1601.03 | C1601.0315 | RESTOR RESECTION PIECE 150MM, TRIAL |  | C1601.0300 | 00 | 2018-04-19 | N. A. | N. A. | N. A. | QPF/C1601.03 | 01 | 2011-06-03 | N. A. | N. A. | N. A. | PS/C1601.03 | 00 | 2010-12-08 | N. A. | N. A. | N. A. | C1601.03 | TF-IN | IU/5 | Class B | FINISHED GOODS | RESTOR™ | TRIAL RESECTION PIECE | 150MM | 17 | No | Yes |  | No | N. A. | No | N. A. | No | Yes | No | No | M. L.: MFG/MD/2023/000312 |  | 1 | ADLER PRODUCTS\RESTOR PRODUCTS\Instruments | 0 | Initial issue | N | Implant Trials |  | No | No | Yes | No | Yes | N. A.
C1601.03 | C1601.0315.01 | MAIN BODY FOR RESTOR RESECTION PIECE, TRIAL RESECTION LENGTH 150MM |  | C1601.0300 | 00 | 2018-04-19 | N. A. | N. A. | N. A. | N. A. | N. A. | N. A. | N. A. | N. A. | N. A. | PS/C1601.0300.01 | 01 | 2018-04-05 | 2021-04-05 | N. A. | N. A. | C1601.03 | TF-IN | IU/5 | N. A. | SEMIFINISHED GOODS | N. A. | N. A. | N. A. | N. A. | N. A. | N. A. |  | N. A. | N. A. | N. A. | N. A. | N. A. | N. A. | N. A. | N. A. | N. A. | N. A. | 1 | SUB COMPONENTS | 0 | Initial issue | N | SUB COMPONENTS |  | No | No | N. A. | N. A. | N. A. | N. A.
C1601.03 | C1601.0316 | RESTOR RESECTION PIECE 160MM, TRIAL |  | C1601.0300 | 00 | 2018-04-19 | N. A. | N. A. | N. A. | QPF/C1601.03 | 01 | 2011-06-03 | N. A. | N. A. | N. A. | PS/C1601.03 | 00 | 2010-12-08 | N. A. | N. A. | N. A. | C1601.03 | TF-IN | IU/5 | Class B | FINISHED GOODS | RESTOR™ | TRIAL RESECTION PIECE | 160MM | 17 | No | Yes |  | No | N. A. | No | N. A. | No | Yes | No | No | M. L.: MFG/MD/2023/000312 |  | 1 | ADLER PRODUCTS\RESTOR PRODUCTS\Instruments | 0 | Initial issue | N | Implant Trials |  | No | No | Yes | No | Yes | N. A.
C1601.03 | C1601.0316.01 | MAIN BODY FOR RESTOR RESECTION PIECE, TRIAL RESECTION LENGTH 160MM |  | C1601.0300 | 00 | 2018-04-19 | N. A. | N. A. | N. A. | N. A. | N. A. | N. A. | N. A. | N. A. | N. A. | PS/C1601.0300.01 | 01 | 2018-04-05 | 2021-04-05 | N. A. | N. A. | C1601.03 | TF-IN | IU/5 | N. A. | SEMIFINISHED GOODS | N. A. | N. A. | N. A. | N. A. | N. A. | N. A. |  | N. A. | N. A. | N. A. | N. A. | N. A. | N. A. | N. A. | N. A. | N. A. | N. A. | 1 | SUB COMPONENTS | 0 | Initial issue | N | SUB COMPONENTS |  | No | No | N. A. | N. A. | N. A. | N. A.
C1601.03 | C1601.0317 | RESTOR RESECTION PIECE 170MM, TRIAL |  | C1601.0300 | 00 | 2018-04-19 | N. A. | N. A. | N. A. | QPF/C1601.03 | 01 | 2011-06-03 | N. A. | N. A. | N. A. | PS/C1601.03 | 00 | 2010-12-08 | N. A. | N. A. | N. A. | C1601.03 | TF-IN | IU/5 | Class B | FINISHED GOODS | RESTOR™ | TRIAL RESECTION PIECE | 170MM | 17 | No | Yes |  | No | N. A. | No | N. A. | No | Yes | No | No | M. L.: MFG/MD/2023/000312 |  | 1 | ADLER PRODUCTS\RESTOR PRODUCTS\Instruments | 0 | Initial issue | N | Implant Trials |  | No | No | Yes | No | Yes | N. A.
C1601.03 | C1601.0317.01 | MAIN BODY FOR RESTOR RESECTION PIECE, TRIAL RESECTION LENGTH 170MM |  | C1601.0300 | 00 | 2018-04-19 | N. A. | N. A. | N. A. | N. A. | N. A. | N. A. | N. A. | N. A. | N. A. | PS/C1601.0300.01 | 01 | 2018-04-05 | 2021-04-05 | N. A. | N. A. | C1601.03 | TF-IN | IU/5 | N. A. | SEMIFINISHED GOODS | N. A. | N. A. | N. A. | N. A. | N. A. | N. A. |  | N. A. | N. A. | N. A. | N. A. | N. A. | N. A. | N. A. | N. A. | N. A. | N. A. | 1 | SUB COMPONENTS | 0 | Initial issue | N | SUB COMPONENTS |  | No | No | N. A. | N. A. | N. A. | N. A.
C1601.03 | C1601.0318 | RESTOR RESECTION PIECE 180MM, TRIAL |  | C1601.0300 | 00 | 2018-04-19 | N. A. | N. A. | N. A. | QPF/C1601.03 | 01 | 2011-06-03 | N. A. | N. A. | N. A. | PS/C1601.03 | 00 | 2010-12-08 | N. A. | N. A. | N. A. | C1601.03 | TF-IN | IU/5 | Class B | FINISHED GOODS | RESTOR™ | TRIAL RESECTION PIECE | 180MM | 17 | No | Yes |  | No | N. A. | No | N. A. | No | Yes | No | No | M. L.: MFG/MD/2023/000312 |  | 1 | ADLER PRODUCTS\RESTOR PRODUCTS\Instruments | 0 | Initial issue | N | Implant Trials |  | No | No | Yes | No | Yes | N. A.
C1601.03 | C1601.0318.01 | MAIN BODY FOR RESTOR RESECTION PIECE, TRIAL RESECTION LENGTH 180MM |  | C1601.0300 | 00 | 2018-04-19 | N. A. | N. A. | N. A. | N. A. | N. A. | N. A. | N. A. | N. A. | N. A. | PS/C1601.0300.01 | 01 | 2018-04-05 | 2021-04-05 | N. A. | N. A. | C1601.03 | TF-IN | IU/5 | N. A. | SEMIFINISHED GOODS | N. A. | N. A. | N. A. | N. A. | N. A. | N. A. |  | N. A. | N. A. | N. A. | N. A. | N. A. | N. A. | N. A. | N. A. | N. A. | N. A. | 1 | SUB COMPONENTS | 0 | Initial issue | N | SUB COMPONENTS |  | No | No | N. A. | N. A. | N. A. | N. A.
C1601.0319 | C1601.0319 | RESECTION PIECE 190 MM, TRIAL |  | C1601.0319 | 00 | 2018-04-19 | N. A. | N. A. | N. A. | QPF/C1601.0319 | 01 | 2011-06-03 | N. A. | N. A. | N. A. | PS/C1601.0319 | 01 | 2018-04-05 | 2021-04-05 | N. A. | N. A. | C1601.0319 | TF-IN | IU/5 | Class B | FINISHED GOODS | RESTOR™ | TRIAL RESECTION PIECE | 190MM | 17 | No | Yes |  | No | N. A. | No | N. A. | No | Yes | No | No | M. L.: MFG/MD/2023/000312 |  | 1 | ADLER PRODUCTS\RESTOR PRODUCTS\Instruments | 0 | Initial issue | N | Implant Trials |  | No | No | Yes | No | Yes | N. A.
C1601.03 | C1601.0319.01 | MAIN BODY FOR RESTOR RESECTION PIECE, TRIAL RESECTION LENGTH 190MM |  | C1601.0300 | 00 | 2018-04-19 | N. A. | N. A. | N. A. | N. A. | N. A. | N. A. | N. A. | N. A. | N. A. | PS/C1601.0300.01 | 01 | 2018-04-05 | 2021-04-05 | N. A. | N. A. | C1601.03 | TF-IN | IU/5 | N. A. | SEMIFINISHED GOODS | N. A. | N. A. | N. A. | N. A. | N. A. | N. A. |  | N. A. | N. A. | N. A. | N. A. | N. A. | N. A. | N. A. | N. A. | N. A. | N. A. | 1 | SUB COMPONENTS | 0 | Initial issue | N | SUB COMPONENTS |  | No | No | N. A. | N. A. | N. A. | N. A.
C1601.03 | C1601.0320 | RESECTION PIECE 200 MM, TRIAL |  | C1601.0300 | 00 | 2018-04-19 | N. A. | N. A. | N. A. | QPF/C1601.03 | 01 | 2011-06-03 | N. A. | N. A. | N. A. | PS/C1601.03 | 00 | 2010-12-08 | N. A. | N. A. | N. A. | C1601.03 | TF-IN | IU/5 | Class B | FINISHED GOODS | RESTOR™ | TRIAL RESECTION PIECE | 200MM | 17 | No | Yes |  | No | N. A. | No | N. A. | No | Yes | No | No | M. L.: MFG/MD/2023/000312 |  | 1 | ADLER PRODUCTS\RESTOR PRODUCTS\Instruments | 0 | Initial issue | N | Implant Trials |  | No | No | Yes | No | Yes | N. A.
C1601.03 | C1601.0320.01 | MAIN BODY FOR RESTOR RESECTION PIECE, TRIAL RESECTION LENGTH 200MM |  | C1601.0300 | 00 | 2018-04-19 | N. A. | N. A. | N. A. | N. A. | N. A. | N. A. | N. A. | N. A. | N. A. | PS/C1601.0300.01 | 01 | 2018-04-05 | 2021-04-05 | N. A. | N. A. | C1601.03 | TF-IN | IU/5 | N. A. | SEMIFINISHED GOODS | N. A. | N. A. | N. A. | N. A. | N. A. | N. A. |  | N. A. | N. A. | N. A. | N. A. | N. A. | N. A. | N. A. | N. A. | N. A. | N. A. | 1 | SUB COMPONENTS | 0 | Initial issue | N | SUB COMPONENTS |  | No | No | N. A. | N. A. | N. A. | N. A.
C1601.03 | C1601.0321 | RESTOR RESECTION PIECE 210MM, TRIAL |  | C1601.0300 | 00 | 2018-04-19 | N. A. | N. A. | N. A. | QPF/C1601.03 | 01 | 2011-06-03 | N. A. | N. A. | N. A. | PS/C1601.03 | 00 | 2010-12-08 | N. A. | N. A. | N. A. | C1601.03 | TF-IN | IU/5 | Class B | FINISHED GOODS | RESTOR™ | TRIAL RESECTION PIECE | 210MM | 17 | No | Yes |  | No | N. A. | No | N. A. | No | Yes | No | No | M. L.: MFG/MD/2023/000312 |  | 1 | ADLER PRODUCTS\RESTOR PRODUCTS\Instruments |  | Initial issue | N | Implant Trials |  | No | No | Yes | No | Yes | N. A.
C1601.03 | C1601.0321.01 | MAIN BODY FOR RESTOR RESECTION PIECE, TRIAL RESECTION LENGTH 210MM |  | C1601.0300 | 00 | 2018-04-19 | N. A. | N. A. | N. A. | N. A. | N. A. | N. A. | N. A. | N. A. | N. A. | PS/C1601.0300.01 | 01 | 2018-04-05 | 2021-04-05 | N. A. | N. A. | C1601.03 | TF-IN | IU/5 | N. A. | SEMIFINISHED GOODS | N. A. | N. A. | N. A. | N. A. | N. A. | N. A. |  | N. A. | N. A. | N. A. | N. A. | N. A. | N. A. | N. A. | N. A. | N. A. | N. A. | 1 | SUB COMPONENTS | 0 | Initial issue | N | SUB COMPONENTS |  | No | No | N. A. | N. A. | N. A. | N. A.
C1601.03 | C1601.0322 | RESTOR RESECTION PIECE 220MM, TRIAL |  | C1601.0300 | 00 | 2018-04-19 | N. A. | N. A. | N. A. | QPF/C1601.03 | 01 | 2011-06-03 | N. A. | N. A. | N. A. | PS/C1601.03 | 00 | 2010-12-08 | N. A. | N. A. | N. A. | C1601.03 | TF-IN | IU/5 | Class B | FINISHED GOODS | RESTOR™ | TRIAL RESECTION PIECE | 220MM | 17 | No | Yes |  | No | N. A. | No | N. A. | No | Yes | No | No | M. L.: MFG/MD/2023/000312 |  | 1 | ADLER PRODUCTS\RESTOR PRODUCTS\Instruments |  | Initial issue | N | Implant Trials |  | No | No | Yes | No | Yes | N. A.
C1601.03 | C1601.0322.01 | MAIN BODY FOR RESTOR RESECTION PIECE, TRIAL RESECTION LENGTH 220MM |  | C1601.0300 | 00 | 2018-04-19 | N. A. | N. A. | N. A. | N. A. | N. A. | N. A. | N. A. | N. A. | N. A. | PS/C1601.0300.01 | 01 | 2018-04-05 | 2021-04-05 | N. A. | N. A. | C1601.03 | TF-IN | IU/5 | N. A. | SEMIFINISHED GOODS | N. A. | N. A. | N. A. | N. A. | N. A. | N. A. |  | N. A. | N. A. | N. A. | N. A. | N. A. | N. A. | N. A. | N. A. | N. A. | N. A. | 1 | SUB COMPONENTS | 0 | Initial issue | N | SUB COMPONENTS |  | No | No | N. A. | N. A. | N. A. | N. A.
C1601.08 | C1601.0810 | RESTOR PIVOT PIN FR TRIAL |  | C1601.0810 | 05 | 2015-01-13 | N. A. | N. A. | N. A. | QPF/C1601.08 | 01 | 2021-02-03 | N. A. | N. A. | N. A. | PS/C1601.08 | 00 | 2018-08-30 | 2021-08-30 | N. A. | N. A. | C1601.08 | TF-IN | IU/5 | Class B | FINISHED GOODS | RESTOR™ | PIVOT PIN FR | TRIAL | 17 | No | Yes |  | No | N. A. | No | N. A. | No | Yes | No | No | M. L.: MFG/MD/2023/000312 |  | 1 | ADLER PRODUCTS\RESTOR PRODUCTS\Instruments | 0 | Initial issue | N | Implant Trials |  | No | No | Yes | No | Yes | N. A.
C1601.08 | C1601.0811 | RESTOR PIVOT PIN TR TRIAL |  | C1601.0811 | 05 | 2015-01-13 | N. A. | N. A. | N. A. | QPF/C1601.08 | 00 | 2010-06-18 | N. A. | N. A. | N. A. | PS/C1601.08 | 00 | 2018-08-30 | 2021-08-30 | N. A. | N. A. | C1601.08 | TF-IN | IU/5 | Class B | FINISHED GOODS | RESTOR™ | PIVOT PIN TR | TRIAL | 17 | No | Yes |  | No | N. A. | No | N. A. | No | Yes | No | No | M. L.: MFG/MD/2023/000312 |  | 1 | ADLER PRODUCTS\RESTOR PRODUCTS\Instruments | 0 | Initial issue | N | Implant Trials |  | No | No | Yes | No | Yes | N. A.
C1601.0912 | C1601.0912 | RESTOR RETAINING RING TRIAL |  | C1601.0912 | 01 | 2010-05-13 | N. A. | N. A. | N. A. | QPF/C1601.0912 | 00 | 2010-06-18 | N. A. | N. A. | N. A. | PS/C1601.0912 | 00 | 2019-01-18 | 2022-01-18 | N. A. | N. A. | C1601.0912 | TF-IN | IU/5 | Class B | FINISHED GOODS | RESTOR™ | RETAINING RING | TRIAL | 17 | No | Yes |  | No | N. A. | No | N. A. | No | Yes | No | No | M. L.: MFG/MD/2023/000312 |  | 1 | ADLER PRODUCTS\RESTOR PRODUCTS\Instruments | 0 | Initial issue | N | Implant Trials |  | No | No | Yes | No | Yes | N. A.
C1601.1000 | C1601.1000 | HEATH MALLET 1000GMS., S`RUT |  | C1601.1000 | 02 | 2013-08-11 | N. A. | N. A. | N. A. | QPF/C1601.1000 | N. A. | N. A. | N. A. | N. A. | N. A. | PS/C1601.1000 | 00 | 2019-01-18 | 2022-01-18 | N. A. | N. A. | C1601.1000 | TF-IN | IU/5 | Class A | FINISHED GOODS | SUSHRUT™ | HEATH MALLET | 1000GMS. | 17 | No | Yes |  | No | N. A. | No | N. A. | No | Yes | No | No | M. L.: MFG/MD/2022/63252 |  | 1 | SUSHRUT PRODUCTS\CONVENTIONAL INSTRUMENTS | 1.28 | VL number changed to ML number | N | Surgical Mallet |  | No | No | Yes | No | Yes | N. A.
C1601.1000 | C1601.1000.01 | HANDLE FOR HEATH MALLET 1000GMS., S`RUT |  | C1601.1000 | 02 | 2013-08-11 | N. A. | N. A. | N. A. | N. A. | N. A. | N. A. | N. A. | N. A. | N. A. | PS/C1601.1000.01 | N. A. | N. A. | N. A. | N. A. | N. A. | C1601.1000 | N. A. | N. A. | N. A. | SEMIFINISHED GOODS | N. A. | N. A. | N. A. | N. A. | N. A. | N. A. |  | N. A. | N. A. | N. A. | N. A. | N. A. | N. A. | N. A. | N. A. | N. A. |  | 1 | SUB COMPONENTS | NA | Added new Codes as per Mail by Lavesh Dhamne on 03OCT2018 Changed on 13OCT2018 | N | INSTRUMENTS |  | No | No | N. A. | N. A. | N. A. | N. A.
C1601.1000 | C1601.1000.02 | SLADGE FOR HEATH MALLET 1000GMS., S`RUT |  | C1601.1000 | 02 | 2013-08-11 | N. A. | N. A. | N. A. | N. A. | N. A. | N. A. | N. A. | N. A. | N. A. | PS/C1601.1000.02 | N. A. | N. A. | N. A. | N. A. | N. A. | C1601.1000 | N. A. | N. A. | N. A. | SEMIFINISHED GOODS | N. A. | N. A. | N. A. | N. A. | N. A. | N. A. |  | N. A. | N. A. | N. A. | N. A. | N. A. | N. A. | N. A. | N. A. | N. A. |  | 1 | SUB COMPONENTS | NA | Added new Codes as per Mail by Lavesh Dhamne on 03OCT2018 Changed on 13OCT2018 | N | INSTRUMENTS |  | No | No | N. A. | N. A. | N. A. | N. A.
C1601.10 | C1601.1011 | RESTOR FEMUR FR, LEFT, TRIAL |  | C1601.1000 | 02 | 2013-08-11 | N. A. | N. A. | N. A. | QPF/C1601.10 | 02 | 2017-07-22 | N. A. | N. A. | N. A. | PS/C1601.10 | 01 | 2018-11-29 | 2021-11-29 | N. A. | N. A. | C1601.10 | TF-IN | IU/5 | Class B | FINISHED GOODS | RESTOR™ | FEMUR FR, LEFT | TRIAL | 17 | No | Yes |  | No | N. A. | No | N. A. | No | Yes | No | No | M. L.: MFG/MD/2023/000312 |  | 1 | ADLER PRODUCTS\RESTOR PRODUCTS\Instruments | 0 | Initial issue | N | Implant Trials |  | No | No | Yes | No | Yes | N. A.
C1601.10 | C1601.1012 | RESTOR FEMUR FR, RIGHT, TRIAL |  | C1601.1000 | 02 | 2013-08-11 | N. A. | N. A. | N. A. | QPF/C1601.10 | 02 | 2017-07-22 | N. A. | N. A. | N. A. | PS/C1601.10 | 01 | 2018-11-29 | 2021-11-29 | N. A. | N. A. | C1601.10 | TF-IN | IU/5 | Class B | FINISHED GOODS | RESTOR™ | FEMUR FR, RIGHT | TRIAL | 17 | No | Yes |  | No | N. A. | No | N. A. | No | Yes | No | No | M. L.: MFG/MD/2023/000312 |  | 1 | ADLER PRODUCTS\RESTOR PRODUCTS\Instruments | 0 | Initial issue | N | Implant Trials |  | No | No | Yes | No | Yes | N. A.
C1601.1040 | C1601.1040 | RESTOR TIBIA FR, TRIAL, NEW PATTERN |  | C1601.1000 | 02 | 2013-08-11 | N. A. | N. A. | N. A. | QPF/C1601.10 | 02 | 2017-07-22 | N. A. | N. A. | N. A. | PS/C1601.10 | 01 | 2018-11-29 | 2021-11-29 | N. A. | N. A. | C1601.1040.05 | TF-IN | IU/5 | Class B | FINISHED GOODS | RESTOR™ | TIBIA FR TRIAL | NEW PATTERN | 17 | No | Yes |  | No | N. A. | No | N. A. | No | Yes | No | No | M. L.: MFG/MD/2023/000312 |  | 1 | ADLER PRODUCTS\RESTOR PRODUCTS\Instruments | 0 | Initial issue | N | Implant Trials |  | No | No | Yes | No | Yes | N. A.
C1601.1040 | C1601.1040.01 | RESTORE TIBIA FR TRIAL NEW PATTERN , MAIN BODY |  | C1601.1040.01 | N. A. | N. A. | N. A. | N. A. | N. A. | N. A. | N. A. | N. A. | N. A. | N. A. | N. A. | PS/C1601.1040.01 | 00 | 2019-04-19 | N. A. | N. A. | N. A. | C1601.1040.05 | N. A. | N. A. | N. A. | SEMIFINISHED GOODS | N. A. | N. A. | N. A. | N. A. | N. A. | N. A. |  | N. A. | N. A. | N. A. | N. A. | N. A. | N. A. | N. A. | N. A. | N. A. | N. A. | N. A. | SUB COMPONENTS | 0 | CHANGED DESCRIPTION AS PER EMAIL FROM ASP DTD 01APR2019 ON 27APR2019 | N | SUB COMPONENTS |  | No | No | N. A. | N. A. | N. A. | N. A.
C1601.1040 | C1601.1040.02 | RESTORE TIBIA FR TRIAL NEW PATTERN , BASE PLATE |  | C1601.1040.02 | N. A. | N. A. | N. A. | N. A. | N. A. | N. A. | N. A. | N. A. | N. A. | N. A. | N. A. | PS/C1601.1040.02 | 00 | 2019-04-19 | N. A. | N. A. | N. A. | C1601.1040.05 | N. A. | N. A. | N. A. | SEMIFINISHED GOODS | N. A. | N. A. | N. A. | N. A. | N. A. | N. A. |  | N. A. | N. A. | N. A. | N. A. | N. A. | N. A. | N. A. | N. A. | N. A. | N. A. | N. A. | SUB COMPONENTS | 0 | CHANGED DESCRIPTION AS PER EMAIL FROM ASP DTD 01APR2019 ON 27APR2019 | N | SUB COMPONENTS |  | No | No | N. A. | N. A. | N. A. | N. A.
C1601.1040 | C1601.1040.03 | RESTORE TIBIA FR TRIAL NEW PATTERN , SPIKES |  | C1601.1040.03 | N. A. | N. A. | N. A. | N. A. | N. A. | N. A. | N. A. | N. A. | N. A. | N. A. | N. A. | PS/C1601.1040.03 | 00 | 2019-04-03 | N. A. | N. A. | N. A. | C1601.1040.05 | N. A. | N. A. | N. A. | SEMIFINISHED GOODS | N. A. | N. A. | N. A. | N. A. | N. A. | N. A. |  | N. A. | N. A. | N. A. | N. A. | N. A. | N. A. | N. A. | N. A. | N. A. | N. A. | N. A. | SUB COMPONENTS | 0 | CHANGED DESCRIPTION AS PER EMAIL FROM ASP DTD 01APR2019 ON 27APR2019 | N | SUB COMPONENTS |  | No | No | N. A. | N. A. | N. A. | N. A.
C1601.1040 | C1601.1040.04 | SPLIT POLY BUSH FOR RESTOR TIBIA FR/TIBIA TR, TRIAL |  | C1601.1040.04 | 03 | 2011-06-04 | N. A. | N. A. | N. A. | N. A. | N. A. | N. A. | N. A. | N. A. | N. A. | PS/C1601.1040.04 | 00 | 2019-04-14 | 2022-04-14 | N. A. | N. A. | C1601.1040.04 | N. A. | N. A. | N. A. | SEMIFINISHED GOODS | N. A. | N. A. | N. A. | N. A. | N. A. | N. A. |  | N. A. | N. A. | N. A. | N. A. | N. A. | N. A. | N. A. | N. A. | N. A. | N. A. | N. A. | SUB COMPONENTS | 0 | Initial issue | N | SUB COMPONENTS |  | No | No | N. A. | N. A. | N. A. | N. A.
C1601.1040 | C1601.1040.05 | RESTOR POLY WEDGE, TRIAL, NEW PATTERN |  | C1601.1040.05 | 03 | 2011-06-04 | N. A. | N. A. | N. A. | N. A. | N. A. | N. A. | N. A. | N. A. | N. A. | PS/C1601.1040.05 | 00 | 2019-04-14 | 2022-04-14 | N. A. | N. A. | C1601.1040.05 | N. A. | N. A. | N. A. | SEMIFINISHED GOODS | N. A. | N. A. | N. A. | N. A. | N. A. | N. A. |  | N. A. | N. A. | N. A. | N. A. | N. A. | N. A. | N. A. | N. A. | N. A. | N. A. | N. A. | SUB COMPONENTS | 0 | Initial issue | N | SUB COMPONENTS |  | No | No | N. A. | N. A. | N. A. | N. A.
C1601.1040 | C1601.1041 | RESTOR TIBIA FR. SMALL, TRIAL, NEW PATTERN |  | C1601.1000 | 02 | 2013-08-11 | N. A. | N. A. | N. A. | QPF/C1601.10 | 02 | 2017-07-22 | N. A. | N. A. | N. A. | PS/C1601.10 | 01 | 2018-11-29 | 2021-11-29 | N. A. | N. A. | C1601.1040.05 | TF-IN | IU/5 | Class B | FINISHED GOODS | RESTOR™ | TIBIA FR. SMALL, NEW PATTERN | TRIAL | 17 | No | Yes |  | No | N. A. | No | N. A. | No | Yes | No | No | M. L.: MFG/MD/2023/000312 |  | 1 | ADLER PRODUCTS\RESTOR PRODUCTS\Instruments | 0 | Initial issue | N | Implant Trials |  | No | No | Yes | No | Yes | N. A.
C1601.1040 | C1601.1041.01 | RESTORE TIBIA FR SMALL TRIAL NEW PATTERN , MAIN BODY |  | C1601.1041.01 | N. A. | N. A. | N. A. | N. A. | N. A. | N. A. | N. A. | N. A. | N. A. | N. A. | N. A. | PS/C1601.1041.01 | 00 | 2019-04-19 | N. A. | N. A. | N. A. | C1601.1040.05 | N. A. | N. A. | N. A. | SEMIFINISHED GOODS | N. A. | N. A. | N. A. | N. A. | N. A. | N. A. |  | N. A. | N. A. | N. A. | N. A. | N. A. | N. A. | N. A. | N. A. | N. A. | N. A. | N. A. | SUB COMPONENTS | 0 | CHANGED DESCRIPTION AS PER EMAIL FROM ASP DTD 01APR2019 ON 27APR2019 | N | SUB COMPONENTS |  | No | No | N. A. | N. A. | N. A. | N. A.
C1601.1040 | C1601.1041.02 | RESTORE TIBIA FR SMALL TRIAL NEW PATTERN , BASE PLATE |  | C1601.1041.02 | N. A. | N. A. | N. A. | N. A. | N. A. | N. A. | N. A. | N. A. | N. A. | N. A. | N. A. | PS/C1601.1041.02 | 00 | 2019-04-19 | N. A. | N. A. | N. A. | C1601.1040.05 | N. A. | N. A. | N. A. | SEMIFINISHED GOODS | N. A. | N. A. | N. A. | N. A. | N. A. | N. A. |  | N. A. | N. A. | N. A. | N. A. | N. A. | N. A. | N. A. | N. A. | N. A. | N. A. | N. A. | SUB COMPONENTS | 0 | CHANGED DESCRIPTION AS PER EMAIL FROM ASP DTD 01APR2019 ON 27APR2019 | N | SUB COMPONENTS |  | No | No | N. A. | N. A. | N. A. | N. A.
C1601.11 | C1601.1121 | RESTOR TIBIA TR, TRIAL |  | C1601.1100 | 00 | 2012-04-19 | N. A. | N. A. | N. A. | QPF/C1601.1121 | 02 | 2021-02-03 | N. A. | N. A. | N. A. | PS/C1601.11 | 01 | 2019-02-16 | 2022-02-16 | N. A. | N. A. | C1601.11 | TF-IN | IU/5 | Class B | FINISHED GOODS | RESTOR™ | TIBIA TR | TRIAL | 17 | No | Yes |  | No | N. A. | No | N. A. | No | Yes | No | No | M. L.: MFG/MD/2023/000312 |  | 1 | ADLER PRODUCTS\RESTOR PRODUCTS\IMPLANTS | 0 | Initial issue | N | Implant Trials |  | No | No | Yes | No | Yes | N. A.
C1601.11 | C1601.1141 | RESTOR FEMUR TR, LEFT, TRIAL, NEW PATTERN |  | C1601.1100 | #N/A | #N/A | N. A. | N. A. | N. A. | QPF/C1601.11 | #N/A | #N/A | #N/A | #N/A | #N/A | PS/C1601.11 | #N/A | #N/A | #N/A | #N/A | #N/A | C1601.11 | TF-IN | IU/5 | Class B | FINISHED GOODS | RESTOR™ | FEMUR TR, LEFT, NEW PATTERN | TRIAL | 17 | No | Yes |  | No | N. A. | No | N. A. | No | Yes | No | No | M. L.: MFG/MD/2023/000312 |  | 1 | ADLER PRODUCTS\RESTOR PRODUCTS\Instruments | 0 | Initial issue | Y | Implant Trials |  | No | No | Yes | No | Yes | N. A.
C1601.11 | C1601.1142 | RESTOR FEMUR TR, RIGHT, TRIAL, NEW PATTERN |  | C1601.1100 | #N/A | #N/A | N. A. | N. A. | N. A. | QPF/C1601.11 | #N/A | #N/A | #N/A | #N/A | #N/A | PS/C1601.11 | #N/A | #N/A | #N/A | #N/A | #N/A | C1601.11 | TF-IN | IU/5 | Class B | FINISHED GOODS | RESTOR™ | FEMUR TR, RIGHT, NEW PATTERN | TRIAL | 17 | No | Yes |  | No | N. A. | No | N. A. | No | Yes | No | No | M. L.: MFG/MD/2023/000312 |  | 1 | ADLER PRODUCTS\RESTOR PRODUCTS\Instruments | 0 | Initial issue | Y | Implant Trials |  | No | No | Yes | No | Yes | N. A.
C1601.11 | C1601.1161 | RESTOR FEMUR TR, LEFT, TRIAL (MP) |  | C1601.1161 | 00 | 2012-04-19 | N. A. | N. A. | N. A. | QPF/C1601.11 | 01 | 2010-06-18 | N. A. | N. A. | N. A. | PS/C1601.11 | 01 | 2019-02-16 | 2022-02-16 | N. A. | N. A. | C1601.11 | TF-IN | IU/5 | Class B | FINISHED GOODS | RESTOR™ | FEMUR TR, TRIAL | LEFT, (MP) | 17 | No | Yes |  | No | N. A. | No | N. A. | No | Yes | No | No | M. L.: MFG/MD/2023/000312 |  | 1 | ADLER PRODUCTS\RESTOR PRODUCTS\Instruments | 0 | Initial issue | N | Implant Trials |  | No | No | Yes | No | Yes | N. A.
C1601.11 | C1601.1162 | RESTOR FEMUR TR, RIGHT, TRIAL (MP) |  | C1601.1161 | 00 | 2012-04-19 | N. A. | N. A. | N. A. | QPF/C1601.11 | 01 | 2010-06-18 | N. A. | N. A. | N. A. | PS/C1601.11 | 01 | 2019-02-16 | 2022-02-16 | N. A. | N. A. | C1601.11 | TF-IN | IU/5 | Class B | FINISHED GOODS | RESTOR™ | FEMUR TR, RIGHT, (MP) | TRIAL | 17 | No | Yes |  | No | N. A. | No | N. A. | No | Yes | No | No | M. L.: MFG/MD/2023/000312 |  | 1 | ADLER PRODUCTS\RESTOR PRODUCTS\IMPLANTS | 0 | Initial issue | N | Implant Trials |  | No | No | Yes | No | Yes | N. A.
C1601.125 | C1601.125 | HEATH MALLET 125GMS., S`RUT |  | C1601.125 | #N/A | #N/A | N. A. | N. A. | N. A. | QPF/C1601.1000 | #N/A | #N/A | #N/A | #N/A | #N/A | PS/C1601.1000 | #N/A | #N/A | #N/A | #N/A | #N/A | C1601.1000 | TF-IN | IU/5 | Class A | FINISHED GOODS | SUSHRUT™ | HEATH MALLET | 125GMS. | 17 | No | Yes |  | No | N. A. | No | N. A. | No | Yes | No | No | M. L.: MFG/MD/2022/63252 |  | 1 | SUSHRUT PRODUCTS\CONVENTIONAL INSTRUMENTS | 0 | VL number changed to ML number | Y | Surgical Mallet |  | No | No | Yes | No | Yes | N. A.
C1601.125 | C1601.125.01 | HANDLE FOR HEATH MALLET 125GMS., S`RUT |  | C1601.125 | N. A. | N. A. | N. A. | N. A. | N. A. | N. A. | N. A. | N. A. | N. A. | N. A. | N. A. | PS/C1601.125.01 | N. A. | N. A. | N. A. | N. A. | N. A. | C1601.125 | N. A. | N. A. | N. A. | SEMIFINISHED GOODS | N. A. | N. A. | N. A. | N. A. | N. A. | N. A. |  | N. A. | N. A. | N. A. | N. A. | N. A. | N. A. | N. A. | N. A. | N. A. |  | 1 | SUB COMPONENTS | 0 | ADDED NEW CODE NO AS PER EMAIL FROM PRATIK DTD07NOV2018 ON 07NOV2018. | N | INSTRUMENTS |  | No | No | N. A. | N. A. | N. A. | N. A.
C1601.125 | C1601.125.02 | SLADGE FOR HEATH MALLET 125GMS., S`RUT |  | C1601.125 | N. A. | N. A. | N. A. | N. A. | N. A. | N. A. | N. A. | N. A. | N. A. | N. A. | N. A. | PS/C1601.125.02 | N. A. | N. A. | N. A. | N. A. | N. A. | C1601.125 | N. A. | N. A. | N. A. | SEMIFINISHED GOODS | N. A. | N. A. | N. A. | N. A. | N. A. | N. A. |  | N. A. | N. A. | N. A. | N. A. | N. A. | N. A. | N. A. | N. A. | N. A. |  | 1 | SUB COMPONENTS | 0 | ADDED NEW CODE NO AS PER EMAIL FROM PRATIK DTD07NOV2018 ON 07NOV2018. | N | INSTRUMENTS |  | No | No | N. A. | N. A. | N. A. | N. A.
C1601.150 | C1601.150 | HEATH MALLET 150GMS., S`RUT |  | C1601.150 | N. A. | N. A. | N. A. | N. A. | N. A. | QPF/C1601.1000 | N. A. | N. A. | N. A. | N. A. | N. A. | PS/C1601.1000 | 00 | 2019-01-18 | 2022-01-18 | N. A. | N. A. | C1601.1000 | TF-IN | IU/5 | Class A | FINISHED GOODS | SUSHRUT™ | HEATH MALLET | 150GMS. | 17 | No | Yes |  | No | N. A. | No | N. A. | No | Yes | No | No | M. L.: MFG/MD/2022/63252 |  | 1 | SUSHRUT PRODUCTS\CONVENTIONAL INSTRUMENTS | 0.2 | VL number changed to ML number | Y | Surgical Mallet |  | No | No | Yes | No | Yes | N. A.
C1601.150 | C1601.150.01 | HANDLE FOR HEATH MALLET 150GMS., S`RUT |  | C1601.150 | N. A. | N. A. | N. A. | N. A. | N. A. | N. A. | N. A. | N. A. | N. A. | N. A. | N. A. | PS/C1601.150.01 | N. A. | N. A. | N. A. | N. A. | N. A. | C1601.150 | N. A. | N. A. | N. A. | SEMIFINISHED GOODS | N. A. | N. A. | N. A. | N. A. | N. A. | N. A. |  | N. A. | N. A. | N. A. | N. A. | N. A. | N. A. | N. A. | N. A. | N. A. |  | 1 | SUB COMPONENTS | 0 | ADDED NEW CODE NO AS PER EMAIL FROM PRATIK DTD07NOV2018 ON 07NOV2018. | N | INSTRUMENTS |  | No | No | N. A. | N. A. | N. A. | N. A.
C1601.150 | C1601.150.02 | SLADGE FOR HEATH MALLET 150GMS., S`RUT |  | C1601.150 | N. A. | N. A. | N. A. | N. A. | N. A. | N. A. | N. A. | N. A. | N. A. | N. A. | N. A. | PS/C1601.150.02 | N. A. | N. A. | N. A. | N. A. | N. A. | C1601.150 | N. A. | N. A. | N. A. | SEMIFINISHED GOODS | N. A. | N. A. | N. A. | N. A. | N. A. | N. A. |  | N. A. | N. A. | N. A. | N. A. | N. A. | N. A. | N. A. | N. A. | N. A. |  | 1 | SUB COMPONENTS | 0 | ADDED NEW CODE NO AS PER EMAIL FROM PRATIK DTD07NOV2018 ON 07NOV2018. | N | INSTRUMENTS |  | No | No | N. A. | N. A. | N. A. | N. A.
C1601.250 | C1601.250 | HEATH MALLET 250GMS., S`RUT |  | C1601.250 | N. A. | N. A. | N. A. | N. A. | N. A. | QPF/C1601.1000 | N. A. | N. A. | N. A. | N. A. | N. A. | PS/C1601.1000 | 00 | 2019-01-18 | 2022-01-18 | N. A. | N. A. | C1601.1000 | TF-IN | IU/5 | Class A | FINISHED GOODS | SUSHRUT™ | HEATH MALLET | 250GMS. | 17 | No | Yes |  | No | N. A. | No | N. A. | No | Yes | No | No | M. L.: MFG/MD/2022/63252 |  | 1 | SUSHRUT PRODUCTS\CONVENTIONAL INSTRUMENTS | 0.27 | VL number changed to ML number | N | Surgical Mallet |  | No | No | Yes | No | Yes | N. A.
C1601.250 | C1601.250.01 | HANDLE FOR HEATH MALLET 250GMS., S`RUT |  | C1601.250 | N. A. | N. A. | N. A. | N. A. | N. A. | N. A. | N. A. | N. A. | N. A. | N. A. | N. A. | PS/C1601.250.01 | N. A. | N. A. | N. A. | N. A. | N. A. | C1601.250 | N. A. | N. A. | N. A. | SEMIFINISHED GOODS | N. A. | N. A. | N. A. | N. A. | N. A. | N. A. |  | N. A. | N. A. | N. A. | N. A. | N. A. | N. A. | N. A. | N. A. | N. A. |  | 1 | SUB COMPONENTS | 0 | ADDED NEW CODE NO AS PER EMAIL FROM PRATIK DTD07NOV2018 ON 07NOV2018. | N | INSTRUMENTS |  | No | No | N. A. | N. A. | N. A. | N. A.
C1601.250 | C1601.250.02 | SLADGE FOR HEATH MALLET 250GMS., S`RUT |  | C1601.250 | N. A. | N. A. | N. A. | N. A. | N. A. | N. A. | N. A. | N. A. | N. A. | N. A. | N. A. | PS/C1601.250.02 | N. A. | N. A. | N. A. | N. A. | N. A. | C1601.250 | N. A. | N. A. | N. A. | SEMIFINISHED GOODS | N. A. | N. A. | N. A. | N. A. | N. A. | N. A. |  | N. A. | N. A. | N. A. | N. A. | N. A. | N. A. | N. A. | N. A. | N. A. |  | 1 | SUB COMPONENTS | 0 | ADDED NEW CODE NO AS PER EMAIL FROM PRATIK DTD07NOV2018 ON 07NOV2018. | N | INSTRUMENTS |  | No | No | N. A. | N. A. | N. A. | N. A.
C1601.350 | C1601.350 | HEATH MALLET 350GMS., S`RUT |  | C1601.1000 | 02 | 2013-08-11 | N. A. | N. A. | N. A. | QPF/C1601.1000 | N. A. | N. A. | N. A. | N. A. | N. A. | PS/C1601.1000 | 00 | 2019-01-18 | 2022-01-18 | N. A. | N. A. | C1601.1000 | TF-IN | IU/5 | Class A | FINISHED GOODS | SUSHRUT™ | HEATH MALLET | 350GMS. | 17 | No | Yes |  | No | N. A. | No | N. A. | No | Yes | No | No | M. L.: MFG/MD/2022/63252 |  | 1 | SUSHRUT PRODUCTS\CONVENTIONAL INSTRUMENTS | 0 | VL number changed to ML number | Y | Surgical Mallet |  | No | No | Yes | No | Yes | N. A.
C1601.350 | C1601.350.01 | HANDLE FOR HEATH MALLET 350GMS., S`RUT |  | C1601.350 | N. A. | N. A. | N. A. | N. A. | N. A. | N. A. | N. A. | N. A. | N. A. | N. A. | N. A. | PS/C1601.350.01 | N. A. | N. A. | N. A. | N. A. | N. A. | C1601.350 | N. A. | N. A. | N. A. | SEMIFINISHED GOODS | N. A. | N. A. | N. A. | N. A. | N. A. | N. A. |  | N. A. | N. A. | N. A. | N. A. | N. A. | N. A. | N. A. | N. A. | N. A. |  | 1 | SUB COMPONENTS | 0 | ADDED NEW CODE NO AS PER EMAIL FROM PRATIK DTD07NOV2018 ON 07NOV2018. | N | INSTRUMENTS |  | No | No | N. A. | N. A. | N. A. | N. A.
C1601.350 | C1601.350.02 | SLADGE FOR HEATH MALLET 350GMS., S`RUT |  | C1601.350 | N. A. | N. A. | N. A. | N. A. | N. A. | N. A. | N. A. | N. A. | N. A. | N. A. | N. A. | PS/C1601.350.02 | N. A. | N. A. | N. A. | N. A. | N. A. | C1601.350 | N. A. | N. A. | N. A. | SEMIFINISHED GOODS | N. A. | N. A. | N. A. | N. A. | N. A. | N. A. |  | N. A. | N. A. | N. A. | N. A. | N. A. | N. A. | N. A. | N. A. | N. A. |  | 1 | SUB COMPONENTS | 0 | ADDED NEW CODE NO AS PER EMAIL FROM PRATIK DTD07NOV2018 ON 07NOV2018. | N | INSTRUMENTS |  | No | No | N. A. | N. A. | N. A. | N. A.
C1601.500 | C1601.500 | HEATH MALLET 500GMS., S`RUT |  | C1601.1000 | 02 | 2013-08-11 | N. A. | N. A. | N. A. | QPF/C1601.1000 | N. A. | N. A. | N. A. | N. A. | N. A. | PS/C1601.1000 | 00 | 2019-01-18 | 2022-01-18 | N. A. | N. A. | C1601.1000 | TF-IN | IU/5 | Class A | FINISHED GOODS | SUSHRUT™ | HEATH MALLET | 500GMS. | 17 | No | Yes |  | No | N. A. | No | N. A. | No | Yes | No | No | M. L.: MFG/MD/2022/63252 |  | 1 | SUSHRUT PRODUCTS\CONVENTIONAL INSTRUMENTS | 0 | VL number changed to ML number | Y | Surgical Mallet |  | No | No | Yes | No | Yes | N. A.
C1601.500 | C1601.500.01 | HANDLE FOR HEATH MALLET 500GMS., S`RUT |  | C1601.500 | N. A. | N. A. | N. A. | N. A. | N. A. | N. A. | N. A. | N. A. | N. A. | N. A. | N. A. | PS/C1601.500.01 | N. A. | N. A. | N. A. | N. A. | N. A. | C1601.500 | N. A. | N. A. | N. A. | SEMIFINISHED GOODS | N. A. | N. A. | N. A. | N. A. | N. A. | N. A. |  | N. A. | N. A. | N. A. | N. A. | N. A. | N. A. | N. A. | N. A. | N. A. |  | 1 | SUB COMPONENTS | 0 | ADDED NEW CODE NO AS PER EMAIL FROM PRATIK DTD07NOV2018 ON 07NOV2018. | N | INSTRUMENTS |  | No | No | N. A. | N. A. | N. A. | N. A.
C1601.500 | C1601.500.02 | SLADGE FOR HEATH MALLET 500GMS., S`RUT |  | C1601.500 | N. A. | N. A. | N. A. | N. A. | N. A. | N. A. | N. A. | N. A. | N. A. | N. A. | N. A. | PS/C1601.500.02 | N. A. | N. A. | N. A. | N. A. | N. A. | C1601.500 | N. A. | N. A. | N. A. | SEMIFINISHED GOODS | N. A. | N. A. | N. A. | N. A. | N. A. | N. A. |  | N. A. | N. A. | N. A. | N. A. | N. A. | N. A. | N. A. | N. A. | N. A. |  | 1 | SUB COMPONENTS | 0 | ADDED NEW CODE NO AS PER EMAIL FROM PRATIK DTD07NOV2018 ON 07NOV2018. | N | INSTRUMENTS |  | No | No | N. A. | N. A. | N. A. | N. A.
C1601.750 | C1601.750 | HEATH MALLET 750GMS., S`RUT |  | C1601.750 | N. A. | N. A. | N. A. | N. A. | N. A. | QPF/C1601.1000 | N. A. | N. A. | N. A. | N. A. | N. A. | PS/C1601.1000 | 00 | 2019-01-18 | N. A. | N. A. | N. A. | C1601.750 | TF-IN | IU/5 | Class A | FINISHED GOODS | SUSHRUT™ | HEATH MALLET | 750 GMS. | 17 | No | Yes |  | No | N. A. | No | N. A. | No | Yes | No | No | M. L.: MFG/MD/2022/63252 |  | 1 | SUSHRUT PRODUCTS\CONVENTIONAL INSTRUMENTS | 0 | VL number changed to ML number | N | Surgical Mallet |  | No | No | Yes | No | Yes | N. A.
C1601.750 | C1601.750.01 | HANDLE FOR HEATH MALLET 750GMS., S`RUT |  | C1601.750 | N. A. | N. A. | N. A. | N. A. | N. A. | N. A. | N. A. | N. A. | N. A. | N. A. | N. A. | PS/C1601.750.01 | N. A. | N. A. | N. A. | N. A. | N. A. | C1601.750 | N. A. | N. A. | N. A. | SEMIFINISHED GOODS | N. A. | N. A. | N. A. | N. A. | N. A. | N. A. |  | N. A. | N. A. | N. A. | N. A. | N. A. | N. A. | N. A. | N. A. | N. A. |  | 1 | SUB COMPONENTS | 0 | ADDED NEW CODE NO AS PER EMAIL FROM PRATIK DTD07NOV2018 ON 07NOV2018. | N | INSTRUMENTS |  | No | No | N. A. | N. A. | N. A. | N. A.
C1601.750 | C1601.750.02 | SLADGE FOR HEATH MALLET 750GMS., S`RUT |  | C1601.750 | N. A. | N. A. | N. A. | N. A. | N. A. | N. A. | N. A. | N. A. | N. A. | N. A. | N. A. | PS/C1601.750.02 | N. A. | N. A. | N. A. | N. A. | N. A. | C1601.750 | N. A. | N. A. | N. A. | SEMIFINISHED GOODS | N. A. | N. A. | N. A. | N. A. | N. A. | N. A. |  | N. A. | N. A. | N. A. | N. A. | N. A. | N. A. | N. A. | N. A. | N. A. |  | 1 | SUB COMPONENTS | 0 | ADDED NEW CODE NO AS PER EMAIL FROM PRATIK DTD07NOV2018 ON 07NOV2018. | N | INSTRUMENTS |  | No | No | N. A. | N. A. | N. A. | N. A.
C1604 | C1604.0180 | RESTOR RESECTION COUPLER, TRIAL |  | C1604.0000 | 03 | 2011-03-11 | N. A. | N. A. | N. A. | QPF/C1604.0000 | N. A. | N. A. | N. A. | N. A. | N. A. | PS/C1604.0000 | 00 | 2018-06-07 | 2021-06-07 | N. A. | N. A. | C1604 | TF-IN | IU/5 | Class B | FINISHED GOODS | RESTOR™ | RESECTION COUPLER | TRIAL | 17 | No | Yes |  | No | N. A. | No | N. A. | No | Yes | No | No | M. L.: MFG/MD/2023/000312 |  | 1 | ADLER PRODUCTS\RESTOR PRODUCTS\Instruments | 0 | Initial issue | N | Implant Trials |  | No | No | Yes | No | Yes | N. A.
C1604 | C1604.0180.01 | MAIN BODY FOR RESTOR RESECTION COUPLER, TRIAL |  | C1604.0000 | 03 | 2011-03-11 | N. A. | N. A. | N. A. | N. A. | N. A. | N. A. | N. A. | N. A. | N. A. | PS/C1604.0000.01 | 00 | 2018-06-07 | 2021-06-07 | N. A. | N. A. | C1604 | TF-IN | IU/5 | N. A. | SEMIFINISHED GOODS | N. A. | N. A. | N. A. | N. A. | N. A. | N. A. |  | N. A. | N. A. | N. A. | N. A. | N. A. | N. A. | N. A. | N. A. | N. A. | N. A. | 1 | SUB COMPONENTS | 0 | Initial issue | N | SUB COMPONENTS |  | No | No | N. A. | N. A. | N. A. | N. A.
C1605.10 | C1605.1038 | RESTOR TROCHANTERIC COMPONENT, OFFSET 38, NEUTRAL, TRIAL |  | C1605.1000 | 04 | 2020-10-15 | N. A. | N. A. | N. A. | QPF/C1605.10 | 01 | 2014-02-09 | N. A. | N. A. | N. A. | PS/C1605.10 | 00 | 2017-02-23 | N. A. | N. A. | N. A. | C1605.10 | TF-IN | IU/5 | Class B | FINISHED GOODS | RESTOR™ | TROCHANTERIC COMPONENT | OFFSET 38, NEUTRAL, TRIAL | 17 | No | Yes |  | No | N. A. | No | N. A. | No | Yes | No | No | M. L.: MFG/MD/2023/000312 |  | 1 | ADLER PRODUCTS\RESTOR PRODUCTS\Instruments | 0 | Initial issue | N | Implant Trials |  | No | No | Yes | No | Yes | N. A.
C1605.10 | C1605.1138 | RESTOR TROCHANTERIC COMPONENT, OFFSET 38, 15 DEG ANTEVERSION, LEFT, TRIAL |  | C1605.1100 | 05 | 2020-10-15 | N. A. | N. A. | N. A. | QPF/C1605.10 | 01 | 2014-02-09 | N. A. | N. A. | N. A. | PS/C1605.10 | 00 | 2017-02-23 | N. A. | N. A. | N. A. | C1605.10 | TF-IN | IU/5 | Class B | FINISHED GOODS | RESTOR™ | TROCHANTERIC COMPONENT | OFFSET 38, 15 DEG ANTEVERSION, LEFT, TRIAL | 17 | No | Yes |  | No | N. A. | No | N. A. | No | Yes | No | No | M. L.: MFG/MD/2023/000312 |  | 1 | ADLER PRODUCTS\RESTOR PRODUCTS\Instruments | 0 | Initial issue | N | Implant Trials |  | No | No | Yes | No | Yes | N. A.
C1605.10 | C1605.1238 | RESTOR TROCHANTERIC COMPONENT, OFFSET 38, 15 DEG ANTEVERSION, RIGHT, TRIAL |  | C1605.1200 | 05 | 2020-10-15 | N. A. | N. A. | N. A. | QPF/C1605.10 | 01 | 2014-02-09 | N. A. | N. A. | N. A. | PS/C1605.10 | 00 | 2017-02-23 | N. A. | N. A. | N. A. | C1605.10 | TF-IN | IU/5 | Class B | FINISHED GOODS | RESTOR™ | TROCHANTERIC COMPONENT | OFFSET 38, 15 DEG ANTEVERSION, RIGHT, TRIAL | 17 | No | Yes |  | No | N. A. | No | N. A. | No | Yes | No | No | M. L.: MFG/MD/2023/000312 |  | 1 | ADLER PRODUCTS\RESTOR PRODUCTS\Instruments | 0 | Initial issue | N | Implant Trials |  | No | No | Yes | No | Yes | N. A.
C1606.01 | C1606.0101 | RESTOR RH, FEMUR FR, RIGHT, TRIAL |  | C1606.0101 | 04 | 2017-12-13 | N. A. | N. A. | N. A. | QPF/C1606.01 | 00 | 2018-08-25 | 2021-08-25 | N. A. | N. A. | PS/PUR001 | 01 | 2018-08-28 | 2021-08-28 | N. A. | N. A. | C1606.01 | TF-IN | IU/5 | Class B | FINISHED GOODS | RESTOR™ RH | FEMUR FR | RIGHT, TRIAL | 17 | No | Yes |  | No | N. A. | No | N. A. | No | Yes | No | No | M. L.: MFG/MD/2023/000312 |  | 1 | ADLER PRODUCTS\RESTOR PRODUCTS\Instruments | 0 | Initial issue | N | Implant Trials |  | No | No | Yes | No | Yes | N. A.
C1606.01 | C1606.0102 | RESTOR RH, FEMUR FR, LEFT, TRIAL |  | C1606.0102 | 04 | 2017-12-13 | N. A. | N. A. | N. A. | QPF/C1606.01 | 00 | 2018-08-25 | 2021-08-25 | N. A. | N. A. | PS/PUR001 | 01 | 2018-08-28 | 2021-08-28 | N. A. | N. A. | C1606.01 | TF-IN | IU/5 | Class B | FINISHED GOODS | RESTOR™ RH | FEMUR FR | LEFT, TRIAL | 17 | No | Yes |  | No | N. A. | No | N. A. | No | Yes | No | No | M. L.: MFG/MD/2023/000312 |  | 1 | ADLER PRODUCTS\RESTOR PRODUCTS\Instruments | 0 | Initial issue | N | Implant Trials |  | No | No | Yes | No | Yes | N. A.
C1606.02 | C1606.0200 | RESTOR RH, TIBIA FR KEEL BASEPLATE, SIZE STD, TRIAL |  | C1606.0200 | 04 | 2017-12-13 | N. A. | N. A. | N. A. | QPF/C1606.02 | 00 | 2018-08-25 | 2021-08-25 | N. A. | N. A. | PS/PUR001 | 01 | 2018-08-28 | 2021-08-28 | N. A. | N. A. | C1606.02 | TF-IN | IU/5 | Class B | FINISHED GOODS | RESTOR™ RH | TIBIA FR KEEL BASEPLATE | SIZE STD, TRIAL | 17 | No | Yes |  | No | N. A. | No | N. A. | No | Yes | No | No | M. L.: MFG/MD/2023/000312 |  | 1 | ADLER PRODUCTS\RESTOR PRODUCTS\Instruments | 0 | Initial issue | N | Implant Trials |  | No | No | Yes | No | Yes | N. A.
C1606.02 | C1606.0200.065 | RESTOR TIBIAL STEM, 65MM, TRIAL |  | C1606.0200.065 | 04 | 2017-12-13 | N. A. | N. A. | N. A. | N. A. | N. A. | N. A. | N. A. | N. A. | N. A. | PS/C1606.0200.065 | 01 | 2018-08-28 | 2021-08-28 | N. A. | N. A. | C1606.02 | TF-IN | IU/5 | Class B | FINISHED GOODS | RESTOR™ | MODULAR RESECTION PROSTHESIS | TIBIA STEM TRIAL 65MM | 17 | No | Yes |  | No | N. A. | No | N. A. | No | Yes | No | No | M. L.: MFG/MD/2023/000312 |  | 1 | ADLER PRODUCTS\RESTOR PRODUCTS\INSTRUMENTS | 0 | Initial issue | N | Implant Trials |  | No | No | Yes | No | Yes | N. A.
C1606.02 | C1606.0201 | RESTOR RH, TIBIA FR KEEL BASEPLATE, SIZE SMALL, TRIAL |  | C1606.0201 | 04 | 2017-12-13 | N. A. | N. A. | N. A. | QPF/C1606.02 | 00 | 2018-08-25 | 2021-08-25 | N. A. | N. A. | PS/PUR001 | 01 | 2018-08-28 | 2021-08-28 | N. A. | N. A. | C1606.02 | TF-IN | IU/5 | Class B | FINISHED GOODS | RESTOR™ RH | TIBIA FR KEEL BASEPLATE | SIZE SMALL, TRIAL | 17 | No | Yes |  | No | N. A. | No | N. A. | No | Yes | No | No | M. L.: MFG/MD/2023/000312 |  | 1 | ADLER PRODUCTS\RESTOR PRODUCTS\Instruments | 0 | Initial issue | N | Implant Trials |  | No | No | Yes | No | Yes | N. A.
C1606.04 | C1606.04 | RESTOR RH, TIBIA FR ROTATING COMPONENT, TRIAL |  | C1606.04 | 04 | 2017-12-13 | N. A. | N. A. | N. A. | QPF/C1606.04 | 00 | 2018-08-25 | 2021-08-25 | N. A. | N. A. | PS/PUR001 | 01 | 2018-08-28 | 2021-08-28 | N. A. | N. A. | C1606.04 | TF-IN | IU/5 | Class B | FINISHED GOODS | RESTOR™ RH | TIBIA FR ROTATING COMPONENT | TRIAL | 17 | No | Yes |  | No | N. A. | No | N. A. | No | Yes | No | No | M. L.: MFG/MD/2023/000312 |  | 1 | ADLER PRODUCTS\RESTOR PRODUCTS\Instruments | 0 | Initial issue | N | Implant Trials |  | No | No | Yes | No | Yes | N. A.
C1606.05 | C1606.0508 | RESTOR RH, TIBIAL INSERT FR, STD, 8MM, TRIAL |  | C1606.0508 | 06 | 2018-04-25 | N. A. | N. A. | N. A. | QPF/C1606.05 | 00 | 2018-08-27 | 2021-08-27 | N. A. | N. A. | PS/C1606.05 | 01 | 2019-04-10 | 2022-04-10 | N. A. | N. A. | C1606.05 | TF-IN | IU/5 | Class B | FINISHED GOODS | RESTOR™ RH | TIBIAL INSERT FR | STD, 8MM, TRIAL | 17 | No | Yes |  | No | N. A. | No | N. A. | No | Yes | No | No | M. L.: MFG/MD/2023/000312 |  | 1 | ADLER PRODUCTS\RESTOR PRODUCTS\Instruments | 0 | Initial issue | N | Implant Trials |  | No | No | Yes | No | Yes | N. A.
C1606.05 | C1606.0513 | RESTOR RH, TIBIAL INSERT FR, STD, 13MM, TRIAL |  | C1606.0513 | 06 | 2018-04-25 | N. A. | N. A. | N. A. | QPF/C1606.05 | 00 | 2018-08-27 | 2021-08-27 | N. A. | N. A. | PS/C1606.05 | 01 | 2019-04-10 | 2022-04-10 | N. A. | N. A. | C1606.05 | TF-IN | IU/5 | Class B | FINISHED GOODS | RESTOR™ RH | TIBIAL INSERT FR | STD, 13MM, TRIAL | 17 | No | Yes |  | No | N. A. | No | N. A. | No | Yes | No | No | M. L.: MFG/MD/2023/000312 |  | 1 | ADLER PRODUCTS\RESTOR PRODUCTS\Instruments | 0 | Initial issue | N | Implant Trials |  | No | No | Yes | No | Yes | N. A.
C1606.05 | C1606.0516 | RESTOR RH, TIBIAL INSERT FR, STD, 16MM, TRIAL |  | C1606.0516 | 06 | 2018-04-25 | N. A. | N. A. | N. A. | QPF/C1606.05 | 00 | 2018-08-27 | 2021-08-27 | N. A. | N. A. | PS/C1606.05 | 01 | 2019-04-10 | 2022-04-10 | N. A. | N. A. | C1606.05 | TF-IN | IU/5 | Class B | FINISHED GOODS | RESTOR™ RH | TIBIAL INSERT FR | STD, 16MM, TRIAL | 17 | No | Yes |  | No | N. A. | No | N. A. | No | Yes | No | No | M. L.: MFG/MD/2023/000312 |  | 1 |  | 0 | Initial issue | N | Implant Trials |  | No | No | Yes | No | Yes | N. A.
C1606.05 | C1606.0520 | RESTOR RH, TIBIAL INSERT FR, STD, 20MM, TRIAL |  | C1606.0520 | 06 | 2018-04-25 | N. A. | N. A. | N. A. | QPF/C1606.05 | 00 | 2018-08-27 | 2021-08-27 | N. A. | N. A. | PS/C1606.05 | 01 | 2019-04-10 | 2022-04-10 | N. A. | N. A. | C1606.05 | TF-IN | IU/5 | Class B | FINISHED GOODS | RESTOR™ RH | TIBIAL INSERT FR | STD, 20MM, TRIAL | 17 | No | Yes |  | No | N. A. | No | N. A. | No | Yes | No | No | M. L.: MFG/MD/2023/000312 |  | 1 |  | 0 | Initial issue | N | Implant Trials |  | No | No | Yes | No | Yes | N. A.
C1606.05 | C1606.0608 | RESTOR RH, TIBIAL INSERT FR, SMALL, 8MM, TRIAL |  | C1606.0608 | 06 | 2018-04-25 | N. A. | N. A. | N. A. | QPF/C1606.05 | 00 | 2018-08-27 | 2021-08-27 | N. A. | N. A. | PS/C1606.05 | 01 | 2019-04-10 | 2022-04-10 | N. A. | N. A. | C1606.05 | TF-IN | IU/5 | Class B | FINISHED GOODS | RESTOR™ RH | TIBIAL INSERT FR | SMALL, 8MM, TRIAL | 17 | No | Yes |  | No | N. A. | No | N. A. | No | Yes | No | No | M. L.: MFG/MD/2023/000312 |  | 1 | ADLER PRODUCTS\RESTOR PRODUCTS\Instruments | 0 | Initial issue | N | Implant Trials |  | No | No | Yes | No | Yes | N. A.
C1606.05 | C1606.0613 | RESTOR RH, TIBIAL INSERT FR, SMALL, 13MM, TRIAL |  | C1606.0613 | 06 | 2018-04-25 | N. A. | N. A. | N. A. | QPF/C1606.05 | 00 | 2018-08-27 | 2021-08-27 | N. A. | N. A. | PS/C1606.05 | 01 | 2019-04-10 | 2022-04-10 | N. A. | N. A. | C1606.05 | TF-IN | IU/5 | Class B | FINISHED GOODS | RESTOR™ RH | TIBIAL INSERT FR | SMALL, 13MM, TRIAL | 17 | No | Yes |  | No | N. A. | No | N. A. | No | Yes | No | No | M. L.: MFG/MD/2023/000312 |  | 1 | ADLER PRODUCTS\RESTOR PRODUCTS\Instruments | 0 | Initial issue | N | Implant Trials |  | No | No | Yes | No | Yes | N. A.
C1606.05 | C1606.0616 | RESTOR RH, TIBIAL INSERT FR, SMALL, 16MM, TRIAL |  | C1606.0616 | 06 | 2018-04-25 | N. A. | N. A. | N. A. | QPF/C1606.05 | 00 | 2018-08-27 | 2021-08-27 | N. A. | N. A. | PS/C1606.05 | 01 | 2019-04-10 | 2022-04-10 | N. A. | N. A. | C1606.05 | TF-IN | IU/5 | Class B | FINISHED GOODS | RESTOR™ RH | TIBIAL INSERT FR | SMALL, 16MM, TRIAL | 17 | No | Yes |  | No | N. A. | No | N. A. | No | Yes | No | No | M. L.: MFG/MD/2023/000312 |  | 1 |  | 0 | Initial issue | N | Implant Trials |  | No | No | Yes | No | Yes | N. A.
C1606.05 | C1606.0620 | RESTOR RH, TIBIAL INSERT FR, SMALL, 20MM, TRIAL |  | C1606.0620 | 06 | 2018-04-25 | N. A. | N. A. | N. A. | QPF/C1606.05 | 00 | 2018-08-27 | 2021-08-27 | N. A. | N. A. | PS/C1606.05 | 01 | 2019-04-10 | 2022-04-10 | N. A. | N. A. | C1606.05 | TF-IN | IU/5 | Class B | FINISHED GOODS | RESTOR™ RH | TIBIAL INSERT FR | SMALL, 20MM, TRIAL | 17 | No | Yes |  | No | N. A. | No | N. A. | No | Yes | No | No | M. L.: MFG/MD/2023/000312 |  | 1 |  | 0 | Initial issue | N | Implant Trials |  | No | No | Yes | No | Yes | N. A.
C1606.07 | C1606.07 | RESTOR RH, BUMPER FR, TRIAL |  | C1606.07 | 02 | 2018-04-24 | N. A. | N. A. | N. A. | QPF/C1606.07 | 00 | 2018-08-25 | 2021-08-25 | N. A. | N. A. | PS/C1606.07 | 01 | 2019-04-04 | 2021-04-04 | 2019-12-01 | 44896 | C1606.07 | TF-IN | IU/5 | Class B | FINISHED GOODS | RESTOR™ RH | BUMPER FR | TRIAL | 17 | No | Yes |  | No | N. A. | No | N. A. | No | Yes | No | No | M. L.: MFG/MD/2023/000312 |  | 1 | ADLER PRODUCTS\RESTOR PRODUCTS\Instruments | 0 | Initial issue | N | Implant Trials |  | No | No | Yes | No | Yes | N. A.
C1606.08 | C1606.08 | SPLIT POLY BUSH FOR RESTOR RH, FEMUR FR, TRIAL, SUPPLIED IN PAIR |  | C1606.08 | 02 | 2018-04-24 | N. A. | N. A. | N. A. | QPF/C1606.08 | 00 | 2018-08-25 | 2021-08-25 | N. A. | N. A. | PS/C1606.08 | 01 | 2019-04-04 | 2021-04-04 | 2019-12-01 | 44896 | C1606.08 | TF-IN | IU/5 | Class B | FINISHED GOODS | RESTOR™ RH | SPLIT POLY BUSH FOR RESTOR RH, | FEMUR FR, TRIAL, SUPPLIED IN PAIR | 17 | No | Yes |  | No | N. A. | No | N. A. | No | Yes | No | No | M. L.: MFG/MD/2023/000312 |  | 1 | ADLER PRODUCTS\RESTOR PRODUCTS\Instruments | 0 | Modified the description on 03MAY2024 as per mail from PST on 2MAY24 | N | Implant Trials |  | No | No | Yes | No | Yes | N. A.
C1606.09 | C1606.09 | RESTOR RH, PIVOT PIN FR, TRIAL |  | C1606.09 | 02 | 2018-04-24 | N. A. | N. A. | N. A. | QPF/C1606.09 | 00 | 2018-08-25 | 2021-08-25 | N. A. | N. A. | PS/C1606.09 | 01 | 2019-04-04 | 2021-04-04 | 2019-12-01 | 44896 | C1606.09 | TF-IN | IU/5 | Class B | FINISHED GOODS | RESTOR™ RH | PIVOT PIN FR | TRIAL | 17 | No | Yes |  | No | N. A. | No | N. A. | No | Yes | No | No | M. L.: MFG/MD/2023/000312 |  | 1 | ADLER PRODUCTS\RESTOR PRODUCTS\Instruments | 0 | Initial issue | N | Implant Trials |  | No | No | Yes | No | Yes | N. A.
C1606.10 | C1606.10 | RESTOR RH, TIBIAL SLEEVE FR, TRIAL |  | C1606.10 | 02 | 2018-04-24 | N. A. | N. A. | N. A. | QPF/C1606.10 | 00 | 2018-08-25 | 2021-08-25 | N. A. | N. A. | PS/C1606.10 | 01 | 2019-04-04 | 2021-04-04 | 2019-12-01 | 44896 | C1606.10 | TF-IN | IU/5 | Class B | FINISHED GOODS | RESTOR™ RH | TIBIAL SLEEVE FR | TRIAL | 17 | No | Yes |  | No | N. A. | No | N. A. | No | Yes | No | No | M. L.: MFG/MD/2023/000312 |  | 1 | ADLER PRODUCTS\RESTOR PRODUCTS\Instruments | 0 | Initial issue | N | Implant Trials |  | No | No | Yes | No | Yes | N. A.
C1606.11 | C1606.11 | RESTOR RH, FEMUR FR RIGHT TRIAL AND FEMORAL BUSH FR TRIAL ASSEMBLY CONSISTING OF C1606.0101 & C1606.08 |  | C1606.11 | 02 | 2018-04-24 | N. A. | N. A. | N. A. | QPF/C1606.11 | 00 | 2018-08-25 | 2021-08-25 | N. A. | N. A. | PS/C1606.11 | 01 | 2019-04-04 | 2021-04-04 | 2019-12-01 | 44896 | C1606.11 | TF-IN | IU/5 | Class B | FINISHED GOODS | RESTOR™ RH | FEMUR FR RIGHT TRIAL AND FEMORAL BUSH FR | TRIAL ASSEMBLY CONSISTING OF C1606.0101 & C1606.08 | 17 | No | Yes |  | No | N. A. | No | N. A. | No | Yes | No | No | M. L.: MFG/MD/2023/000312 |  | 1 | ADLER PRODUCTS\RESTOR PRODUCTS\INSTRUMENTS | 0 | Initial issue | N | Implant Trials |  | No | No | Yes | No | Yes | N. A.
C1606.12 | C1606.12 | RESTOR RH, FEMUR FR LEFT TRIAL AND FEMORAL BUSH FR TRIAL ASSEMBLY CONSISTING OF C1606.0102 & C1606.08 |  | C1606.12 | 02 | 2018-04-24 | N. A. | N. A. | N. A. | QPF/C1606.12 | 00 | 2018-08-25 | 2021-08-25 | N. A. | N. A. | PS/C1606.12 | 01 | 2019-04-04 | 2021-04-04 | 2019-12-01 | 44896 | C1606.12 | TF-IN | IU/5 | Class B | FINISHED GOODS | RESTOR™ RH | FEMUR FR LEFT TRIAL AND FEMORAL BUSH FR | TRIAL ASSEMBLY CONSISTING OF C1606.0102 & C1606.08 | 17 | No | Yes |  | No | N. A. | No | N. A. | No | Yes | No | No | M. L.: MFG/MD/2023/000312 |  | 1 | ADLER PRODUCTS\RESTOR PRODUCTS\INSTRUMENTS | 0 | Initial issue | N | Implant Trials |  | No | No | Yes | No | Yes | N. A.
C1606.13 | C1606.13 | RESTOR RH, TIBIA FR KEEL BASEPLATE SIZE STANDARD TRIAL AND TIBIAL SLEEVE FR TRIAL ASSEMBLY CONSISTING OF C1606.0200 & C1606.10 |  | C1606.13 | 02 | 2018-04-24 | N. A. | N. A. | N. A. | QPF/C1606.13 | 00 | 2018-08-25 | 2021-08-25 | N. A. | N. A. | PS/C1606.13 | 01 | 2019-04-04 | 2021-04-04 | 2019-12-01 | 44896 | C1606.13 | TF-IN | IU/5 | Class B | FINISHED GOODS | RESTOR™ RH | TIBIA FR KEEL BASEPLATE | TRIAL, SIZE STANDARD AND TIBIAL SLEEVE FR TRIAL ASSEMBLY CONSISTING OF C1606.0200 & C1606.10 | 17 | No | Yes |  | No | N. A. | No | N. A. | No | Yes | No | No | M. L.: MFG/MD/2023/000312 |  | 1 | ADLER PRODUCTS\RESTOR PRODUCTS\INSTRUMENTS | 0 | Initial issue | N | Implant Trials |  | No | No | Yes | No | Yes | N. A.
C1606.14 | C1606.14 | RESTOR RH, TIBIA FR KEEL BASEPLATE SIZE SMALL TRIAL AND TIBIAL SLEEVE FR TRIAL ASSEMBLY CONSISTING OF C1606.0201 & C1606.10 |  | C1606.14 | 02 | 2018-04-24 | N. A. | N. A. | N. A. | QPF/C1606.14 | 00 | 2018-08-25 | 2021-08-25 | N. A. | N. A. | PS/C1606.14 | 01 | 2019-04-04 | 2021-04-04 | 2019-12-01 | 44896 | C1606.14 | TF-IN | IU/5 | Class B | FINISHED GOODS | RESTOR™ RH | TIBIA FR KEEL BASEPLATE | TRIAL SIZE SMALL AND TIBIAL SLEEVE FR TRIAL ASSEMBLY CONSISTING OF C1606.0201 & C1606.10 | 17 | No | Yes |  | No | N. A. | No | N. A. | No | Yes | No | No | M. L.: MFG/MD/2023/000312 |  | 1 | ADLER PRODUCTS\RESTOR PRODUCTS\INSTRUMENTS | 0 | Initial issue | N | Implant Trials |  | No | No | Yes | No | Yes | N. A.
C1701 | C1701.01 | KOCHER'S BONE HOOK SMALL , S`RUT |  | C1701.01 | 00 | 2019-10-18 | N. A. | N. A. | N. A. | QPF/C1701 | 00 | 2017-04-11 | 2020-04-11 | N. A. | N. A. | PS/PUR005 | 00 | 2022-09-16 | 2021-03-20 | 2019-11-16 | 44881 | C1701.01 | TF-IN | IU/5 | Class A | FINISHED GOODS | SUSHRUT™ | KOCHER`S BONE HOOK | SMALL | 17 | No | Yes |  | No | N. A. | No | N. A. | No | Yes | No | No | M. L.: MFG/MD/2022/63252 |  | 1 | SUSHRUT PRODUCTS\CONVENTIONAL INSTRUMENTS | 0.08 | VL number changed to ML number | N | Spinal Instrument |  | No | No | Yes | No | Yes | N. A.
C1701 | C1701.02 | KOCHER'S BONE HOOK MEDIUM , S`RUT |  | C1701.02 | 00 | 2019-10-18 | N. A. | N. A. | N. A. | QPF/C1701 | 00 | 2017-04-11 | 2020-04-11 | N. A. | N. A. | PS/PUR005 | 00 | 2022-09-16 | 2021-03-20 | 2019-11-16 | 44881 | C1701.02 | TF-IN | IU/5 | Class A | FINISHED GOODS | SUSHRUT™ | KOCHER`S BONE HOOK | MEDIUM | 17 | No | Yes |  | No | N. A. | No | N. A. | No | Yes | No | No | M. L.: MFG/MD/2022/63252 |  | 1 | SUSHRUT PRODUCTS\CONVENTIONAL INSTRUMENTS | 0.11 | VL number changed to ML number | N | Spinal Instrument |  | No | No | Yes | No | Yes | N. A.
C1701 | C1701.03 | KOCHER'S BONE HOOK LARGE , S`RUT |  | C1701.03 | 00 | 2019-10-18 | N. A. | N. A. | N. A. | QPF/C1701 | 00 | 2017-04-11 | 2020-04-11 | N. A. | N. A. | PS/PUR005 | 00 | 2022-09-16 | 2021-03-20 | 2019-11-16 | 44881 | C1701.03 | TF-IN | IU/5 | Class A | FINISHED GOODS | SUSHRUT™ | KOCHER`S BONE HOOK | LARGE | 17 | No | Yes |  | No | N. A. | No | N. A. | No | Yes | No | No | M. L.: MFG/MD/2022/63252 |  | 1 | SUSHRUT PRODUCTS\CONVENTIONAL INSTRUMENTS | 0.11 | VL number changed to ML number | N | Spinal Instrument |  | No | No | Yes | No | Yes | N. A.
C1703 | C1703.01 | SKIN HOOK ONE PRONG , S`RUT |  | C1703.01 | #N/A | #N/A | N. A. | N. A. | N. A. | QPF/C1703 | #N/A | #N/A | #N/A | #N/A | #N/A | PS/PUR005 | 00 | 2022-09-16 | #N/A | #N/A | #N/A | C1703.01 | TF-IN | IU/5 | Class A | FINISHED GOODS | SUSHRUT™ | SKIN HOOK ONE PRONG |  | 17 | No | Yes |  | No | N. A. | No | N. A. | No | Yes | No | No | M. L.: MFG/MD/2022/63252 |  | 1 | SUSHRUT PRODUCTS\CONVENTIONAL INSTRUMENTS | 0.02 | VL number changed to ML number | Y | Hook |  | No | No | Yes | No | Yes | N. A.
C1703 | C1703.02 | SKIN HOOK TWO PRONG , S`RUT |  | C1703.02 | #N/A | #N/A | N. A. | N. A. | N. A. | QPF/C1703 | #N/A | #N/A | #N/A | #N/A | #N/A | PS/PUR005 | 00 | 2022-09-16 | #N/A | #N/A | #N/A | C1703.02 | TF-IN | IU/5 | Class A | FINISHED GOODS | SUSHRUT™ | SKIN HOOK TWO PRONG |  | 17 | No | Yes |  | No | N. A. | No | N. A. | No | Yes | No | No | M. L.: MFG/MD/2022/63252 |  | 1 | SUSHRUT PRODUCTS\CONVENTIONAL INSTRUMENTS | 0.02 | VL number changed to ML number | Y | Hook |  | No | No | Yes | No | Yes | N. A.
C1703 | C1703.03 | SKIN HOOK FOUR PRONG , S`RUT |  | C1703.03 | #N/A | #N/A | N. A. | N. A. | N. A. | QPF/C1703 | #N/A | #N/A | #N/A | #N/A | #N/A | PS/PUR005 | 00 | 2022-09-16 | #N/A | #N/A | #N/A | C1703.03 | TF-IN | IU/5 | Class A | FINISHED GOODS | SUSHRUT™ | SKIN HOOK FOUR PRONG |  | 17 | No | Yes |  | No | N. A. | No | N. A. | No | Yes | No | No | M. L.: MFG/MD/2022/63252 |  | 1 | SUSHRUT PRODUCTS\CONVENTIONAL INSTRUMENTS | 0.04 | VL number changed to ML number | Y | Hook |  | No | No | Yes | No | Yes | N. A.
C1801.00 | C1801.00 | ALUMINIUM IMPACTOR FOR PROSTHESIS, S`RUT |  | C1801.00 | 01 | 2011-06-03 | N. A. | N. A. | N. A. | QPF/C1801.00 | 01 | 2011-07-08 | N. A. | N. A. | N. A. | PS/C1801.00 | 00 | 2018-09-22 | 2021-09-22 | N. A. | N. A. | C1801.00 | TF-IN | IU/5 | Class B | FINISHED GOODS | SUSHRUT™ | ALUMINIUM IMPACTOR | FOR PROSTHESIS | 17 | No | Yes |  | No | N. A. | No | N. A. | No | Yes | No | No | M. L.: MFG/MD/2023/000312 |  | 1 | SUSHRUT PRODUCTS\CONVENTIONAL INSTRUMENTS | 0.2 | Initial issue | N | Hip System Instrument |  | No | No | Yes | No | Yes | N. A.
C1801.01 | C1801.01 | ALUMINIUM IMPACTOR WITH TUFNOL HEAD FOR PROSTHESIS, S`RUT |  | C1801.01 | 01 | 2011-06-03 | N. A. | N. A. | N. A. | QPF/C1801.01 | 01 | 2011-07-08 | N. A. | N. A. | N. A. | PS/C1801.01 | 00 | 2018-09-22 | 2021-09-22 | N. A. | N. A. | C1801.01 | TF-IN | IU/5 | Class B | FINISHED GOODS | SUSHRUT™ | ALUMINIUM IMPACTOR | WITH TUFNOL HEAD FOR PROSTHESIS, | 17 | No | Yes |  | No | N. A. | No | N. A. | No | Yes | No | No | M. L.: MFG/MD/2023/000312 |  | 1 | SUSHRUT PRODUCTS\CONVENTIONAL INSTRUMENTS | 0.2 | Initial issue | N | Hip System Instrument |  | No | No | Yes | No | Yes | N. A.
C1801.01 | C1801.01.01 | ALUMINIUM IMPACTOR WITH TUFNOL HEAD FOR PROSTHESIS, S`RUT,ALUMINIUM BODY |  | C1801.01 | N. A. | N. A. | N. A. | N. A. | N. A. | N. A. | N. A. | N. A. | N. A. | N. A. | N. A. | PS/C1801.01.01 | N. A. | N. A. | N. A. | N. A. | N. A. | C1801.01 | N. A. | N. A. | N. A. | SEMIFINISHED GOODS | N. A. | N. A. | N. A. | N. A. | N. A. | N. A. |  | N. A. | N. A. | N. A. | N. A. | N. A. | N. A. | N. A. | N. A. | N. A. | N. A. | N. A. | SUB COMPONENTS | 0 | Added new codes as per requirement from Production on 24AUG2018 (Pratik) | N | INSTRUMENTS |  | No | No | N. A. | N. A. | N. A. | N. A.
C1801.01 | C1801.01.02 | ALUMINIUM IMPACTOR WITH TUFNOL HEAD FOR PROSTHESIS, S`RUT,TUFNOL HEAD |  | C1801.01 | N. A. | N. A. | N. A. | N. A. | N. A. | N. A. | N. A. | N. A. | N. A. | N. A. | N. A. | PS/C1801.01.02 | N. A. | N. A. | N. A. | N. A. | N. A. | C1801.01 | N. A. | N. A. | N. A. | SEMIFINISHED GOODS | N. A. | N. A. | N. A. | N. A. | N. A. | N. A. |  | N. A. | N. A. | N. A. | N. A. | N. A. | N. A. | N. A. | N. A. | N. A. | N. A. | N. A. | SUB COMPONENTS | 0 | Added new codes as per requirement from Production on 24AUG2018 (Pratik) | N | INSTRUMENTS |  | No | No | N. A. | N. A. | N. A. | N. A.
C1801.0037 | C1801.0137 | RESTOR HUMERAL HEAD LEFT, TRIAL |  | C1801.0037 | 01 | 2011-06-03 | N. A. | N. A. | N. A. | QPF/C1801.0037 | 01 | 2011-07-08 | N. A. | N. A. | N. A. | PS/C1801.0037 | 00 | 2018-09-22 | 2021-09-22 | N. A. | N. A. | C1801.0037 | TF-IN | IU/5 | Class B | FINISHED GOODS | RESTOR™ | HUMERAL HEAD LEFT | TRIAL | 17 | No | Yes |  | No | N. A. | No | N. A. | No | Yes | No | No | M. L.: MFG/MD/2023/000312 |  | 1 | ADLER PRODUCTS\RESTOR PRODUCTS\Instruments | 0 | Initial issue | N | Implant Trials |  | No | No | Yes | No | Yes | N. A.
C1801.02 | C1801.02 | IMPACTOR FOR BIPOLAR PROSTHESIS (A0605/A0606), S`RUT |  | C1801.02.00 | 01 | 2011-06-03 | N. A. | N. A. | N. A. | QPF/C1801.02 | 01 | 2011-07-08 | N. A. | N. A. | N. A. | PS/C1801.02 | 00 | 2018-09-22 | 2021-09-22 | N. A. | N. A. | C1801.02 | TF-IN | IU/5 | Class B | FINISHED GOODS | SUSHRUT™ | IMPACTOR | FOR BIPOLAR PROSTHESIS (A0605/A0606) | 17 | No | Yes |  | No | N. A. | No | N. A. | No | Yes | No | No | M. L.: MFG/MD/2023/000312 |  | 1 | SUSHRUT PRODUCTS\CONVENTIONAL INSTRUMENTS | 0.18 | Initial issue | N | Hip System Instrument |  | No | No | Yes | No | Yes | N. A.
C1801.02 | C1801.02.01 | IMPACTOR FOR BIPOLAR PROSTHESIS (A0605/A0606), S`RUT,MAIN BODY |  | C1801.02 | N. A. | N. A. | N. A. | N. A. | N. A. | N. A. | N. A. | N. A. | N. A. | N. A. | N. A. | PS/C1801.02.01 | 00 | 2020-07-24 | 2023-07-24 | N. A. | N. A. | C1801.02 | N. A. | N. A. | N. A. | SEMIFINISHED GOODS | N. A. | N. A. | N. A. | N. A. | N. A. | N. A. |  | N. A. | N. A. | N. A. | N. A. | N. A. | N. A. | N. A. | N. A. | N. A. | N. A. | N. A. | SUB COMPONENTS | 0 | Added new codes as per requirement from Production on 24AUG2018 (Pratik) | N | INSTRUMENTS |  | No | No | N. A. | N. A. | N. A. | N. A.
C1801.02 | C1801.02.02 | IMPACTOR FOR BIPOLAR PROSTHESIS (A0605/A0606), S`RUT,END BUSH |  | C1801.02 | N. A. | N. A. | N. A. | N. A. | N. A. | N. A. | N. A. | N. A. | N. A. | N. A. | N. A. | PS/C1801.02.02 | 00 | 2020-07-24 | 2023-07-24 | N. A. | N. A. | C1801.02 | N. A. | N. A. | N. A. | SEMIFINISHED GOODS | N. A. | N. A. | N. A. | N. A. | N. A. | N. A. |  | N. A. | N. A. | N. A. | N. A. | N. A. | N. A. | N. A. | N. A. | N. A. | N. A. | N. A. | SUB COMPONENTS | 0 | Added new codes as per requirement from Production on 24AUG2018 (Pratik) | N | INSTRUMENTS |  | No | No | N. A. | N. A. | N. A. | N. A.
C1801.0037 | C1801.0237 | RESTOR HUMERAL HEAD RIGHT, TRIAL |  | C1801.0037 | 01 | 2011-06-03 | N. A. | N. A. | N. A. | QPF/C1801.0037 | 01 | 2011-07-08 | N. A. | N. A. | N. A. | PS/C1801.0037 | 00 | 2018-09-22 | 2021-09-22 | N. A. | N. A. | C1801.0037 | TF-IN | IU/5 | Class B | FINISHED GOODS | RESTOR™ | HUMERAL HEAD RIGHT | TRIAL | 17 | No | Yes |  | No | N. A. | No | N. A. | No | Yes | No | No | M. L.: MFG/MD/2023/000312 |  | 1 | ADLER PRODUCTS\RESTOR PRODUCTS\Instruments | 0 | Initial issue | N | Implant Trials |  | No | No | Yes | No | Yes | N. A.
C1802.0100 | C1802.0000.02 | RESTOR RESECTION PIECE, UPPER LIMB , TRIAL, PIN |  | C1802.0000.02 | 01 | 2011-06-03 | N. A. | N. A. | N. A. | N. A. | 01 | 2011-07-08 | N. A. | N. A. | N. A. | PS/C1802.0000.02 | 00 | 2018-09-22 | 2021-09-22 | N. A. | N. A. | C1802.0100 | TF-IN | N. A. | N. A. | SEMIFINISHED GOODS | N. A. | N. A. | N. A. | N. A. | N. A. | N. A. |  | N. A. | N. A. | N. A. | N. A. | N. A. | N. A. | N. A. | N. A. | N. A. | N. A. | 1 | SUB COMPONENTS | 0 | Initial issue | N | SUB COMPONENTS |  | No | No | N. A. | N. A. | N. A. | N. A.
C1802.0100 | C1802.0135 | RESTOR RESECTION PIECE, UPPER LIMB, 35MM, TRIAL |  | C1802.0100 | 01 | 2011-06-03 | N. A. | N. A. | N. A. | QPF/C1802.0100 | 01 | 2011-07-08 | N. A. | N. A. | N. A. | PS/C1802.0100 | 00 | 2018-09-22 | 2021-09-22 | N. A. | N. A. | C1802.0100 | TF-IN | IU/5 | Class B | FINISHED GOODS | RESTOR™ | RESECTION PIECE, UPPER LIMB | 35MM, TRIAL | 17 | No | Yes |  | No | N. A. | No | N. A. | No | Yes | No | No | M. L.: MFG/MD/2023/000312 |  | 1 | ADLER PRODUCTS\RESTOR PRODUCTS\Instruments | 0 | Initial issue | N | Implant Trials |  | No | No | Yes | No | Yes | N. A.
C1802.0100 | C1802.0135.01 | RESTOR RESECTION PIECE, UPPER LIMB, 35MM, TRIAL, MAIN BODY |  | C1802.0000.01 | 01 | 2011-06-03 | N. A. | N. A. | N. A. | N. A. | 01 | 2011-07-08 | N. A. | N. A. | N. A. | PS/C1802.0100.01 | 00 | 2018-09-22 | 2021-09-22 | N. A. | N. A. | C1802.0100 | TF-IN | N. A. | N. A. | SEMIFINISHED GOODS | N. A. | N. A. | N. A. | N. A. | N. A. | N. A. |  | N. A. | N. A. | N. A. | N. A. | N. A. | N. A. | N. A. | N. A. | N. A. | N. A. | 1 | SUB COMPONENTS | 0 | Initial issue | N | SUB COMPONENTS |  | No | No | N. A. | N. A. | N. A. | N. A.
C1802.0100 | C1802.0145 | RESTOR RESECTION PIECE, UPPER LIMB, 45MM, TRIAL |  | C1802.0100 | 01 | 2011-06-03 | N. A. | N. A. | N. A. | QPF/C1802.0100 | 01 | 2011-07-08 | N. A. | N. A. | N. A. | PS/C1802.0100 | 00 | 2018-09-22 | 2021-09-22 | N. A. | N. A. | C1802.0100 | TF-IN | IU/5 | Class B | FINISHED GOODS | RESTOR™ | RESECTION PIECE, UPPER LIMB | 45MM, TRIAL | 17 | No | Yes |  | No | N. A. | No | N. A. | No | Yes | No | No | M. L.: MFG/MD/2023/000312 |  | 1 | ADLER PRODUCTS\RESTOR PRODUCTS\Instruments | 0 | Initial issue | N | Implant Trials |  | No | No | Yes | No | Yes | N. A.
C1802.0100 | C1802.0145.01 | RESTOR RESECTION PIECE, UPPER LIMB, 45MM, TRIAL, MAIN BODY |  | C1802.0000.01 | 01 | 2011-06-03 | N. A. | N. A. | N. A. | N. A. | 01 | 2011-07-08 | N. A. | N. A. | N. A. | PS/C1802.0100.01 | 00 | 2018-09-22 | 2021-09-22 | N. A. | N. A. | C1802.0100 | TF-IN | N. A. | N. A. | SEMIFINISHED GOODS | N. A. | N. A. | N. A. | N. A. | N. A. | N. A. |  | N. A. | N. A. | N. A. | N. A. | N. A. | N. A. | N. A. | N. A. | N. A. | N. A. | 1 | SUB COMPONENTS | 0 | Initial issue | N | SUB COMPONENTS |  | No | No | N. A. | N. A. | N. A. | N. A.
C1802.0100 | C1802.0155 | RESTOR RESECTION PIECE, UPPER LIMB, 55MM, TRIAL |  | C1802.0100 | 01 | 2011-06-03 | N. A. | N. A. | N. A. | QPF/C1802.0100 | 01 | 2011-07-08 | N. A. | N. A. | N. A. | PS/C1802.0100 | 00 | 2018-09-22 | 2021-09-22 | N. A. | N. A. | C1802.0100 | TF-IN | IU/5 | Class B | FINISHED GOODS | RESTOR™ | RESECTION PIECE, UPPER LIMB | 55MM, TRIAL | 17 | No | Yes |  | No | N. A. | No | N. A. | No | Yes | No | No | M. L.: MFG/MD/2023/000312 |  | 1 | ADLER PRODUCTS\RESTOR PRODUCTS\Instruments | 0 | Initial issue | N | Implant Trials |  | No | No | Yes | No | Yes | N. A.
C1802.0100 | C1802.0155.01 | RESTOR RESECTION PIECE, UPPER LIMB, 55MM, TRIAL, MAIN BODY |  | C1802.0000.01 | 01 | 2011-06-03 | N. A. | N. A. | N. A. | N. A. | 01 | 2011-07-08 | N. A. | N. A. | N. A. | PS/C1802.0100.01 | 00 | 2018-09-22 | 2021-09-22 | N. A. | N. A. | C1802.0100 | TF-IN | N. A. | N. A. | SEMIFINISHED GOODS | N. A. | N. A. | N. A. | N. A. | N. A. | N. A. |  | N. A. | N. A. | N. A. | N. A. | N. A. | N. A. | N. A. | N. A. | N. A. | N. A. | 1 | SUB COMPONENTS | 0 | Initial issue | N | SUB COMPONENTS |  | No | No | N. A. | N. A. | N. A. | N. A.
C1802.0100 | C1802.0165 | RESTOR RESECTION PIECE, UPPER LIMB, 65MM, TRIAL |  | C1802.0100 | 01 | 2011-06-03 | N. A. | N. A. | N. A. | QPF/C1802.0100 | 01 | 2011-07-08 | N. A. | N. A. | N. A. | PS/C1802.0100 | 00 | 2018-09-22 | 2021-09-22 | N. A. | N. A. | C1802.0100 | TF-IN | IU/5 | Class B | FINISHED GOODS | RESTOR™ | RESECTION PIECE, UPPER LIMB | 65MM, TRIAL | 17 | No | Yes |  | No | N. A. | No | N. A. | No | Yes | No | No | M. L.: MFG/MD/2023/000312 |  | 1 | ADLER PRODUCTS\RESTOR PRODUCTS\Instruments | 0 | Initial issue | N | Implant Trials |  | No | No | Yes | No | Yes | N. A.
C1802.0100 | C1802.0165.01 | RESTOR RESECTION PIECE, UPPER LIMB, 65MM, TRIAL, MAIN BODY |  | C1802.0000.01 | 01 | 2011-06-03 | N. A. | N. A. | N. A. | N. A. | 01 | 2011-07-08 | N. A. | N. A. | N. A. | PS/C1802.0100.01 | 00 | 2018-09-22 | 2021-09-22 | N. A. | N. A. | C1802.0100 | TF-IN | N. A. | N. A. | SEMIFINISHED GOODS | N. A. | N. A. | N. A. | N. A. | N. A. | N. A. |  | N. A. | N. A. | N. A. | N. A. | N. A. | N. A. | N. A. | N. A. | N. A. | N. A. | 1 | SUB COMPONENTS | 0 | Initial issue | N | SUB COMPONENTS |  | No | No | N. A. | N. A. | N. A. | N. A.
C1802.0100 | C1802.0175 | RESTOR RESECTION PIECE, UPPER LIMB, 75MM, TRIAL |  | C1802.0100 | 01 | 2011-06-03 | N. A. | N. A. | N. A. | QPF/C1802.0100 | 01 | 2011-07-08 | N. A. | N. A. | N. A. | PS/C1802.0100 | 00 | 2018-09-22 | 2021-09-22 | N. A. | N. A. | C1802.0100 | TF-IN | IU/5 | Class B | FINISHED GOODS | RESTOR™ | RESECTION PIECE, UPPER LIMB | 75MM, TRIAL | 17 | No | Yes |  | No | N. A. | No | N. A. | No | Yes | No | No | M. L.: MFG/MD/2023/000312 |  | 1 | ADLER PRODUCTS\RESTOR PRODUCTS\Instruments | 0 | Initial issue | N | Implant Trials |  | No | No | Yes | No | Yes | N. A.
C1802.0100 | C1802.0175.01 | RESTOR RESECTION PIECE, UPPER LIMB, 75MM, TRIAL, MAIN BODY |  | C1802.0000.01 | 01 | 2011-06-03 | N. A. | N. A. | N. A. | N. A. | 01 | 2011-07-08 | N. A. | N. A. | N. A. | PS/C1802.0100.01 | 00 | 2018-09-22 | 2021-09-22 | N. A. | N. A. | C1802.0100 | TF-IN | N. A. | N. A. | SEMIFINISHED GOODS | N. A. | N. A. | N. A. | N. A. | N. A. | N. A. |  | N. A. | N. A. | N. A. | N. A. | N. A. | N. A. | N. A. | N. A. | N. A. | N. A. | 1 | SUB COMPONENTS | 0 | Initial issue | N | SUB COMPONENTS |  | No | No | N. A. | N. A. | N. A. | N. A.
C1802.0100 | C1802.0185 | RESTOR RESECTION PIECE, UPPER LIMB, 85MM, TRIAL |  | C1802.0100 | 01 | 2011-06-03 | N. A. | N. A. | N. A. | QPF/C1802.0100 | 01 | 2011-07-08 | N. A. | N. A. | N. A. | PS/C1802.0100 | 00 | 2018-09-22 | 2021-09-22 | N. A. | N. A. | C1802.0100 | TF-IN | IU/5 | Class B | FINISHED GOODS | RESTOR™ | RESECTION PIECE, UPPER LIMB | 85MM, TRIAL | 17 | No | Yes |  | No | N. A. | No | N. A. | No | Yes | No | No | M. L.: MFG/MD/2023/000312 |  | 1 | ADLER PRODUCTS\RESTOR PRODUCTS\Instruments | 0 | Initial issue | N | Implant Trials |  | No | No | Yes | No | Yes | N. A.
C1802.0100 | C1802.0185.01 | RESTOR RESECTION PIECE, UPPER LIMB, 85MM, TRIAL, MAIN BODY |  | C1802.0000.01 | 01 | 2011-06-03 | N. A. | N. A. | N. A. | N. A. | 01 | 2011-07-08 | N. A. | N. A. | N. A. | PS/C1802.0100.01 | 00 | 2018-09-22 | 2021-09-22 | N. A. | N. A. | C1802.0100 | TF-IN | N. A. | N. A. | SEMIFINISHED GOODS | N. A. | N. A. | N. A. | N. A. | N. A. | N. A. |  | N. A. | N. A. | N. A. | N. A. | N. A. | N. A. | N. A. | N. A. | N. A. | N. A. | 1 | SUB COMPONENTS | 0 | Initial issue | N | SUB COMPONENTS |  | No | No | N. A. | N. A. | N. A. | N. A.
C1802.0100 | C1802.0405 | RESTOR RESECTION PIECE, UPPER LIMB, 105MM, TRIAL |  | C1802.0100 | 01 | 2011-06-03 | N. A. | N. A. | N. A. | QPF/C1802.0100 | 01 | 2011-07-08 | N. A. | N. A. | N. A. | PS/C1802.0100 | 00 | 2018-09-22 | 2021-09-22 | N. A. | N. A. | C1802.0100 | TF-IN | IU/5 | Class B | FINISHED GOODS | RESTOR™ | RESECTION PIECE, UPPER LIMB | 105MM, TRIAL | 17 | No | Yes |  | No | N. A. | No | N. A. | No | Yes | No | No | M. L.: MFG/MD/2023/000312 |  | 1 | ADLER PRODUCTS\RESTOR PRODUCTS\Instruments | 0 | Initial issue | N | Implant Trials |  | No | No | Yes | No | Yes | N. A.
C1802.0100 | C1802.0405.01 | RESTOR RESECTION PIECE, UPPER LIMB, 105MM, TRIAL, MAIN BODY |  | C1802.0000.01 | 01 | 2011-06-03 | N. A. | N. A. | N. A. | N. A. | 01 | 2011-07-08 | N. A. | N. A. | N. A. | PS/C1802.0100.01 | 00 | 2018-09-22 | 2021-09-22 | N. A. | N. A. | C1802.0100 | TF-IN | N. A. | N. A. | SEMIFINISHED GOODS | N. A. | N. A. | N. A. | N. A. | N. A. | N. A. |  | N. A. | N. A. | N. A. | N. A. | N. A. | N. A. | N. A. | N. A. | N. A. | N. A. | 1 | SUB COMPONENTS | 0 | Initial issue | N | SUB COMPONENTS |  | No | No | N. A. | N. A. | N. A. | N. A.
C1802.0100 | C1802.0425 | RESTOR RESECTION PIECE, UPPER LIMB, 125MM, TRIAL |  | C1802.0100 | 01 | 2011-06-03 | N. A. | N. A. | N. A. | QPF/C1802.0100 | 01 | 2011-07-08 | N. A. | N. A. | N. A. | PS/C1802.0100 | 00 | 2018-09-22 | 2021-09-22 | N. A. | N. A. | C1802.0100 | TF-IN | IU/5 | Class B | FINISHED GOODS | RESTOR™ | RESECTION PIECE, UPPER LIMB | 125MM, TRIAL | 17 | No | Yes |  | No | N. A. | No | N. A. | No | Yes | No | No | M. L.: MFG/MD/2023/000312 |  | 1 | ADLER PRODUCTS\RESTOR PRODUCTS\Instruments | 0 | Initial issue | N | Implant Trials |  | No | No | Yes | No | Yes | N. A.
C1802.0100 | C1802.0425.01 | RESTOR RESECTION PIECE, UPPER LIMB, 125MM, TRIAL, MAIN BODY |  | C1802.0000.01 | 01 | 2011-06-03 | N. A. | N. A. | N. A. | N. A. | 01 | 2011-07-08 | N. A. | N. A. | N. A. | PS/C1802.0100.01 | 00 | 2018-09-22 | 2021-09-22 | N. A. | N. A. | C1802.0100 | TF-IN | N. A. | N. A. | SEMIFINISHED GOODS | N. A. | N. A. | N. A. | N. A. | N. A. | N. A. |  | N. A. | N. A. | N. A. | N. A. | N. A. | N. A. | N. A. | N. A. | N. A. | N. A. | 1 | SUB COMPONENTS | 0 | Initial issue | N | SUB COMPONENTS |  | No | No | N. A. | N. A. | N. A. | N. A.
C1802.0100 | C1802.0445 | RESTOR RESECTION PIECE, UPPER LIMB, 145MM, TRIAL |  | C1802.0100 | 01 | 2011-06-03 | N. A. | N. A. | N. A. | QPF/C1802.0100 | 01 | 2011-07-08 | N. A. | N. A. | N. A. | PS/C1802.0100 | 00 | 2018-09-22 | 2021-09-22 | N. A. | N. A. | C1802.0100 | TF-IN | IU/5 | Class B | FINISHED GOODS | RESTOR™ | RESECTION PIECE, UPPER LIMB | 145MM, TRIAL | 17 | No | Yes |  | No | N. A. | No | N. A. | No | Yes | No | No | M. L.: MFG/MD/2023/000312 |  | 1 | ADLER PRODUCTS\RESTOR PRODUCTS\Instruments | 0 | Initial issue | N | Implant Trials |  | No | No | Yes | No | Yes | N. A.
C1802.0100 | C1802.0445.01 | RESTOR RESECTION PIECE, UPPER LIMB, 145MM, TRIAL, MAIN BODY |  | C1802.0000.01 | 01 | 2011-06-03 | N. A. | N. A. | N. A. | N. A. | 01 | 2011-07-08 | N. A. | N. A. | N. A. | PS/C1802.0100.01 | 00 | 2018-09-22 | 2021-09-22 | N. A. | N. A. | C1802.0100 | TF-IN | N. A. | N. A. | SEMIFINISHED GOODS | N. A. | N. A. | N. A. | N. A. | N. A. | N. A. |  | N. A. | N. A. | N. A. | N. A. | N. A. | N. A. | N. A. | N. A. | N. A. | N. A. | 1 | SUB COMPONENTS | 0 | Initial issue | N | SUB COMPONENTS |  | No | No | N. A. | N. A. | N. A. | N. A.
C1803.0000 | C1803.0000.02 | RESTOR HUMERAL I.M STEM, TRIAL, PIN |  | C1803.0800 | 01 | 2011-06-03 | N. A. | N. A. | N. A. | N. A. | 01 | 2011-07-08 | N. A. | N. A. | N. A. | PS/C1803.0000.02 | 00 | 2018-09-22 | 2021-09-22 | N. A. | N. A. | C1803.0000 | TF-IN | IU/5 | N. A. | SEMIFINISHED GOODS | N. A. | N. A. | N. A. | N. A. | N. A. | N. A. |  | N. A. | N. A. | N. A. | N. A. | N. A. | N. A. | N. A. | N. A. | N. A. | N. A. | 1 | SUB COMPONENTS | 0 | Initial issue | N | SUB COMPONENTS |  | No | No | N. A. | N. A. | N. A. | N. A.
C1803.0000 | C1803.0608 | RESTOR HUMERAL I.M STEM, DIA 6MM, LENGTH 80MM, TRIAL |  | C1803.0600 | 01 | 2011-06-03 | N. A. | N. A. | N. A. | QPF/C1803.0000 | 01 | 2011-07-08 | N. A. | N. A. | N. A. | PS/C1803.0000 | 00 | 2018-09-22 | 2021-09-22 | N. A. | N. A. | C1803.0000 | TF-IN | IU/5 | Class B | FINISHED GOODS | RESTOR™ | HUMERAL IM STEM | DIA 6MM, LENGTH 80MM, TRIAL | 17 | No | Yes |  | No | N. A. | No | N. A. | No | Yes | No | No | M. L.: MFG/MD/2023/000312 |  | 1 | ADLER PRODUCTS\RESTOR PRODUCTS\Instruments | 0 | Initial issue | N | Implant Trials |  | No | No | Yes | No | Yes | N. A.
C1803.0000 | C1803.0608.01 | RESTOR HUMERAL I.M STEM, DIA 6MM, LENGTH 80MM, TRIAL, MAIN BODY |  | C1803.0600.01 | 01 | 2011-06-03 | N. A. | N. A. | N. A. | N. A. | 01 | 2011-07-08 | N. A. | N. A. | N. A. | PS/C1803.0000.01 | 00 | 2018-09-22 | 2021-09-22 | N. A. | N. A. | C1803.0000 | TF-IN | N. A. | N. A. | SEMIFINISHED GOODS | N. A. | N. A. | N. A. | N. A. | N. A. | N. A. |  | N. A. | N. A. | N. A. | N. A. | N. A. | N. A. | N. A. | N. A. | N. A. | N. A. | 1 | SUB COMPONENTS | 0 | Initial issue | N | SUB COMPONENTS |  | No | No | N. A. | N. A. | N. A. | N. A.
C1803.0000 | C1803.0610 | RESTOR HUMERAL I.M STEM, DIA 6MM, LENGTH 100MM, TRIAL |  | C1803.0600 | 01 | 2011-06-03 | N. A. | N. A. | N. A. | QPF/C1803.0000 | 01 | 2011-07-08 | N. A. | N. A. | N. A. | PS/C1803.0000 | 00 | 2018-09-22 | 2021-09-22 | N. A. | N. A. | C1803.0000 | TF-IN | IU/5 | Class B | FINISHED GOODS | RESTOR™ | HUMERAL IM STEM | DIA 6MM, LENGTH 100MM, TRIAL | 17 | No | Yes |  | No | N. A. | No | N. A. | No | Yes | No | No | M. L.: MFG/MD/2023/000312 |  | 1 | ADLER PRODUCTS\RESTOR PRODUCTS\Instruments | 0 | Initial issue | N | Implant Trials |  | No | No | Yes | No | Yes | N. A.
C1803.0000 | C1803.0610.01 | RESTOR HUMERAL I.M STEM, DIA 6MM, LENGTH 100MM, TRIAL, MAIN BODY |  | C1803.0600.01 | 01 | 2011-06-03 | N. A. | N. A. | N. A. | N. A. | 01 | 2011-07-08 | N. A. | N. A. | N. A. | PS/C1803.0000.01 | 00 | 2018-09-22 | 2021-09-22 | N. A. | N. A. | C1803.0000 | TF-IN | N. A. | N. A. | SEMIFINISHED GOODS | N. A. | N. A. | N. A. | N. A. | N. A. | N. A. |  | N. A. | N. A. | N. A. | N. A. | N. A. | N. A. | N. A. | N. A. | N. A. | N. A. | 1 | SUB COMPONENTS | 0 | Initial issue | N | SUB COMPONENTS |  | No | No | N. A. | N. A. | N. A. | N. A.
C1803.0000 | C1803.0708 | RESTOR HUMERAL I.M STEM, DIA 7MM, LENGTH 80MM, TRIAL |  | C1803.0700 | 01 | 2011-06-03 | N. A. | N. A. | N. A. | QPF/C1803.0000 | 01 | 2011-07-08 | N. A. | N. A. | N. A. | PS/C1803.0000 | 00 | 2018-09-22 | 2021-09-22 | N. A. | N. A. | C1803.0000 | TF-IN | IU/5 | Class B | FINISHED GOODS | RESTOR™ | HUMERAL IM STEM | DIA 7MM, LENGTH 80MM, TRIAL | 17 | No | Yes |  | No | N. A. | No | N. A. | No | Yes | No | No | M. L.: MFG/MD/2023/000312 |  | 1 | ADLER PRODUCTS\RESTOR PRODUCTS\Instruments | 0 | Initial issue | N | Implant Trials |  | No | No | Yes | No | Yes | N. A.
C1803.0000 | C1803.0708.01 | RESTOR HUMERAL I.M STEM, DIA 7MM, LENGTH 80MM, TRIAL, MAIN BODY |  | C1803.0700.01 | 01 | 2011-06-03 | N. A. | N. A. | N. A. | N. A. | 01 | 2011-07-08 | N. A. | N. A. | N. A. | PS/C1803.0000.01 | 00 | 2018-09-22 | 2021-09-22 | N. A. | N. A. | C1803.0000 | TF-IN | N. A. | N. A. | SEMIFINISHED GOODS | N. A. | N. A. | N. A. | N. A. | N. A. | N. A. |  | N. A. | N. A. | N. A. | N. A. | N. A. | N. A. | N. A. | N. A. | N. A. | N. A. | 1 | SUB COMPONENTS | 0 | Initial issue | N | SUB COMPONENTS |  | No | No | N. A. | N. A. | N. A. | N. A.
C1803.0000 | C1803.0710 | RESTOR HUMERAL I.M STEM, DIA 7MM, LENGTH 100MM, TRIAL |  | C1803.0700 | 01 | 2011-06-03 | N. A. | N. A. | N. A. | QPF/C1803.0000 | 01 | 2011-07-08 | N. A. | N. A. | N. A. | PS/C1803.0000 | 00 | 2018-09-22 | 2021-09-22 | N. A. | N. A. | C1803.0000 | TF-IN | IU/5 | Class B | FINISHED GOODS | RESTOR™ | HUMERAL IM STEM | DIA 7MM, LENGTH 100MM, TRIAL | 17 | No | Yes |  | No | N. A. | No | N. A. | No | Yes | No | No | M. L.: MFG/MD/2023/000312 |  | 1 | ADLER PRODUCTS\RESTOR PRODUCTS\Instruments | 0 | Initial issue | N | Implant Trials |  | No | No | Yes | No | Yes | N. A.
C1803.0000 | C1803.0710.01 | RESTOR HUMERAL I.M STEM, DIA 7MM, LENGTH 100MM, TRIAL, MAIN BODY |  | C1803.0700.01 | 01 | 2011-06-03 | N. A. | N. A. | N. A. | N. A. | 01 | 2011-07-08 | N. A. | N. A. | N. A. | PS/C1803.0000.01 | 00 | 2018-09-22 | 2021-09-22 | N. A. | N. A. | C1803.0000 | TF-IN | N. A. | N. A. | SEMIFINISHED GOODS | N. A. | N. A. | N. A. | N. A. | N. A. | N. A. |  | N. A. | N. A. | N. A. | N. A. | N. A. | N. A. | N. A. | N. A. | N. A. | N. A. | 1 | SUB COMPONENTS | 0 | Initial issue | N | SUB COMPONENTS |  | No | No | N. A. | N. A. | N. A. | N. A.
C1803.0000 | C1803.0808 | RESTOR HUMERAL I.M STEM, DIA 8MM, LENGTH 80MM, TRIAL |  | C1803.0800 | 01 | 2011-06-03 | N. A. | N. A. | N. A. | QPF/C1803.0000 | 01 | 2011-07-08 | N. A. | N. A. | N. A. | PS/C1803.0000 | 00 | 2018-09-22 | 2021-09-22 | N. A. | N. A. | C1803.0000 | TF-IN | IU/5 | Class B | FINISHED GOODS | RESTOR™ | HUMERAL IM STEM | DIA 8MM, LENGTH 80MM, TRIAL | 17 | No | Yes |  | No | N. A. | No | N. A. | No | Yes | No | No | M. L.: MFG/MD/2023/000312 |  | 1 | ADLER PRODUCTS\RESTOR PRODUCTS\Instruments | 0 | Initial issue | N | Implant Trials |  | No | No | Yes | No | Yes | N. A.
C1803.0000 | C1803.0808.01 | RESTOR HUMERAL I.M STEM, DIA 8MM, LENGTH 80MM, TRIAL, MAIN BODY |  | C1803.0800.01 | 01 | 2011-06-03 | N. A. | N. A. | N. A. | N. A. | 01 | 2011-07-08 | N. A. | N. A. | N. A. | PS/C1803.0000.01 | 00 | 2018-09-22 | 2021-09-22 | N. A. | N. A. | C1803.0000 | TF-IN | N. A. | N. A. | SEMIFINISHED GOODS | N. A. | N. A. | N. A. | N. A. | N. A. | N. A. |  | N. A. | N. A. | N. A. | N. A. | N. A. | N. A. | N. A. | N. A. | N. A. | N. A. | 1 | SUB COMPONENTS | 0 | Initial issue | N | SUB COMPONENTS |  | No | No | N. A. | N. A. | N. A. | N. A.
C1803.0000 | C1803.0810 | RESTOR HUMERAL I.M STEM, DIA 8MM, LENGTH 100MM, TRIAL |  | C1803.0800 | 01 | 2011-06-03 | N. A. | N. A. | N. A. | QPF/C1803.0000 | 01 | 2011-07-08 | N. A. | N. A. | N. A. | PS/C1803.0000 | 00 | 2018-09-22 | 2021-09-22 | N. A. | N. A. | C1803.0000 | TF-IN | IU/5 | Class B | FINISHED GOODS | RESTOR™ | HUMERAL STEM TRIAL | DIA 8MM, LENGTH 100MM | 17 | No | Yes |  | No | N. A. | No | N. A. | No | Yes | No | No | M. L.: MFG/MD/2023/000312 |  | 1 | ADLER PRODUCTS\RESTOR PRODUCTS\Instruments |  | Initial issue | N | Implant Trials |  | No | No | Yes | No | Yes | N. A.
C1803.0000 | C1803.0810.01 | RESTOR HUMERAL I.M STEM, DIA 8MM, LENGTH 100MM, TRIAL, MAIN BODY |  | C1803.0800.01 | 01 | 2011-06-03 | N. A. | N. A. | N. A. | N. A. | 01 | 2011-07-08 | N. A. | N. A. | N. A. | PS/C1803.0000.01 | 00 | 2018-09-22 | 2021-09-22 | N. A. | N. A. | C1803.0000 | TF-IN | N. A. | N. A. | SEMIFINISHED GOODS | N. A. | N. A. | N. A. | N. A. | N. A. | N. A. |  | N. A. | N. A. | N. A. | N. A. | N. A. | N. A. | N. A. | N. A. | N. A. | N. A. | 1 | SUB COMPONENTS | 0 | Initial issue | N | SUB COMPONENTS |  | No | No | N. A. | N. A. | N. A. | N. A.
C1804.01 | C1804.01 | RESTOR DISTAL HUMERUS COMPONENT, LEFT, TRIAL |  | C1804.01 | 01 | 2011-06-03 | N. A. | N. A. | N. A. | QPF/C1804.01 | 01 | 2011-07-08 | N. A. | N. A. | N. A. | PS/C1804.01 | 00 | 2018-09-22 | 2021-09-22 | N. A. | N. A. | C1804.01 | TF-IN | IU/5 | Class B | FINISHED GOODS | RESTOR™ | DISTAL HUMERUS COMPONENT | LEFT, TRIAL | 17 | No | Yes |  | No | N. A. | No | N. A. | No | Yes | No | No | M. L.: MFG/MD/2023/000312 |  | 1 | ADLER PRODUCTS\RESTOR PRODUCTS\Instruments | 0 | Initial issue | N | Implant Trials |  | No | No | Yes | No | Yes | N. A.
C1804.01 | C1804.02 | RESTOR DISTAL HUMERUS COMPONENT, RIGHT, TRIAL |  | C1804.02 | 01 | 2011-06-03 | N. A. | N. A. | N. A. | QPF/C1804.01 | 01 | 2011-07-08 | N. A. | N. A. | N. A. | PS/C1804.01 | 00 | 2018-09-22 | 2021-09-22 | N. A. | N. A. | C1804.01 | TF-IN | IU/5 | Class B | FINISHED GOODS | RESTOR™ | DISTAL HUMERUS COMPONENT | RIGHT, TRIAL | 17 | No | Yes |  | No | N. A. | No | N. A. | No | Yes | No | No | M. L.: MFG/MD/2023/000312 |  | 1 | ADLER PRODUCTS\RESTOR PRODUCTS\Instruments | 0 | Initial issue | N | Implant Trials |  | No | No | Yes | No | Yes | N. A.
C1805.01 | C1805.01 | RESTOR PIVOT PIN, UPPER LIMB, TRIAL |  | C1805.01 | 01 | 2011-06-03 | N. A. | N. A. | N. A. | QPF/C1805.01 | 01 | 2011-07-08 | N. A. | N. A. | N. A. | PS/C1805.01 | 00 | 2018-09-22 | 2021-09-22 | N. A. | N. A. | C1805.01 | TF-IN | IU/5 | Class B | FINISHED GOODS | RESTOR™ | PIVOT PIN | UPPER LIMB, TRIAL | 17 | No | Yes |  | No | N. A. | No | N. A. | No | Yes | No | No | M. L.: MFG/MD/2023/000312 |  | 1 | ADLER PRODUCTS\RESTOR PRODUCTS\Instruments | 0 | Initial issue | N | Implant Trials |  | No | No | Yes | No | Yes | N. A.
C1805.02 | C1805.02 | RESTOR RETAINING RING, UPPER LIMB, TRIAL |  | C1805.02 | 01 | 2011-06-03 | N. A. | N. A. | N. A. | QPF/C1805.02 | 01 | 2011-07-08 | N. A. | N. A. | N. A. | PS/C1805.02 | 00 | 2018-09-22 | 2021-09-22 | N. A. | N. A. | C1805.02 | TF-IN | IU/5 | Class B | FINISHED GOODS | RESTOR™ | RETAINING RING | UPPER LIMB, TRIAL | 17 | No | Yes |  | No | N. A. | No | N. A. | No | Yes | No | No | M. L.: MFG/MD/2023/000312 |  | 1 | ADLER PRODUCTS\RESTOR PRODUCTS\Instruments | 0 | Initial issue | N | Implant Trials |  | No | No | Yes | No | Yes | N. A.
C1806.0000 | C1806.5481 | RESTOR ULNAR COMPONENT, LEFT, DIA 4MM, TRIAL |  | C1806.5481 | 01 | 2011-06-03 | N. A. | N. A. | N. A. | QPF/C1806.0000 | 01 | 2011-07-08 | N. A. | N. A. | N. A. | PS/C1806.0000 | 00 | 2018-09-22 | 2021-09-22 | N. A. | N. A. | C1806.0000 | TF-IN | IU/5 | Class B | FINISHED GOODS | RESTOR™ | ULNAR COMPONENT | LEFT, DIA 4MM, TRIAL | 17 | No | Yes |  | No | N. A. | No | N. A. | No | Yes | No | No | M. L.: MFG/MD/2023/000312 |  | 1 | ADLER PRODUCTS\RESTOR PRODUCTS\Instruments | 0 | Initial issue | N | Implant Trials |  | No | No | Yes | No | Yes | N. A.
C1806.0000 | C1806.5481.01 | RESTOR ULNAR COMPONENT, LEFT, DIA 4MM, TRIAL , MAIN BODY |  | C1806.5481.01 | 01 | 2011-06-03 | N. A. | N. A. | N. A. | N. A. | 01 | 2011-07-08 | N. A. | N. A. | N. A. | PS/A1806.XXXX.01 | 00 | 2018-09-22 | 2021-09-22 | N. A. | N. A. | A1806 | TMF-2 | N. A. | N. A. | SEMIFINISHED GOODS | N. A. | N. A. | N. A. | N. A. | N. A. | N. A. |  | N. A. | N. A. | N. A. | N. A. | N. A. | N. A. | N. A. | N. A. | N. A. | N. A. | 1 | SUB COMPONENTS | 0 | Initial issue | N | SUB COMPONENTS |  | No | No | N. A. | N. A. | N. A. | N. A.
C1806.0000 | C1806.5481.02 | RESTOR ULNAR COMPONENT, TRIAL, BUSH |  | C1806.5481.02 | 02 | 2020-09-01 | N. A. | N. A. | N. A. | N. A. | 01 | 2011-07-08 | N. A. | N. A. | N. A. | PS/C1806.0000.02 | 00 | 2018-09-22 | 2021-09-22 | N. A. | N. A. | C1806.0000 | TF-IN | N. A. | N. A. | SEMIFINISHED GOODS | N. A. | N. A. | N. A. | N. A. | N. A. | N. A. |  | N. A. | N. A. | N. A. | N. A. | N. A. | N. A. | N. A. | N. A. | N. A. | N. A. | 1 | SUB COMPONENTS | 0 | Initial issue | N | SUB COMPONENTS |  | No | No | N. A. | N. A. | N. A. | N. A.
C1806.0000 | C1806.5482 | RESTOR ULNAR COMPONENT, RIGHT, DIA 4MM, TRIAL |  | C1806.5482 | 01 | 2011-06-03 | N. A. | N. A. | N. A. | QPF/C1806.0000 | 01 | 2011-07-08 | N. A. | N. A. | N. A. | PS/C1806.0000 | 00 | 2018-09-22 | 2021-09-22 | N. A. | N. A. | C1806.0000 | TF-IN | IU/5 | Class B | FINISHED GOODS | RESTOR™ | ULNAR COMPONENT | RIGHT, DIA 4MM, TRIAL | 17 | No | Yes |  | No | N. A. | No | N. A. | No | Yes | No | No | M. L.: MFG/MD/2023/000312 |  | 1 | ADLER PRODUCTS\RESTOR PRODUCTS\Instruments | 0 | Initial issue | N | Implant Trials |  | No | No | Yes | No | Yes | N. A.
C1806.0000 | C1806.5482.01 | RESTOR ULNAR COMPONENT, RIGHT, DIA 4MM, TRIAL , MAIN BODY |  | C1806.5482.01 | 01 | 2011-06-03 | N. A. | N. A. | N. A. | N. A. | 01 | 2011-07-08 | N. A. | N. A. | N. A. | PS/C1806.0000.01 | 00 | 2018-09-22 | 2021-09-22 | N. A. | N. A. | C1806.0000 | TF-IN | N. A. | N. A. | SEMIFINISHED GOODS | N. A. | N. A. | N. A. | N. A. | N. A. | N. A. |  | N. A. | N. A. | N. A. | N. A. | N. A. | N. A. | N. A. | N. A. | N. A. | N. A. | 1 | SUB COMPONENTS | 0 | Initial issue | N | SUB COMPONENTS |  | No | No | N. A. | N. A. | N. A. | N. A.
C1806.0000 | C1806.6581 | RESTOR ULNAR COMPONENT, LEFT, DIA 5MM, TRIAL |  | C1806.6581 | 01 | 2011-06-03 | N. A. | N. A. | N. A. | QPF/C1806.0000 | 01 | 2011-07-08 | N. A. | N. A. | N. A. | PS/C1806.0000 | 00 | 2018-09-22 | 2021-09-22 | N. A. | N. A. | C1806.0000 | TF-IN | IU/5 | Class B | FINISHED GOODS | RESTOR™ | ULNAR COMPONENT | LEFT, DIA 5MM, TRIAL | 17 | No | Yes |  | No | N. A. | No | N. A. | No | Yes | No | No | M. L.: MFG/MD/2023/000312 |  | 1 | ADLER PRODUCTS\RESTOR PRODUCTS\Instruments | 0 | Initial issue | N | Implant Trials |  | No | No | Yes | No | Yes | N. A.
C1806.0000 | C1806.6581.01 | RESTOR ULNAR COMPONENT, LEFT, DIA 5MM, TRIAL , MAIN BODY |  | C1806.6581.01 | 01 | 2011-06-03 | N. A. | N. A. | N. A. | N. A. | 01 | 2011-07-08 | N. A. | N. A. | N. A. | PS/C1806.0000.01 | 00 | 2018-09-22 | 2021-09-22 | N. A. | N. A. | C1806.0000 | TF-IN | N. A. | N. A. | SEMIFINISHED GOODS | N. A. | N. A. | N. A. | N. A. | N. A. | N. A. |  | N. A. | N. A. | N. A. | N. A. | N. A. | N. A. | N. A. | N. A. | N. A. | N. A. | 1 | SUB COMPONENTS | 0 | Initial issue | N | SUB COMPONENTS |  | No | No | N. A. | N. A. | N. A. | N. A.
C1806.0000 | C1806.6582 | RESTOR ULNAR COMPONENT, RIGHT, DIA 5MM, TRIAL |  | C1806.6582 | 01 | 2011-06-03 | N. A. | N. A. | N. A. | QPF/C1806.0000 | 01 | 2011-07-08 | N. A. | N. A. | N. A. | PS/C1806.0000 | 00 | 2018-09-22 | 2021-09-22 | N. A. | N. A. | C1806.0000 | TF-IN | IU/5 | Class B | FINISHED GOODS | RESTOR™ | ULNAR COMPONENT | RIGHT, DIA 5MM, TRIAL | 17 | No | Yes |  | No | N. A. | No | N. A. | No | Yes | No | No | M. L.: MFG/MD/2023/000312 |  | 1 | ADLER PRODUCTS\RESTOR PRODUCTS\Instruments | 0 | Initial issue | N | Implant Trials |  | No | No | Yes | No | Yes | N. A.
C1806.0000 | C1806.6582.01 | RESTOR ULNAR COMPONENT, RIGHT, DIA 5MM, TRIAL , MAIN BODY |  | C1806.6582.01 | 01 | 2011-06-03 | N. A. | N. A. | N. A. | N. A. | 01 | 2011-07-08 | N. A. | N. A. | N. A. | PS/C1806.0000.01 | 00 | 2018-09-22 | 2021-09-22 | N. A. | N. A. | C1806.0000 | TF-IN | N. A. | N. A. | SEMIFINISHED GOODS | N. A. | N. A. | N. A. | N. A. | N. A. | N. A. |  | N. A. | N. A. | N. A. | N. A. | N. A. | N. A. | N. A. | N. A. | N. A. | N. A. | 1 | SUB COMPONENTS | 0 | Initial issue | N | SUB COMPONENTS |  | No | No | N. A. | N. A. | N. A. | N. A.
C1807 | C1807.1060 | RESTOR CONNECTING PIECE, UPPER LIMB, TRIAL |  | C1807.1060 | 01 | 2011-06-03 | N. A. | N. A. | N. A. | QPF/C1807.1060 | 01 | 2011-07-08 | N. A. | N. A. | N. A. | PS/C1807.1060 | 00 | 2018-09-22 | 2021-09-22 | N. A. | N. A. | C1807 | TF-IN | IU/5 | Class B | FINISHED GOODS | RESTOR™ | CONNECTING PIECE | UPPER LIMB, TRIAL | 17 | No | Yes |  | No | N. A. | No | N. A. | No | Yes | No | No | M. L.: MFG/MD/2023/000312 |  | 1 | ADLER PRODUCTS\RESTOR PRODUCTS\Instruments | 0 | Initial issue | N | Implant Trials |  | No | No | Yes | No | Yes | N. A.
C1807 | C1807.1060.01 | RESTOR CONNECTING PIECE, UPPER LIMB, TRIAL, MAIN BODY |  | C1807.1060.01 | 01 | 2011-06-03 | N. A. | N. A. | N. A. | N. A. | 01 | 2011-07-08 | N. A. | N. A. | N. A. | PS/C1807.1060.01 | 00 | 2018-09-22 | 2021-09-22 | N. A. | N. A. | C1807.1060 | TF-IN | N. A. | N. A. | SEMIFINISHED GOODS | N. A. | N. A. | N. A. | N. A. | N. A. | N. A. |  | N. A. | N. A. | N. A. | N. A. | N. A. | N. A. | N. A. | N. A. | N. A. | N. A. | 1 | SUB COMPONENTS | 0 | Initial issue | N | SUB COMPONENTS |  | No | No | N. A. | N. A. | N. A. | N. A.
C1807 | C1807.1120 | RESTOR CONNECTING PIECE, UPPER LIMB, TRIAL, 120MM |  | C1807.1120 | 01 | 2011-06-03 | N. A. | N. A. | N. A. | QPF/C1807.1060 | 01 | 2011-07-08 | N. A. | N. A. | N. A. | PS/C1807.1060 | 00 | 2018-09-22 | 2021-09-22 | N. A. | N. A. | C1807.1060 | TF-IN | IU/5 | Class B | FINISHED GOODS | ADLER™ | RESTOR CONNECTING PIECE | UPPER LIMB, TRIAL, 120MM | 17 | No | Yes |  | No | N. A. | No | N. A. | No | Yes | No | No | M. L.: MFG/MD/2023/000312 |  | 1 | SUSHRUT PRODUCTS\CONVENTIONAL INSTRUMENTS | 0 | Initial issue | Y | Implant Trials |  | No | No | Yes | No | Yes | N. A.
C1807 | C1807.1120.01 | RESTOR CONNECTING PIECE, UPPER LIMB, TRIAL, MAIN BODY, 120MM |  | C1807.1120.01 | 01 | 2011-06-03 | N. A. | N. A. | N. A. | N. A. | 01 | 2011-07-08 | N. A. | N. A. | N. A. | PS/C1807.1060.01 | 00 | 2018-09-22 | 2021-09-22 | N. A. | N. A. | C1807.1060 | TF-IN | N. A. | N. A. | SEMIFINISHED GOODS | N. A. | N. A. | N. A. | N. A. | N. A. | N. A. |  | N. A. | N. A. | N. A. | N. A. | N. A. | N. A. | N. A. | N. A. | N. A. | N. A. | 1 | SUB COMPONENTS | 0 | Initial issue | N | SUB COMPONENTS |  | No | No | N. A. | N. A. | N. A. | N. A.
C1809.00 | C1809.00 | STIRLING PUNCH-CANNULATED , S`RUT |  | C1809.00 | 01 | 2011-06-03 | N. A. | N. A. | N. A. | QPF/C1809.00 | 01 | 2011-07-08 | N. A. | N. A. | N. A. | PS/PUR004 | 00 | 2018-09-22 | 2021-09-22 | N. A. | N. A. | C1809.00 | TF-IN | IU/5 | Class A | FINISHED GOODS | SUSHRUT™ | CANNULATED | CANNULATED | 17 | No | Yes |  | No | N. A. | No | N. A. | No | Yes | No | No | M. L.: MFG/MD/2022/63252 |  | 1 | SUSHRUT PRODUCTS\CONVENTIONAL INSTRUMENTS | 0.34 | VL number changed to ML number | Y | Spinal Instrument |  | No | No | Yes | No | Yes | N. A.
C1902.00 | C1902.00 | STEINMAN PIN INTRODUCER ('T' HANDLE WITH STAINLESS STEEL CHUCK), S`RUT |  | C1902.00 | 00 | 2020-01-02 | N. A. | N. A. | N. A. | QPF/C1902.00 | N. A. | N. A. | N. A. | N. A. | N. A. | PS/C1902.00 | 00 | 2019-07-23 | 2022-07-23 | N. A. | N. A. | C1902.00 | TF-IN | IU/5 | Class A | FINISHED GOODS | SUSHRUT™ | STEINMAN PIN INTRODUCER | 'T' HANDLE WITH STAINLESS STEEL CHUCK | 17 | No | Yes |  | No | N. A. | No | N. A. | No | Yes | No | No | M. L.: MFG/MD/2022/63252 |  | 1 | SUSHRUT PRODUCTS\CONVENTIONAL INSTRUMENTS | 0.37 | VL number changed to ML number | N | Instrument set for external fixation system |  | No | No | Yes | No | Yes | N. A.
C1902.00 | C1902.00.01 | STEINMAN PIN INTRODUCER ('T' HANDLE WITH STAINLESS STEEL CHUCK), S`RUT,HAMMER |  | C1902.00 | N. A. | N. A. | N. A. | N. A. | N. A. | N.A. | N. A. | N. A. | N. A. | N. A. | N. A. | PS/C1902.00.01 | N. A. | N. A. | N. A. | N. A. | N. A. | C1902.00 | N. A. | N. A. | N. A. | SEMIFINISHED GOODS | N. A. | N. A. | N. A. | N. A. | N. A. | N. A. |  | N. A. | N. A. | N. A. | N. A. | N. A. | N. A. | N. A. | N. A. | N. A. | N. A. | 0 | SUB COMPONENTS | 0 | ADDED NEW CODE NO AS PER EMAIL FROM PRATIK DTD 30DEC2018 ON 08JAN2019 | N | SUB COMPONENTS |  | No | No | N. A. | N. A. | N. A. | N. A.
C1902.00 | C1902.00.02 | STEINMAN PIN INTRODUCER ('T' HANDLE WITH STAINLESS STEEL CHUCK), S`RUT,HANDLE |  | C1902.00 | N. A. | N. A. | N. A. | N. A. | N. A. | N.A. | N. A. | N. A. | N. A. | N. A. | N. A. | PS/C1902.00.02 | N. A. | N. A. | N. A. | N. A. | N. A. | C1902.00 | N. A. | N. A. | N. A. | SEMIFINISHED GOODS | N. A. | N. A. | N. A. | N. A. | N. A. | N. A. |  | N. A. | N. A. | N. A. | N. A. | N. A. | N. A. | N. A. | N. A. | N. A. | N. A. | 0 | SUB COMPONENTS | 0 | ADDED NEW CODE NO AS PER EMAIL FROM PRATIK DTD 30DEC2018 ON 08JAN2019 | N | SUB COMPONENTS |  | No | No | N. A. | N. A. | N. A. | N. A.
C1902.00 | C1902.01 | STEINMAN PIN INTRODUCER - 'T' HANDLE WITH JACOB'S CHUCK, ADLER |  | C1902.00 | 00 | 2020-01-02 | N. A. | N. A. | N. A. | QPF/C1902.00 | N. A. | N. A. | N. A. | N. A. | N. A. | PS/C1902.00 | 00 | 2019-07-23 | 2022-07-23 | N. A. | N. A. | C1902.00 | TF-IN | IU/5 | Class A | FINISHED GOODS | ADLER™ | STEINMAN PIN INTRODUCER | T' HANDLE WITH JACOB'S CHUCK | 17 | No | Yes |  | No | N. A. | No | N. A. | No | Yes | No | No | M. L.: MFG/MD/2022/63252 |  | 1 | ADLER INSTRUMENTS | 0 | VL number changed to ML number | Y | Instrument set for external fixation system |  | No | No | Yes | No | Yes | N. A.
C1903.00 | C1903.00 | WATSON JONE'S HANDLE FOR GUIDE WIRE, S`RUT |  | C1903.00 | 00 | 2020-01-02 | N. A. | N. A. | N. A. | QPF/C1903.00 | N. A. | N. A. | N. A. | N. A. | N. A. | PS/C1903.00 | 00 | 2019-07-23 | 2022-07-23 | N. A. | N. A. | C1903.00 | TF-IN | IU/5 | Class B | FINISHED GOODS | SUSHRUT™ | WATSON JONE'S HANDLE | FOR GUIDE WIRE | 17 | No | Yes |  | No | N. A. | No | N. A. | No | Yes | No | No | M. L.: MFG/MD/2023/000312 |  | 1 | SUSHRUT PRODUCTS\CONVENTIONAL INSTRUMENTS | 0.28 | Initial issue | N | Intramedullary Locking Nail Instrument Sets |  | No | No | Yes | No | Yes | N. A.
C1906 | C1906.00 | GUIDE WIRE HOLDER SELF-LOCKING, ADLER |  | C1906.00 | 04 | 2016-09-03 | N. A. | N. A. | N. A. | QPF/C1906 | N. A. | N. A. | N. A. | N. A. | N. A. | PS/C1906.00 | 00 | 2019-07-23 | 2022-07-23 | N. A. | N. A. | C1906 | TF-IN | IU/5 | Class B | FINISHED GOODS | ADLER™ | GUIDE WIRE HOLDER SELF-LOCKING |  | 17 | No | Yes |  | No | N. A. | No | N. A. | No | Yes | No | No | M. L.: MFG/MD/2023/000312 |  | 1 | ADLER PRODUCTS\INSTRUMENTS \NAILING INSTRUMENTS, ADLER | 0 | Initial issue | Y | Intramedullary Locking Nail Instrument Sets |  | No | No | Yes | No | Yes | N. A.
C1906 | C1906.00.03.01 | GUIDE WIRE HOLDER SELF-LOCKING, ADLER, CAP & STUD ASSEMBLY, CAP |  | C1906.00.03.01 | 04 | 2016-09-03 | N. A. | N. A. | N. A. | N. A. | N. A. | N. A. | N. A. | N. A. | N. A. | PS/C1906.00.03.01 | 01 | 2018-01-21 | N. A. | N. A. | N. A. | C1906 | TF-IN | IU/5 | N. A. | SEMIFINISHED GOODS | N. A. | N. A. | N. A. | N. A. | N. A. | N. A. |  | N. A. | N. A. | N. A. | N. A. | N. A. | N. A. | N. A. | N. A. | N. A. | N. A. | N. A. | SUB COMPONENTS | 0 | Initial issue | N | SUB COMPONENTS |  | No | No | N. A. | N. A. | N. A. | N. A.
C1906 | C1906.00.03.02 | GUIDE WIRE HOLDER SELF-LOCKING, ADLER, CAP & STUD ASSEMBLY, STUD |  | C1906.00.03.02 | 04 | 2016-09-03 | N. A. | N. A. | N. A. | N. A. | N. A. | N. A. | N. A. | N. A. | N. A. | PS/C1906.00.03.02 | 01 | 2018-01-21 | N. A. | N. A. | N. A. | C1906 | TF-IN | IU/5 | N. A. | SEMIFINISHED GOODS | N. A. | N. A. | N. A. | N. A. | N. A. | N. A. |  | N. A. | N. A. | N. A. | N. A. | N. A. | N. A. | N. A. | N. A. | N. A. | N. A. | N. A. | SUB COMPONENTS | 0 | Initial issue | N | SUB COMPONENTS |  | No | No | N. A. | N. A. | N. A. | N. A.
C1906 | C1906.00.05 | GUIDE WIRE HOLDER SELF-LOCKING, ADLER, SPRING |  | C1906.00.05 | 04 | 2016-09-03 | N. A. | N. A. | N. A. | N. A. | N. A. | N. A. | N. A. | N. A. | N. A. | PS/C1906.00.05 | 01 | 2018-01-21 | N. A. | N. A. | N. A. | C1906 | TF-IN | IU/5 | N. A. | SEMIFINISHED GOODS | N. A. | N. A. | N. A. | N. A. | N. A. | N. A. |  | N. A. | N. A. | N. A. | N. A. | N. A. | N. A. | N. A. | N. A. | N. A. | N. A. | N. A. | SUB COMPONENTS | 0 | Initial issue | N | SUB COMPONENTS |  | No | No | N. A. | N. A. | N. A. | N. A.
C2001.00 | C2001.00 | PLASTER KNIFE , S`RUT |  | C2001.00 | N. A. | N. A. | N. A. | N. A. | N. A. | QPF/C2001.00 | 00 | 2017-05-11 | N. A. | N. A. | N. A. | PS/C2001.00 | 00 | 2017-03-21 | N. A. | N. A. | N. A. | C2001.00 | TF-IN | IU/5 | Class A | FINISHED GOODS | SUSHRUT™ | PLASTER KNIFE |  | 17 | No | Yes |  | No | N. A. | No | N. A. | No | Yes | No | No | M. L.: MFG/MD/2022/63252 |  | 1 | SUSHRUT PRODUCTS\CONVENTIONAL INSTRUMENTS | 0.11 | VL number changed to ML number | Y | Plaster knife |  | No | No | Yes | No | Yes | N. A.
C2002.01 | C2002.01 | SMILLIE'S MENISCUS KNIFE LEFT POINT, S`RUT |  | C2002.01 | 00 | 2019-11-18 | N. A. | N. A. | N. A. | QPF/C2002.01 | 00 | 2017-05-11 | N. A. | N. A. | N. A. | PS/PUR004 | 00 | 2019-07-14 | 2022-07-14 | N. A. | N. A. | C2002.01 | TF-IN | IU/5 | Class A | FINISHED GOODS | SUSHRUT™ | SMILLIE'S MENISCUS KNIFE | LEFT POINT | 17 | No | Yes |  | No | N. A. | No | N. A. | No | Yes | No | No | M. L.: MFG/MD/2022/63252 |  | 1 | SUSHRUT PRODUCTS\CONVENTIONAL INSTRUMENTS | 0.03 | VL number changed to ML number | Y | Plaster knife |  | No | No | Yes | No | Yes | N. A.
C2002.02 | C2002.02 | SMILLIE'S MENISCUS KNIFE RIGHT POINT, S`RUT |  | C2002.02 | 00 | 2019-11-18 | N. A. | N. A. | N. A. | QPF/C2002.02 | 00 | 2017-05-11 | N. A. | N. A. | N. A. | PS/PUR004 | 00 | 2019-07-14 | 2022-07-14 | N. A. | N. A. | C2002.02 | TF-IN | IU/5 | Class A | FINISHED GOODS | SUSHRUT™ | SMILLIE'S MENISCUS KNIFE | RIGHT POINT | 17 | No | Yes |  | No | N. A. | No | N. A. | No | Yes | No | No | M. L.: MFG/MD/2022/63252 |  | 1 | SUSHRUT PRODUCTS\CONVENTIONAL INSTRUMENTS | 0.03 | VL number changed to ML number | Y | Plaster knife |  | No | No | Yes | No | Yes | N. A.
C2002.03 | C2002.03 | SMILLIE'S MENISCUS KNIFE STRAIGHT EDGE, S`RUT |  | C2002.03 | 00 | 2019-11-18 | N. A. | N. A. | N. A. | QPF/C2002.03 | 00 | 2017-05-11 | N. A. | N. A. | N. A. | PS/PUR004 | 00 | 2019-07-14 | 2022-07-14 | N. A. | N. A. | C2002.03 | TF-IN | IU/5 | Class A | FINISHED GOODS | SUSHRUT™ | OSTEOTOME WITH FIBRE HANDLE | STRAIGHT EDGE | 17 | No | Yes |  | No | N. A. | No | N. A. | No | Yes | No | No | M. L.: MFG/MD/2022/63252 |  | 1 | SUSHRUT PRODUCTS\CONVENTIONAL INSTRUMENTS | 0.03 | VL number changed to ML number | Y | Plaster knife |  | No | No | Yes | No | Yes | N. A.
C2101 | C2101.00 | LANE'S BONE LEVER , S`RUT |  | C2101.00 | 00 | 2019-10-18 | N. A. | N. A. | N. A. | QPR/C2101.00 QPF/C2101.00 | 00 | 2017-04-19 | N. A. | N. A. | N. A. | PS/PUR005 | 00 | 2022-09-16 | 2021-03-20 | 2019-11-16 | 44881 | C2101.00 | TF-IN | IU/5 | Class A | FINISHED GOODS | SUSHRUT™ | LANE`S BONE LEVER |  | 17 | No | Yes |  | No | N. A. | No | N. A. | No | Yes | No | No | M. L.: MFG/MD/2022/63252 |  | 1 | SUSHRUT PRODUCTS\CONVENTIONAL INSTRUMENTS | 0.12 | VL number changed to ML number | N | Spinal Instrument |  | No | No | Yes | No | Yes | N. A.
C2102 | C2102.00 | LANE'S BONE LEVER SERRATED END , S`RUT |  | C2102.00 | 00 | 2019-10-18 | N. A. | N. A. | N. A. | QPR/C2102.00 QPF/C2102.00 | 00 | 2017-04-19 | N. A. | N. A. | N. A. | PS/PUR005 | 00 | 2022-09-16 | 2021-03-20 | 2019-11-16 | 44881 | C2102.00 | TF-IN | IU/5 | Class A | FINISHED GOODS | SUSHRUT™ | LANE`S BONE LEVER SERRATED END |  | 17 | No | Yes |  | No | N. A. | No | N. A. | No | Yes | No | No | M. L.: MFG/MD/2022/63252 |  | 1 | SUSHRUT PRODUCTS\CONVENTIONAL INSTRUMENTS | 0.08 | VL number changed to ML number | N | Spinal Instrument |  | No | No | Yes | No | Yes | N. A.
C2103 | C2103.00 | LARGE BONE LEVER , S`RUT |  | C2103.00 | 00 | 2019-10-18 | N. A. | N. A. | N. A. | QPR/C2103.00 QPF/C2103.00 | 00 | 2017-04-19 | N. A. | N. A. | N. A. | PS/PUR005 | 00 | 2022-09-16 | 2021-03-20 | 2019-11-16 | 44881 | C2103.00 | TF-IN | IU/5 | Class A | FINISHED GOODS | SUSHRUT™ | LARGE BONE LEVER |  | 17 | No | Yes |  | No | N. A. | No | N. A. | No | Yes | No | No | M. L.: MFG/MD/2022/63252 |  | 1 | SUSHRUT PRODUCTS\CONVENTIONAL INSTRUMENTS | 0.14 | VL number changed to ML number | N | Spinal Instrument |  | No | No | Yes | No | Yes | N. A.
C2105 | C2105.00 | LEVERS FOR RADIUS & ULNA , S`RUT |  | C2105.00 | 00 | 2019-10-18 | N. A. | N. A. | N. A. | QPR/C2105.00 QPF/C2105.00 | 00 | 2017-04-19 | N. A. | N. A. | N. A. | PS/PUR005 | 00 | 2022-09-16 | 2021-03-20 | 2019-11-16 | 44881 | C2105.00 | TF-IN | IU/5 | Class A | FINISHED GOODS | SUSHRUT™ | LEVERS FOR RADIUS & ULNA |  | 17 | No | Yes |  | No | N. A. | No | N. A. | No | Yes | No | No | M. L.: MFG/MD/2022/63252 |  | 1 | SUSHRUT PRODUCTS\CONVENTIONAL INSTRUMENTS | 0.04 | VL number changed to ML number | N | Spinal Instrument |  | No | No | Yes | No | Yes | N. A.
C2203 | C2203.05 | STILLE TYPE OSTEOTOME STRAIGHT, 5MM, S`RUT |  | C2203.05 | 00 | 2019-10-18 | N. A. | N. A. | N. A. | QPR/C2203 QPF/C2203 | N. A. | N. A. | N. A. | N. A. | N. A. | PS/PUR005 | 00 | 2022-09-16 | 2020-03-22 | N. A. | N. A. | C2203.05 | TF-IN | IU/5 | Class A | FINISHED GOODS | SUSHRUT™ | STILLE TYPE OSTEOTOME | STRAIGHT, 5MM | 17 | No | Yes |  | No | N. A. | No | N. A. | No | Yes | No | No | M. L.: MFG/MD/2022/63252 |  | 1 | SUSHRUT PRODUCTS\CONVENTIONAL INSTRUMENTS | 0.16 | VL number changed to ML number | N | Osteotome |  | No | No | Yes | No | Yes | N. A.
C2203 | C2203.10 | STILLE TYPE OSTEOTOME STRAIGHT, 10MM, S`RUT |  | C2203.10 | 00 | 2019-10-18 | N. A. | N. A. | N. A. | QPR/C2203 QPF/C2203 | N. A. | N. A. | N. A. | N. A. | N. A. | PS/PUR005 | 00 | 2022-09-16 | 2020-03-22 | N. A. | N. A. | C2203.10 | TF-IN | IU/5 | Class A | FINISHED GOODS | SUSHRUT™ | STILLE TYPE OSTEOTOME | STRAIGHT, 10MM | 17 | No | Yes |  | No | N. A. | No | N. A. | No | Yes | No | No | M. L.: MFG/MD/2022/63252 |  | 1 | SUSHRUT PRODUCTS\CONVENTIONAL INSTRUMENTS | 0.16 | VL number changed to ML number | N | Osteotome |  | No | No | Yes | No | Yes | N. A.
C2203 | C2203.15 | STILLE TYPE OSTEOTOME STRAIGHT, 15MM, S`RUT |  | C2203.15 | 00 | 2019-10-18 | N. A. | N. A. | N. A. | QPR/C2203 QPF/C2203 | N. A. | N. A. | N. A. | N. A. | N. A. | PS/PUR005 | 00 | 2022-09-16 | 2020-03-22 | N. A. | N. A. | C2203.15 | TF-IN | IU/5 | Class A | FINISHED GOODS | SUSHRUT™ | STILLE TYPE OSTEOTOME | STRAIGHT, 15MM | 17 | No | Yes |  | No | N. A. | No | N. A. | No | Yes | No | No | M. L.: MFG/MD/2022/63252 |  | 1 | SUSHRUT PRODUCTS\CONVENTIONAL INSTRUMENTS | 0.16 | VL number changed to ML number | N | Osteotome |  | No | No | Yes | No | Yes | N. A.
C2203 | C2203.20 | STILLE TYPE OSTEOTOME STRAIGHT, 20MM, S`RUT |  | C2203.20 | 00 | 2019-10-18 | N. A. | N. A. | N. A. | QPR/C2203 QPF/C2203 | N. A. | N. A. | N. A. | N. A. | N. A. | PS/PUR005 | 00 | 2022-09-16 | 2020-03-22 | N. A. | N. A. | C2203.20 | TF-IN | IU/5 | Class A | FINISHED GOODS | SUSHRUT™ | STILLE TYPE OSTEOTOME | STRAIGHT, 20MM | 17 | No | Yes |  | No | N. A. | No | N. A. | No | Yes | No | No | M. L.: MFG/MD/2022/63252 |  | 1 | SUSHRUT PRODUCTS\CONVENTIONAL INSTRUMENTS | 0.17 | VL number changed to ML number | N | Osteotome |  | No | No | Yes | No | Yes | N. A.
C2203 | C2203.25 | STILLE TYPE OSTEOTOME STRAIGHT, 25MM, S`RUT |  | C2203.25 | 00 | 2019-10-18 | N. A. | N. A. | N. A. | QPR/C2203 QPF/C2203 | N. A. | N. A. | N. A. | N. A. | N. A. | PS/PUR005 | 00 | 2022-09-16 | 2020-03-22 | N. A. | N. A. | C2203.25 | TF-IN | IU/5 | Class A | FINISHED GOODS | SUSHRUT™ | STILLE TYPE OSTEOTOME | STRAIGHT, 25MM | 17 | No | Yes |  | No | N. A. | No | N. A. | No | Yes | No | No | M. L.: MFG/MD/2022/63252 |  | 1 | SUSHRUT PRODUCTS\CONVENTIONAL INSTRUMENTS | 0.16 | VL number changed to ML number | N | Osteotome |  | No | No | Yes | No | Yes | N. A.
C2203 | C2203.30 | STILLE TYPE OSTEOTOME STRAIGHT, 30MM, S`RUT |  | C2203.30 | 00 | 2019-10-18 | N. A. | N. A. | N. A. | QPR/C2203 QPF/C2203 | N. A. | N. A. | N. A. | N. A. | N. A. | PS/PUR005 | 00 | 2022-09-16 | 2020-03-22 | N. A. | N. A. | C2203.30 | TF-IN | IU/5 | Class A | FINISHED GOODS | SUSHRUT™ | STILLE TYPE OSTEOTOME | STRAIGHT, 30MM | 17 | No | Yes |  | No | N. A. | No | N. A. | No | Yes | No | No | M. L.: MFG/MD/2022/63252 |  | 1 | SUSHRUT PRODUCTS\CONVENTIONAL INSTRUMENTS | 0.2 | VL number changed to ML number | N | Osteotome |  | No | No | Yes | No | Yes | N. A.
C2203 | C2203.35 | STILLE TYPE OSTEOTOME STRAIGHT, 35MM, S`RUT |  | C2203.35 | 00 | 2019-10-18 | N. A. | N. A. | N. A. | QPR/C2203 QPF/C2203 | N. A. | N. A. | N. A. | N. A. | N. A. | PS/PUR005 | 00 | 2022-09-16 | 2020-03-22 | N. A. | N. A. | C2203.35 | TF-IN | IU/5 | Class A | FINISHED GOODS | SUSHRUT™ | STILLE TYPE OSTEOTOME | STRAIGHT, 35MM | 17 | No | Yes |  | No | N. A. | No | N. A. | No | Yes | No | No | M. L.: MFG/MD/2022/63252 |  | 1 | SUSHRUT PRODUCTS\CONVENTIONAL INSTRUMENTS | 0.22 | VL number changed to ML number | N | Osteotome |  | No | No | Yes | No | Yes | N. A.
C2204 | C2204.05 | STILLE TYPE OSTEOTOME CURVED, 5MM, S`RUT |  | C2204.05 | 00 | 2020-01-15 | N. A. | N. A. | N. A. | QPR/C2204 QPF/C2204 | N. A. | N. A. | N. A. | N. A. | N. A. | PS/PUR005 | 00 | 2022-09-16 | 2020-03-22 | N. A. | N. A. | C2204.05 | TF-IN | IU/5 | Class A | FINISHED GOODS | SUSHRUT™ | STILLE TYPE OSTEOTOME | CURVED, 5MM | 17 | No | Yes |  | No | N. A. | No | N. A. | No | Yes | No | No | M. L.: MFG/MD/2022/63252 |  | 1 | SUSHRUT PRODUCTS\CONVENTIONAL INSTRUMENTS | 0.16 | VL number changed to ML number | N | Osteotome |  | No | No | Yes | No | Yes | N. A.
C2204 | C2204.10 | STILLE TYPE OSTEOTOME CURVED, 10MM, S`RUT |  | C2204.10 | 00 | 2020-01-15 | N. A. | N. A. | N. A. | QPR/C2204 QPF/C2204 | N. A. | N. A. | N. A. | N. A. | N. A. | PS/PUR005 | 00 | 2022-09-16 | 2020-03-22 | N. A. | N. A. | C2204.10 | TF-IN | IU/5 | Class A | FINISHED GOODS | SUSHRUT™ | STILLE TYPE OSTEOTOME | CURVED, 10MM | 17 | No | Yes |  | No | N. A. | No | N. A. | No | Yes | No | No | M. L.: MFG/MD/2022/63252 |  | 1 | SUSHRUT PRODUCTS\CONVENTIONAL INSTRUMENTS | 0.18 | VL number changed to ML number | N | Osteotome |  | No | No | Yes | No | Yes | N. A.
C2204 | C2204.15 | STILLE TYPE OSTEOTOME CURVED, 15MM, S`RUT |  | C2204.15 | 00 | 2020-01-15 | N. A. | N. A. | N. A. | QPR/C2204 QPF/C2204 | N. A. | N. A. | N. A. | N. A. | N. A. | PS/PUR005 | 00 | 2022-09-16 | 2020-03-22 | N. A. | N. A. | C2204.15 | TF-IN | IU/5 | Class A | FINISHED GOODS | SUSHRUT™ | STILLE TYPE OSTEOTOME | CURVED, 15MM | 17 | No | Yes |  | No | N. A. | No | N. A. | No | Yes | No | No | M. L.: MFG/MD/2022/63252 |  | 1 | SUSHRUT PRODUCTS\CONVENTIONAL INSTRUMENTS | 0.15 | VL number changed to ML number | N | Osteotome |  | No | No | Yes | No | Yes | N. A.
C2204 | C2204.20 | STILLE TYPE OSTEOTOME CURVED, 20MM, S`RUT |  | C2204.20 | 00 | 2020-01-15 | N. A. | N. A. | N. A. | QPR/C2204 QPF/C2204 | N. A. | N. A. | N. A. | N. A. | N. A. | PS/PUR005 | 00 | 2022-09-16 | 2020-03-22 | N. A. | N. A. | C2204.20 | TF-IN | IU/5 | Class A | FINISHED GOODS | SUSHRUT™ | STILLE TYPE OSTEOTOME | CURVED, 20MM | 17 | No | Yes |  | No | N. A. | No | N. A. | No | Yes | No | No | M. L.: MFG/MD/2022/63252 |  | 1 | SUSHRUT PRODUCTS\CONVENTIONAL INSTRUMENTS | 0 | VL number changed to ML number | N | Osteotome |  | No | No | Yes | No | Yes | N. A.
C2204 | C2204.25 | STILLE TYPE OSTEOTOME CURVED, 25MM, S`RUT |  | C2204.25 | 00 | 2020-01-15 | N. A. | N. A. | N. A. | QPR/C2204 QPF/C2204 | N. A. | N. A. | N. A. | N. A. | N. A. | PS/PUR005 | 00 | 2022-09-16 | 2020-03-22 | N. A. | N. A. | C2204.25 | TF-IN | IU/5 | Class A | FINISHED GOODS | SUSHRUT™ | STILLE TYPE OSTEOTOME | CURVED, 25MM | 17 | No | Yes |  | No | N. A. | No | N. A. | No | Yes | No | No | M. L.: MFG/MD/2022/63252 |  | 1 | SUSHRUT PRODUCTS\CONVENTIONAL INSTRUMENTS | 0.18 | VL number changed to ML number | N | Osteotome |  | No | No | Yes | No | Yes | N. A.
C2204 | C2204.30 | STILLE TYPE OSTEOTOME CURVED, 30MM, S`RUT |  | C2204.30 | 00 | 2020-01-15 | N. A. | N. A. | N. A. | QPR/C2204 QPF/C2204 | N. A. | N. A. | N. A. | N. A. | N. A. | PS/PUR005 | 00 | 2022-09-16 | 2020-03-22 | N. A. | N. A. | C2204.30 | TF-IN | IU/5 | Class A | FINISHED GOODS | SUSHRUT™ | STILLE TYPE OSTEOTOME | CURVED, 30MM | 17 | No | Yes |  | No | N. A. | No | N. A. | No | Yes | No | No | M. L.: MFG/MD/2022/63252 |  | 1 | SUSHRUT PRODUCTS\CONVENTIONAL INSTRUMENTS | 0.18 | VL number changed to ML number | N | Osteotome |  | No | No | Yes | No | Yes | N. A.
C2204 | C2204.35 | STILLE TYPE OSTEOTOME CURVED, 35MM, S`RUT |  | C2204.35 | 00 | 2020-01-15 | N. A. | N. A. | N. A. | QPR/C2204 QPF/C2204 | N. A. | N. A. | N. A. | N. A. | N. A. | PS/PUR005 | 00 | 2022-09-16 | 2020-03-22 | N. A. | N. A. | C2204.35 | TF-IN | IU/5 | Class A | FINISHED GOODS | SUSHRUT™ | STILLE TYPE OSTEOTOME | CURVED, 35MM | 17 | No | Yes |  | No | N. A. | No | N. A. | No | Yes | No | No | M. L.: MFG/MD/2022/63252 |  | 1 | SUSHRUT PRODUCTS\CONVENTIONAL INSTRUMENTS | 0.23 | VL number changed to ML number | N | Osteotome |  | No | No | Yes | No | Yes | N. A.
C2206 | C2206.05 | OSTEOTOME WITH FIBRE HANDLE, STRAIGHT, 5MM, S`RUT |  | C2206.05 | 00 | 2019-10-18 | N. A. | N. A. | N. A. | QPR/C2206 QPF/C2206 | N. A. | N. A. | N. A. | N. A. | N. A. | PS/PUR005 | 00 | 2022-09-16 | 2020-03-22 | N. A. | N. A. | C2206.05 | TF-IN | IU/5 | Class A | FINISHED GOODS | SUSHRUT™ | OSTEOTOME WITH FIBRE HANDLE | STRAIGHT, 5MM | 17 | No | Yes |  | No | N. A. | No | N. A. | No | Yes | No | No | M. L.: MFG/MD/2022/63252 |  | 1 | SUSHRUT PRODUCTS\CONVENTIONAL INSTRUMENTS | 0 | VL number changed to ML number | N | Osteotome |  | No | No | Yes | No | Yes | N. A.
C2206 | C2206.0501 | OSTEOTOME WITH FIBRE HANDLE, CURVED, 5MM, S`RUT |  | C2206.0501 | 00 | 2019-10-18 | N. A. | N. A. | N. A. | QPR/C2206 QPF/C2206 | N. A. | N. A. | N. A. | N. A. | N. A. | PS/PUR005 | 00 | 2022-09-16 | 2020-03-22 | N. A. | N. A. | C2206.0501 | TF-IN | IU/5 | Class A | FINISHED GOODS | SUSHRUT™ | OSTEOTOME WITH FIBRE HANDLE | CURVED, 5MM | 17 | No | Yes |  | No | N. A. | No | N. A. | No | Yes | No | No | M. L.: MFG/MD/2022/63252 |  | 1 | SUSHRUT PRODUCTS\CONVENTIONAL INSTRUMENTS | 0 | VL number changed to ML number | N | Osteotome |  | No | No | Yes | No | Yes | N. A.
C2206 | C2206.10 | OSTEOTOME WITH FIBRE HANDLE, STRAIGHT, 10MM, S`RUT |  | C2206.10 | 00 | 2019-10-18 | N. A. | N. A. | N. A. | QPR/C2206 QPF/C2206 | N. A. | N. A. | N. A. | N. A. | N. A. | PS/PUR005 | 00 | 2022-09-16 | 2020-03-22 | N. A. | N. A. | C2206.10 | TF-IN | IU/5 | Class A | FINISHED GOODS | SUSHRUT™ | OSTEOTOME WITH FIBRE HANDLE | STRAIGHT, 10MM | 17 | No | Yes |  | No | N. A. | No | N. A. | No | Yes | No | No | M. L.: MFG/MD/2022/63252 |  | 1 | SUSHRUT PRODUCTS\CONVENTIONAL INSTRUMENTS | 0 | VL number changed to ML number | N | Osteotome |  | No | No | Yes | No | Yes | N. A.
C2206 | C2206.1001 | OSTEOTOME WITH FIBRE HANDLE, CURVED, 10MM, S`RUT |  | C2206.1001 | 00 | 2019-10-18 | N. A. | N. A. | N. A. | QPR/C2206 QPF/C2206 | N. A. | N. A. | N. A. | N. A. | N. A. | PS/PUR005 | 00 | 2022-09-16 | 2020-03-22 | N. A. | N. A. | C2206.1001 | TF-IN | IU/5 | Class A | FINISHED GOODS | SUSHRUT™ | OSTEOTOME WITH FIBRE HANDLE | CURVED, 10MM | 17 | No | Yes |  | No | N. A. | No | N. A. | No | Yes | No | No | M. L.: MFG/MD/2022/63252 |  | 1 | SUSHRUT PRODUCTS\CONVENTIONAL INSTRUMENTS | 0.15 | VL number changed to ML number | N | Osteotome |  | No | No | Yes | No | Yes | N. A.
C2206 | C2206.15 | OSTEOTOME WITH FIBRE HANDLE, STRAIGHT, 15MM, S`RUT |  | C2206.15 | 00 | 2019-10-18 | N. A. | N. A. | N. A. | QPR/C2206 QPF/C2206 | N. A. | N. A. | N. A. | N. A. | N. A. | PS/PUR005 | 00 | 2022-09-16 | 2020-03-22 | N. A. | N. A. | C2206.15 | TF-IN | IU/5 | Class A | FINISHED GOODS | SUSHRUT™ | OSTEOTOME WITH FIBRE HANDLE | STRAIGHT, 15MM | 17 | No | Yes |  | No | N. A. | No | N. A. | No | Yes | No | No | M. L.: MFG/MD/2022/63252 |  | 1 | SUSHRUT PRODUCTS\CONVENTIONAL INSTRUMENTS | 0 | VL number changed to ML number | N | Osteotome |  | No | No | Yes | No | Yes | N. A.
C2206 | C2206.1501 | OSTEOTOME WITH FIBRE HANDLE, CURVED, 15MM, S`RUT |  | C2206.1501 | 00 | 2019-10-18 | N. A. | N. A. | N. A. | QPR/C2206 QPF/C2206 | N. A. | N. A. | N. A. | N. A. | N. A. | PS/PUR005 | 00 | 2022-09-16 | 2020-03-22 | N. A. | N. A. | C2206.1501 | TF-IN | IU/5 | Class A | FINISHED GOODS | SUSHRUT™ | OSTEOTOME WITH FIBRE HANDLE | CURVED, 15MM | 17 | No | Yes |  | No | N. A. | No | N. A. | No | Yes | No | No | M. L.: MFG/MD/2022/63252 |  | 1 | SUSHRUT PRODUCTS\CONVENTIONAL INSTRUMENTS | 0 | VL number changed to ML number | N | Osteotome |  | No | No | Yes | No | Yes | N. A.
C2206 | C2206.20 | OSTEOTOME WITH FIBRE HANDLE, STRAIGHT, 20MM, S`RUT |  | C2206.20 | 00 | 2019-10-18 | N. A. | N. A. | N. A. | QPR/C2206 QPF/C2206 | N. A. | N. A. | N. A. | N. A. | N. A. | PS/PUR005 | 00 | 2022-09-16 | 2020-03-22 | N. A. | N. A. | C2206.20 | TF-IN | IU/5 | Class A | FINISHED GOODS | SUSHRUT™ | OSTEOTOME WITH FIBRE HANDLE | STRAIGHT, 20MM | 17 | No | Yes |  | No | N. A. | No | N. A. | No | Yes | No | No | M. L.: MFG/MD/2022/63252 |  | 1 | SUSHRUT PRODUCTS\CONVENTIONAL INSTRUMENTS | 0 | VL number changed to ML number | N | Osteotome |  | No | No | Yes | No | Yes | N. A.
C2206 | C2206.2001 | OSTEOTOME WITH FIBRE HANDLE, CURVED, 20MM, S`RUT |  | C2206.2001 | 00 | 2019-10-18 | N. A. | N. A. | N. A. | QPR/C2206 QPF/C2206 | N. A. | N. A. | N. A. | N. A. | N. A. | PS/PUR005 | 00 | 2022-09-16 | 2020-03-22 | N. A. | N. A. | C2206.2001 | TF-IN | IU/5 | Class A | FINISHED GOODS | SUSHRUT™ | OSTEOTOME WITH FIBRE HANDLE | CURVED, 20MM | 17 | No | Yes |  | No | N. A. | No | N. A. | No | Yes | No | No | M. L.: MFG/MD/2022/63252 |  | 1 | SUSHRUT PRODUCTS\CONVENTIONAL INSTRUMENTS | 0 | VL number changed to ML number | N | Osteotome |  | No | No | Yes | No | Yes | N. A.
C2206 | C2206.25 | OSTEOTOME WITH FIBRE HANDLE, STRAIGHT, 25MM, S`RUT |  | C2206.25 | 00 | 2019-10-18 | N. A. | N. A. | N. A. | QPR/C2206 QPF/C2206 | N. A. | N. A. | N. A. | N. A. | N. A. | PS/PUR005 | 00 | 2022-09-16 | 2020-03-22 | N. A. | N. A. | C2206.25 | TF-IN | IU/5 | Class A | FINISHED GOODS | SUSHRUT™ | OSTEOTOME WITH FIBRE HANDLE | STRAIGHT, 25MM | 17 | No | Yes |  | No | N. A. | No | N. A. | No | Yes | No | No | M. L.: MFG/MD/2022/63252 |  | 1 | SUSHRUT PRODUCTS\CONVENTIONAL INSTRUMENTS | 0 | Activated on 13JAN2024 | N | Osteotome |  | No | No | Yes | No | Yes | N. A.
C2206 | C2206.2501 | OSTEOTOME WITH FIBRE HANDLE, CURVE 25MM, S`RUT |  | C2206.2501 | 00 | 2019-10-18 | N. A. | N. A. | N. A. | QPR/C2206 QPF/C2206 | N. A. | N. A. | N. A. | N. A. | N. A. | PS/PUR005 | 00 | 2022-09-16 | 2020-03-22 | N. A. | N. A. | C2206.2501 | TF-IN | IU/5 | Class A | FINISHED GOODS | SUSHRUT™ | OSTEOTOME WITH FIBRE HANDLE | CURVE 25MM | 17 | No | Yes |  | No | N. A. | No | N. A. | No | Yes | No | No | M. L.: MFG/MD/2022/63252 |  | 1 | SUSHRUT PRODUCTS\CONVENTIONAL INSTRUMENTS | 0 | Activated on 13JAN2024 | N | Osteotome |  | No | No | Yes | No | Yes | N. A.
C2206 | C2206.30 | OSTEOTOME WITH FIBRE HANDLE, STRAIGHT, 30MM, S`RUT |  | C2206.30 | 00 | 2019-10-18 | N. A. | N. A. | N. A. | QPR/C2206 QPF/C2206 | N. A. | N. A. | N. A. | N. A. | N. A. | PS/PUR005 | 00 | 2022-09-16 | 2020-03-22 | N. A. | N. A. | C2206.30 | TF-IN | IU/5 | Class A | FINISHED GOODS | SUSHRUT™ | OSTEOTOME WITH FIBRE HANDLE | STRAIGHT, 30MM | 17 | No | Yes |  | No | N. A. | No | N. A. | No | Yes | No | No | M. L.: MFG/MD/2022/63252 |  | 1 | SUSHRUT PRODUCTS\CONVENTIONAL INSTRUMENTS | 0 | VL number changed to ML number | Y | Osteotome |  | No | No | Yes | No | Yes | N. A.
C2206 | C2206.3001 | OSTEOTOME WITH FIBRE HANDLE, CURVED, 30MM, S`RUT |  | C2206.3001 | 00 | 2019-10-18 | N. A. | N. A. | N. A. | QPR/C2206 QPF/C2206 | N. A. | N. A. | N. A. | N. A. | N. A. | PS/PUR005 | 00 | 2022-09-16 | 2020-03-22 | N. A. | N. A. | C2206.3001 | TF-IN | IU/5 | Class A | FINISHED GOODS | SUSHRUT™ | OSTEOTOME WITH FIBRE HANDLE | CURVED, 30MM | 17 | No | Yes |  | No | N. A. | No | N. A. | No | Yes | No | No | M. L.: MFG/MD/2022/63252 |  | 1 | SUSHRUT PRODUCTS\CONVENTIONAL INSTRUMENTS | 0.14 | VL number changed to ML number | Y | Osteotome |  | No | No | Yes | No | Yes | N. A.
C2206 | C2206.35 | OSTEOTOME WITH FIBRE HANDLE, STRAIGHT, 35MM, S`RUT |  | C2206.35 | #N/A | #N/A | N. A. | N. A. | N. A. | QPR/C2206 QPF/C2206 | #N/A | #N/A | #N/A | #N/A | #N/A | PS/PUR005 | 00 | 2022-09-16 | #N/A | #N/A | #N/A | C2206.35 | TF-IN | IU/5 | Class A | FINISHED GOODS | SUSHRUT™ | OSTEOTOME WITH FIBRE HANDLE | STRAIGHT, 35MM | 17 | No | Yes |  | No | N. A. | No | N. A. | No | Yes | No | No | M. L.: MFG/MD/2022/63252 |  | 1 | SUSHRUT PRODUCTS\CONVENTIONAL INSTRUMENTS | 0.13 | VL number changed to ML number | Y | Osteotome |  | No | No | Yes | No | Yes | N. A.
C2206 | C2206.3501 | OSTEOTOME WITH FIBRE HANDLE, CURVED, 35MM, S`RUT |  | C2206.3501 | #N/A | #N/A | N. A. | N. A. | N. A. | QPR/C2206 QPF/C2206 | #N/A | #N/A | #N/A | #N/A | #N/A | PS/PUR005 | 00 | 2022-09-16 | #N/A | #N/A | #N/A | C2206.3501 | TF-IN | IU/5 | Class A | FINISHED GOODS | SUSHRUT™ | OSTEOTOME WITH FIBRE HANDLE | CURVED, 35MM | 17 | No | Yes |  | No | N. A. | No | N. A. | No | Yes | No | No | M. L.: MFG/MD/2022/63252 |  | 1 | SUSHRUT PRODUCTS\CONVENTIONAL INSTRUMENTS | 0.03 | VL number changed to ML number | Y | Osteotome |  | No | No | Yes | No | Yes | N. A.
C2302 | C2302.06 | INTRAMEDULLARY REAMER Ø6MM, S`RUT |  | C2302.06 | 00 | 2020-01-15 | N. A. | N. A. | N. A. | QPR/C2302 QPF/C2302 | N. A. | N. A. | N. A. | N. A. | N. A. | PS/PUR005 | 00 | 2022-09-16 | 2020-03-22 | N. A. | N. A. | C2302.06 | TF-IN | IU/5 | Class A | FINISHED GOODS | SUSHRUT™ | INTRAMEDULLARY REAMER | DIA.6MM | 17 | No | Yes |  | No | N. A. | No | N. A. | No | Yes | No | No | M. L.: MFG/MD/2022/63252 |  | 1 | SUSHRUT PRODUCTS\CONVENTIONAL INSTRUMENTS | 0.16 | VL number changed to ML number | N | Reamer & its attachment |  | No | No | Yes | No | Yes | N. A.
C2302 | C2302.07 | INTRAMEDULLARY REAMER Ø7MM, S`RUT |  | C2302.07 | 00 | 2020-01-15 | N. A. | N. A. | N. A. | QPR/C2302 QPF/C2302 | N. A. | N. A. | N. A. | N. A. | N. A. | PS/PUR005 | 00 | 2022-09-16 | 2020-03-22 | N. A. | N. A. | C2302.07 | TF-IN | IU/5 | Class A | FINISHED GOODS | SUSHRUT™ | INTRAMEDULLARY REAMER | DIA.7MM | 17 | No | Yes |  | No | N. A. | No | N. A. | No | Yes | No | No | M. L.: MFG/MD/2022/63252 |  | 1 | SUSHRUT PRODUCTS\CONVENTIONAL INSTRUMENTS | 0.16 | VL number changed to ML number | N | Reamer & its attachment |  | No | No | Yes | No | Yes | N. A.
C2302 | C2302.08 | INTRAMEDULLARY REAMER Ø8MM, S`RUT |  | C2302.08 | 00 | 2020-01-15 | N. A. | N. A. | N. A. | QPR/C2302 QPF/C2302 | N. A. | N. A. | N. A. | N. A. | N. A. | PS/PUR005 | 00 | 2022-09-16 | N. A. | N. A. | N. A. | 509 | TF-IN | IU/5 | Class A | FINISHED GOODS | SUSHRUT™ | INTRAMEDULLARY REAMER | DIA.8MM | 17 | No | Yes |  | No | N. A. | No | N. A. | No | Yes | No | No | M. L.: MFG/MD/2022/63252 |  | 1 | SUSHRUT PRODUCTS\CONVENTIONAL INSTRUMENTS | 0.2 | VL number changed to ML number | N | Reamer & its attachment |  | No | No | Yes | No | Yes | N. A.
C2302 | C2302.081 | INTRAMEDULLARY REAMER Ø8MM, SHORT, LENGTH 300MM FOR CANAL PREPARATION FOR PROSTHESIS, S`RUT |  | C2302.081 | 00 | 2020-01-15 | N. A. | N. A. | N. A. | QPR/C2302 QPF/C2302 | N. A. | N. A. | N. A. | N. A. | N. A. | PS/PUR005 | 00 | 2022-09-16 | 2020-03-22 | N. A. | N. A. | C2302.081 | TF-IN | IU/5 | Class A | FINISHED GOODS | SUSHRUT™ | INTRAMEDULLARY REAMER | DIA.8MM, SHORT, LENGTH 300MM FOR CANAL PREPARATION | 17 | No | Yes |  | No | N. A. | No | N. A. | No | Yes | No | No | M. L.: MFG/MD/2022/63252 |  | 1 | SUSHRUT PRODUCTS\CONVENTIONAL INSTRUMENTS | 0.16 | VL number changed to ML number | N | Reamer & its attachment |  | No | No | Yes | No | Yes | N. A.
C2302 | C2302.09 | INTRAMEDULLARY REAMER Ø9MM, S`RUT |  | C2302.09 | 00 | 2020-01-15 | N. A. | N. A. | N. A. | QPR/C2302 QPF/C2302 | N. A. | N. A. | N. A. | N. A. | N. A. | PS/PUR005 | 00 | 2022-09-16 | 2020-03-22 | N. A. | N. A. | C2302.09 | TF-IN | IU/5 | Class A | FINISHED GOODS | SUSHRUT™ | INTRAMEDULLARY REAMER | DIA.9MM | 17 | No | Yes |  | No | N. A. | No | N. A. | No | Yes | No | No | M. L.: MFG/MD/2022/63252 |  | 1 | SUSHRUT PRODUCTS\CONVENTIONAL INSTRUMENTS | 0.21 | VL number changed to ML number | N | Reamer & its attachment |  | No | No | Yes | No | Yes | N. A.
C2302 | C2302.10 | INTRAMEDULLARY REAMER Ø10MM, S`RUT |  | C2302.10 | 00 | 2020-01-15 | N. A. | N. A. | N. A. | QPR/C2302 QPF/C2302 | N. A. | N. A. | N. A. | N. A. | N. A. | PS/PUR005 | 00 | 2022-09-16 | 2020-03-22 | N. A. | N. A. | C2302.10 | TF-IN | IU/5 | Class A | FINISHED GOODS | SUSHRUT™ | INTRAMEDULLARY REAMER | DIA.10MM | 17 | No | Yes |  | No | N. A. | No | N. A. | No | Yes | No | No | M. L.: MFG/MD/2022/63252 |  | 1 | SUSHRUT PRODUCTS\CONVENTIONAL INSTRUMENTS | 0.26 | VL number changed to ML number | N | Reamer & its attachment |  | No | No | Yes | No | Yes | N. A.
C2302 | C2302.11 | INTRAMEDULLARY REAMER Ø11MM, S`RUT |  | C2302.11 | 00 | 2020-01-15 | N. A. | N. A. | N. A. | QPR/C2302 QPF/C2302 | N. A. | N. A. | N. A. | N. A. | N. A. | PS/PUR005 | 00 | 2022-09-16 | 2020-03-22 | N. A. | N. A. | C2302.11 | TF-IN | IU/5 | Class A | FINISHED GOODS | SUSHRUT™ | INTRAMEDULLARY REAMER | DIA.11MM | 17 | No | Yes |  | No | N. A. | No | N. A. | No | Yes | No | No | M. L.: MFG/MD/2022/63252 |  | 1 | SUSHRUT PRODUCTS\CONVENTIONAL INSTRUMENTS | 0.25 | VL number changed to ML number | N | Reamer & its attachment |  | No | No | Yes | No | Yes | N. A.
C2302 | C2302.12 | INTRAMEDULLARY REAMER Ø12MM, S`RUT |  | C2302.12 | 00 | 2020-01-15 | N. A. | N. A. | N. A. | QPR/C2302 QPF/C2302 | N. A. | N. A. | N. A. | N. A. | N. A. | PS/PUR005 | 00 | 2022-09-16 | 2020-03-22 | N. A. | N. A. | C2302.12 | TF-IN | IU/5 | Class A | FINISHED GOODS | SUSHRUT™ | INTRAMEDULLARY REAMER | DIA.12MM | 17 | No | Yes |  | No | N. A. | No | N. A. | No | Yes | No | No | M. L.: MFG/MD/2022/63252 |  | 1 | SUSHRUT PRODUCTS\CONVENTIONAL INSTRUMENTS | 0.26 | VL number changed to ML number | N | Reamer & its attachment |  | No | No | Yes | No | Yes | N. A.
C2302 | C2302.13 | INTRAMEDULLARY REAMER Ø13MM, S`RUT |  | C2302.13 | 00 | 2020-01-15 | N. A. | N. A. | N. A. | QPR/C2302 QPF/C2302 | N. A. | N. A. | N. A. | N. A. | N. A. | PS/PUR005 | 00 | 2022-09-16 | 2020-03-22 | N. A. | N. A. | C2302.13 | TF-IN | IU/5 | Class A | FINISHED GOODS | SUSHRUT™ | INTRAMEDULLARY REAMER | DIA.13MM | 17 | No | Yes |  | No | N. A. | No | N. A. | No | Yes | No | No | M. L.: MFG/MD/2022/63252 |  | 1 | SUSHRUT PRODUCTS\CONVENTIONAL INSTRUMENTS | 0.27 | VL number changed to ML number | N | Reamer & its attachment |  | No | No | Yes | No | Yes | N. A.
C2302 | C2302.14 | INTRAMEDULLARY REAMER Ø14MM, S`RUT |  | C2302.14 | 00 | 2020-01-15 | N. A. | N. A. | N. A. | QPR/C2302 QPF/C2302 | N. A. | N. A. | N. A. | N. A. | N. A. | PS/PUR005 | 00 | 2022-09-16 | 2020-03-22 | N. A. | N. A. | C2302.14 | TF-IN | IU/5 | Class A | FINISHED GOODS | ADLER™ | INTRAMEDULLARY REAMER | Ø14MM | 17 | No | Yes |  | No | N. A. | No | N. A. | No | Yes | No | No | M. L.: MFG/MD/2022/63252 |  | 1 | SUSHRUT PRODUCTS\CONVENTIONAL INSTRUMENTS | 0 | VL number changed to ML number | N | Reamer & its attachment |  | No | No | Yes | No | Yes | N. A.
C2302 | C2302.15 | INTRAMEDULLARY REAMER Ø15MM, S`RUT |  | C2302.15 | 00 | 2020-01-15 | N. A. | N. A. | N. A. | QPR/C2302 QPF/C2302 | N. A. | N. A. | N. A. | N. A. | N. A. | PS/PUR005 | 00 | 2022-09-16 | 2020-03-22 | N. A. | N. A. | C2302.15 | TF-IN | IU/5 | Class A | FINISHED GOODS | SUSHRUT™ | INTRAMEDULLARY REAMER | DIA.15MM | 17 | No | Yes |  | No | N. A. | No | N. A. | No | Yes | No | No | M. L.: MFG/MD/2022/63252 |  | 1 | SUSHRUT PRODUCTS\CONVENTIONAL INSTRUMENTS | 0.31 | VL number changed to ML number | Y | Reamer & its attachment |  | No | No | Yes | No | Yes | N. A.
C2302 | C2302.16 | INTRAMEDULLARY REAMER DIA. 16MM, S`RUT |  | C2302.16 | 00 | 2020-01-15 | N. A. | N. A. | N. A. | QPR/C2302 QPF/C2302 | 00 | 2010-04-29 | 2013-04-28 | N. A. | N. A. | PS/C2302.16 | 00 | 2017-03-22 | 2020-03-22 | N. A. | N. A. | C2302.16 | TF-IN | IU/5 | Class A | FINISHED GOODS | SUSHRUT™ | INTRAMEDULLARY REAMER | DIA. 16MM | 17 | No | Yes |  | No | N. A. | No | N. A. | No | Yes | No | No | M. L.: MFG/MD/2022/63252 |  | 1 | SUSHRUT PRODUCTS\CONVENTIONAL INSTRUMENTS | 0 | VL number changed to ML number | N | Reamer & its attachment |  | No | No | Yes | No | Yes | N. A.
C2302 | C2302.17 | INTRAMEDULLARY REAMER DIA. 17MM, S`RUT |  | C2302.17 | 00 | 2020-01-15 | N. A. | N. A. | N. A. | QPR/C2302 QPF/C2302 | 00 | 2010-04-29 | 2013-04-28 | N. A. | N. A. | PS/C2302.17 | 00 | 2017-03-22 | 2020-03-22 | N. A. | N. A. | C2302.17 | TF-IN | IU/5 | Class A | FINISHED GOODS | SUSHRUT™ | INTRAMEDULLARY REAMER | DIA. 17MM | 17 | No | Yes |  | No | N. A. | No | N. A. | No | Yes | No | No | M. L.: MFG/MD/2022/63252 |  | 1 | SUSHRUT PRODUCTS\CONVENTIONAL INSTRUMENTS | 0 | VL number changed to ML number | N | Reamer & its attachment |  | No | No | Yes | No | Yes | N. A.
C2303.20 | C2303.20 | REAMER FOR FOREARM Ø2.0MM, S`RUT |  | C2303.20 | 00 | 2017-03-23 | N. A. | N. A. | N. A. | QPF/C2303 | 00 | 2010-04-29 | 2013-04-28 | N. A. | N. A. | PS/C2303.20 | 00 | 2017-03-19 | 2020-03-19 | N. A. | N. A. | C2303.20 | TF-IN | IU/5 | Class A | FINISHED GOODS | SUSHRUT™ | REAMER FOR FOREARM | DIA. 2.0MM | 17 | No | Yes |  | No | N. A. | No | N. A. | No | Yes | No | No | M. L.: MFG/MD/2022/63252 |  | 1 | SUSHRUT PRODUCTS\CONVENTIONAL INSTRUMENTS | 0.06 | VL number changed to ML number | Y | Reamer & its attachment |  | No | No | Yes | No | Yes | N. A.
C2303.25 | C2303.25 | REAMER FOR FOREARM Ø2.5MM, S`RUT |  | C2303.25 | 00 | 2017-03-23 | N. A. | N. A. | N. A. | QPF/C2303 | 00 | 2010-04-29 | 2013-04-28 | N. A. | N. A. | PS/C2303.25 | 00 | 2017-03-19 | 2020-03-19 | N. A. | N. A. | C2303.25 | TF-IN | IU/5 | Class A | FINISHED GOODS | SUSHRUT™ | REAMER FOR FOREARM | DIA. 2.5MM | 17 | No | Yes |  | No | N. A. | No | N. A. | No | Yes | No | No | M. L.: MFG/MD/2022/63252 |  | 1 | SUSHRUT PRODUCTS\CONVENTIONAL INSTRUMENTS | 0.06 | VL number changed to ML number | Y | Reamer & its attachment |  | No | No | Yes | No | Yes | N. A.
C2303.30 | C2303.30 | REAMER FOR FOREARM Ø3.0MM, S`RUT |  | C2303.30 | 00 | 2017-03-23 | N. A. | N. A. | N. A. | QPF/C2303 | 00 | 2010-04-29 | 2013-04-28 | N. A. | N. A. | PS/C2303.30 | 00 | 2017-03-19 | 2020-03-19 | N. A. | N. A. | C2303.30 | TF-IN | IU/5 | Class A | FINISHED GOODS | SUSHRUT™ | REAMER FOR FOREARM | DIA. 3.0MM | 17 | No | Yes |  | No | N. A. | No | N. A. | No | Yes | No | No | M. L.: MFG/MD/2022/63252 |  | 1 | SUSHRUT PRODUCTS\CONVENTIONAL INSTRUMENTS | 0.06 | VL number changed to ML number | Y | Reamer & its attachment |  | No | No | Yes | No | Yes | N. A.
C2303.35 | C2303.35 | REAMER FOR FOREARM Ø3.5MM, S`RUT |  | C2303.35 | 00 | 2017-03-23 | N. A. | N. A. | N. A. | QPF/C2303 | 00 | 2010-04-29 | 2013-04-28 | N. A. | N. A. | PS/C2303.35 | 00 | 2017-03-19 | 2020-03-19 | N. A. | N. A. | C2303.35 | TF-IN | IU/5 | Class A | FINISHED GOODS | SUSHRUT™ | REAMER FOR FOREARM | DIA. 3.5MM | 17 | No | Yes |  | No | N. A. | No | N. A. | No | Yes | No | No | M. L.: MFG/MD/2022/63252 |  | 1 | SUSHRUT PRODUCTS\CONVENTIONAL INSTRUMENTS | 0 | VL number changed to ML number | Y | Reamer & its attachment |  | No | No | Yes | No | Yes | N. A.
C2303.40 | C2303.40 | REAMER FOR FOREARM Ø4.0MM, S`RUT |  | C2303.40 | 00 | 2017-03-23 | N. A. | N. A. | N. A. | QPF/C2303 | 00 | 2010-04-29 | 2013-04-28 | N. A. | N. A. | PS/C2303.40 | 00 | 2017-03-19 | 2020-03-19 | N. A. | N. A. | C2303.40 | TF-IN | IU/5 | Class A | FINISHED GOODS | SUSHRUT™ | REAMER FOR FOREARM | DIA. 4.0MM | 17 | No | Yes |  | No | N. A. | No | N. A. | No | Yes | No | No | M. L.: MFG/MD/2022/63252 |  | 1 | SUSHRUT PRODUCTS\CONVENTIONAL INSTRUMENTS | 0.07 | VL number changed to ML number | Y | Reamer & its attachment |  | No | No | Yes | No | Yes | N. A.
C2303.50 | C2303.50 | REAMER FOR HUMERUS Ø5.0MM, S`RUT |  | C2303.50 | 00 | 2017-03-23 | N. A. | N. A. | N. A. | QPF/C2303.50 | 00 | 2010-04-29 | 2013-04-28 | N. A. | N. A. | PS/C2303.50 | 00 | 2017-03-19 | 2020-03-19 | N. A. | N. A. | C2303.50 | TF-IN | IU/5 | Class A | FINISHED GOODS | SUSHRUT™ | REAMER FOR HUMERUS | DIA. 5.0MM | 17 | No | Yes |  | No | N. A. | No | N. A. | No | Yes | No | No | M. L.: MFG/MD/2022/63252 |  | 1 | SUSHRUT PRODUCTS\CONVENTIONAL INSTRUMENTS | 0.08 | VL number changed to ML number | Y | Reamer & its attachment |  | No | No | Yes | No | Yes | N. A.
C2304 | C2304.065 | FLEXIBLE REAMER SHAFT DIA. 6.5MM, ADLER |  | T329 | 00 | 2012-02-14 | N. A. | N. A. | N. A. | QPR/C2304 | 00 | 2010-04-29 | 2013-04-28 | N. A. | N. A. | N. A. | N. A. | N. A. | N. A. | N. A. | N. A. | C2304 | TF-IN | IU/5 | Class A | FINISHED GOODS | ADLER™ | FLEXIBLE REAMER SHAFT | DIA. 6.5MM | 17 | No | Yes |  | No | N. A. | No | N. A. | No | Yes | No | No | M. L.: MFG/MD/2022/63252 |  | 1 | ADLER PRODUCTS\INSTRUMENTS \FLEXIBLE REAMERS, ADLER | 0 | VL number changed to ML number | Y | Reamer & its attachment |  | No | No | Yes | No | Yes | N. A.
C2304 | C2304.080 | FLEXIBLE REAMER SHAFT DIA. 8MM, ADLER |  | T330 | 00 | 2012-02-14 | N. A. | N. A. | N. A. | QPR/C2304 | 00 | 2010-04-29 | 2013-04-28 | N. A. | N. A. | N. A. | N. A. | N. A. | N. A. | N. A. | N. A. | C2304 | TF-IN | IU/5 | Class A | FINISHED GOODS | ADLER™ | FLEXIBLE REAMER SHAFT | DIA. 8MM | 17 | No | Yes |  | No | N. A. | No | N. A. | No | Yes | No | No | M. L.: MFG/MD/2022/63252 |  | 1 | ADLER PRODUCTS\INSTRUMENTS \FLEXIBLE REAMERS, ADLER | 0 | VL number changed to ML number | Y | Reamer & its attachment |  | No | No | Yes | No | Yes | N. A.
C2304 | C2304.100 | FLEXIBLE REAMER SHAFT DAI.10MM, ADLER |  | T331 | 00 | 2012-02-14 | N. A. | N. A. | N. A. | QPR/C2304 | 00 | 2010-04-29 | 2013-04-28 | N. A. | N. A. | N. A. | N. A. | N. A. | N. A. | N. A. | N. A. | C2304 | TF-IN | IU/5 | Class A | FINISHED GOODS | ADLER™ | FLEXIBLE REAMER SHAFT | DIA.10MM | 17 | No | Yes |  | No | N. A. | No | N. A. | No | Yes | No | No | M. L.: MFG/MD/2022/63252 |  | 1 | ADLER PRODUCTS\INSTRUMENTS \FLEXIBLE REAMERS, ADLER | 0 | VL number changed to ML number | Y | Reamer & its attachment |  | No | No | Yes | No | Yes | N. A.
220 | C2305.080 | REAMER CUTTING HEADS DIA. 8MM, ADLER |  | T309 | 00 | 2012-02-14 | N. A. | N. A. | N. A. | QPR/220 | 00 | 2010-04-29 | 2013-04-28 | N. A. | N. A. | N. A. | N. A. | N. A. | N. A. | N. A. | N. A. | 65 | TF-IN | IU/5 | Class A | FINISHED GOODS | ADLER™ | REAMER CUTTING HEADS | DIA. 8MM | 17 | No | Yes |  | No | N. A. | No | N. A. | No | Yes | No | No | M. L.: MFG/MD/2022/63252 |  | 1 | ADLER PRODUCTS\INSTRUMENTS \FLEXIBLE REAMERS, ADLER | 0 | VL number changed to ML number | Y | Reamer & its attachment |  | No | No | Yes | No | Yes | N. A.
221 | C2305.085 | REAMER CUTTING HEADS DIA. 8.5MM, ADLER |  | T309 | 00 | 2012-02-14 | N. A. | N. A. | N. A. | QPR/220 | 00 | 2010-04-29 | 2013-04-28 | N. A. | N. A. | N. A. | N. A. | N. A. | N. A. | N. A. | N. A. | 65 | TF-IN | IU/5 | Class A | FINISHED GOODS | ADLER™ | REAMER CUTTING HEADS | DIA. 8.5MM | 17 | No | Yes |  | No | N. A. | No | N. A. | No | Yes | No | No | M. L.: MFG/MD/2022/63252 |  | 1 | ADLER PRODUCTS\INSTRUMENTS \FLEXIBLE REAMERS, ADLER | 0 | VL number changed to ML number | Y | Reamer & its attachment |  | No | No | Yes | No | Yes | N. A.
222 | C2305.090 | REAMER CUTTING HEADS DIA. 9MM, ADLER |  | T309 | 00 | 2012-02-14 | N. A. | N. A. | N. A. | QPR/220 | 00 | 2010-04-29 | 2013-04-28 | N. A. | N. A. | N. A. | N. A. | N. A. | N. A. | N. A. | N. A. | 65 | TF-IN | IU/5 | Class A | FINISHED GOODS | ADLER™ | REAMER CUTTING HEADS | DIA. 9MM | 17 | No | Yes |  | No | N. A. | No | N. A. | No | Yes | No | No | M. L.: MFG/MD/2022/63252 |  | 1 | ADLER PRODUCTS\INSTRUMENTS \FLEXIBLE REAMERS, ADLER | 0 | VL number changed to ML number | Y | Reamer & its attachment |  | No | No | Yes | No | Yes | N. A.
223 | C2305.095 | REAMER CUTTING HEADS DIA. 9.5MM, ADLER |  | T309 | 00 | 2012-02-14 | N. A. | N. A. | N. A. | QPR/220 | 00 | 2010-04-29 | 2013-04-28 | N. A. | N. A. | N. A. | N. A. | N. A. | N. A. | N. A. | N. A. | 65 | TF-IN | IU/5 | Class A | FINISHED GOODS | ADLER™ | REAMER CUTTING HEADS | DIA. 9.5MM | 17 | No | Yes |  | No | N. A. | No | N. A. | No | Yes | No | No | M. L.: MFG/MD/2022/63252 |  | 1 | ADLER PRODUCTS\INSTRUMENTS \FLEXIBLE REAMERS, ADLER | 0 | VL number changed to ML number | Y | Reamer & its attachment |  | No | No | Yes | No | Yes | N. A.
224 | C2305.100 | REAMER CUTTING HEADS DIA. 10MM, ADLER |  | T309 | 00 | 2012-02-14 | N. A. | N. A. | N. A. | QPR/220 | 00 | 2010-04-29 | 2013-04-28 | N. A. | N. A. | N. A. | N. A. | N. A. | N. A. | N. A. | N. A. | 65 | TF-IN | IU/5 | Class A | FINISHED GOODS | ADLER™ | REAMER CUTTING HEADS | DIA. 10MM | 17 | No | Yes |  | No | N. A. | No | N. A. | No | Yes | No | No | M. L.: MFG/MD/2022/63252 |  | 1 | ADLER PRODUCTS\INSTRUMENTS \FLEXIBLE REAMERS, ADLER | 0 | VL number changed to ML number | Y | Reamer & its attachment |  | No | No | Yes | No | Yes | N. A.
225 | C2305.105 | REAMER CUTTING HEADS DIA. 10.5MM, ADLER |  | T309 | 00 | 2012-02-14 | N. A. | N. A. | N. A. | QPR/220 | 00 | 2010-04-29 | 2013-04-28 | N. A. | N. A. | N. A. | N. A. | N. A. | N. A. | N. A. | N. A. | 65 | TF-IN | IU/5 | Class A | FINISHED GOODS | ADLER™ | REAMER CUTTING HEADS | DIA. 10.5MM | 17 | No | Yes |  | No | N. A. | No | N. A. | No | Yes | No | No | M. L.: MFG/MD/2022/63252 |  | 1 | ADLER PRODUCTS\INSTRUMENTS \FLEXIBLE REAMERS, ADLER | 0 | VL number changed to ML number | Y | Reamer & its attachment |  | No | No | Yes | No | Yes | N. A.
226 | C2305.110 | REAMER CUTTING HEADS DIA. 11MM, ADLER |  | T309 | 00 | 2012-02-14 | N. A. | N. A. | N. A. | QPR/220 | 00 | 2010-04-29 | 2013-04-28 | N. A. | N. A. | N. A. | N. A. | N. A. | N. A. | N. A. | N. A. | 65 | TF-IN | IU/5 | Class A | FINISHED GOODS | ADLER™ | REAMER CUTTING HEADS | DIA. 11MM | 17 | No | Yes |  | No | N. A. | No | N. A. | No | Yes | No | No | M. L.: MFG/MD/2022/63252 |  | 1 | ADLER PRODUCTS\INSTRUMENTS \FLEXIBLE REAMERS, ADLER | 0 | VL number changed to ML number | Y | Reamer & its attachment |  | No | No | Yes | No | Yes | N. A.
227 | C2305.115 | REAMER CUTTING HEADS DIA. 11.5MM, ADLER |  | T309 | 00 | 2012-02-14 | N. A. | N. A. | N. A. | QPR/220 | 00 | 2010-04-29 | 2013-04-28 | N. A. | N. A. | N. A. | N. A. | N. A. | N. A. | N. A. | N. A. | 65 | TF-IN | IU/5 | Class A | FINISHED GOODS | ADLER™ | REAMER CUTTING HEADS | DIA. 11.5MM | 17 | No | Yes |  | No | N. A. | No | N. A. | No | Yes | No | No | M. L.: MFG/MD/2022/63252 |  | 1 | ADLER PRODUCTS\INSTRUMENTS \FLEXIBLE REAMERS, ADLER | 0 | VL number changed to ML number | Y | Reamer & its attachment |  | No | No | Yes | No | Yes | N. A.
228 | C2305.120 | REAMER CUTTING HEADS DIA. 12MM, ADLER |  | T309 | 00 | 2012-02-14 | N. A. | N. A. | N. A. | QPR/220 | 00 | 2010-04-29 | 2013-04-28 | N. A. | N. A. | N. A. | N. A. | N. A. | N. A. | N. A. | N. A. | 65 | TF-IN | IU/5 | Class A | FINISHED GOODS | ADLER™ | REAMER CUTTING HEADS | DIA. 12MM | 17 | No | Yes |  | No | N. A. | No | N. A. | No | Yes | No | No | M. L.: MFG/MD/2022/63252 |  | 1 | ADLER PRODUCTS\INSTRUMENTS \FLEXIBLE REAMERS, ADLER | 0 | VL number changed to ML number | Y | Reamer & its attachment |  | No | No | Yes | No | Yes | N. A.
229 | C2305.125 | REAMER CUTTING HEADS DIA. 12.5MM, ADLER |  | T309 | 00 | 2012-02-14 | N. A. | N. A. | N. A. | QPR/220 | 00 | 2010-04-29 | 2013-04-28 | N. A. | N. A. | N. A. | N. A. | N. A. | N. A. | N. A. | N. A. | 65 | TF-IN | IU/5 | Class A | FINISHED GOODS | ADLER™ | REAMER CUTTING HEADS | DIA. 12.5MM | 17 | No | Yes |  | No | N. A. | No | N. A. | No | Yes | No | No | M. L.: MFG/MD/2022/63252 |  | 1 | ADLER PRODUCTS\INSTRUMENTS \FLEXIBLE REAMERS, ADLER | 0 | VL number changed to ML number | Y | Reamer & its attachment |  | No | No | Yes | No | Yes | N. A.
230 | C2305.130 | REAMER CUTTING HEADS DIA. 13MM, ADLER |  | T309 | 00 | 2012-02-14 | N. A. | N. A. | N. A. | QPR/220 | 00 | 2010-04-29 | 2013-04-28 | N. A. | N. A. | N. A. | N. A. | N. A. | N. A. | N. A. | N. A. | 65 | TF-IN | IU/5 | Class A | FINISHED GOODS | ADLER™ | REAMER CUTTING HEADS | DIA. 13MM | 17 | No | Yes |  | No | N. A. | No | N. A. | No | Yes | No | No | M. L.: MFG/MD/2022/63252 |  | 1 | ADLER PRODUCTS\INSTRUMENTS \FLEXIBLE REAMERS, ADLER | 0 | VL number changed to ML number | Y | Reamer & its attachment |  | No | No | Yes | No | Yes | N. A.
231 | C2305.135 | REAMER CUTTING HEADS DIA. 13.5MM, ADLER |  | T309 | 00 | 2012-02-14 | N. A. | N. A. | N. A. | QPR/220 | 00 | 2010-04-29 | 2013-04-28 | N. A. | N. A. | N. A. | N. A. | N. A. | N. A. | N. A. | N. A. | 65 | TF-IN | IU/5 | Class A | FINISHED GOODS | ADLER™ | REAMER CUTTING HEADS | DIA. 13.5MM | 17 | No | Yes |  | No | N. A. | No | N. A. | No | Yes | No | No | M. L.: MFG/MD/2022/63252 |  | 1 | ADLER PRODUCTS\INSTRUMENTS \FLEXIBLE REAMERS, ADLER | 0 | VL number changed to ML number | Y | Reamer & its attachment |  | No | No | Yes | No | Yes | N. A.
C2305.140 | C2305.140 | REAMER CUTTING HEADS DIA. 14MM, ADLER |  | C2305.140 | N. A. | N. A. | N. A. | N. A. | N. A. | QPF/C2305.140 | 00 | 2010-04-29 | 2013-04-28 | N. A. | N. A. | PS/C2305.140 | N. A. | N. A. | N. A. | N. A. | N. A. | C2305.140 | TF-IN | IU/5 | Class A | FINISHED GOODS | ADLER™ | REAMER CUTTING HEADS | DIA. 14MM | 17 | No | Yes |  | No | N. A. | No | N. A. | No | Yes | No | No | M. L.: MFG/MD/2022/63252 |  | 1 | ADLER PRODUCTS\INSTRUMENTS \FLEXIBLE REAMERS, ADLER | 0 | VL number changed to ML number | Y | Reamer & its attachment |  | No | No | Yes | No | Yes | N. A.
C2305.145 | C2305.145 | REAMER CUTTING HEADS DIA. 14.5MM, ADLER |  | C2305.145 | N. A. | N. A. | N. A. | N. A. | N. A. | QPF/C2305.145 | 00 | 2010-04-29 | 2013-04-28 | N. A. | N. A. | PS/C2305.145 | N. A. | N. A. | N. A. | N. A. | N. A. | C2305.145 | TF-IN | IU/5 | Class A | FINISHED GOODS | ADLER™ | REAMER CUTTING HEADS | DIA. 14.5MM | 17 | No | Yes |  | No | N. A. | No | N. A. | No | Yes | No | No | M. L.: MFG/MD/2022/63252 |  | 1 | ADLER PRODUCTS\INSTRUMENTS \FLEXIBLE REAMERS, ADLER | 0 | VL number changed to ML number | Y | Reamer & its attachment |  | No | No | Yes | No | Yes | N. A.
C2305.150 | C2305.150 | REAMER CUTTING HEADS DIA. 15MM, ADLER |  | C2305.150 | N. A. | N. A. | N. A. | N. A. | N. A. | QPF/C2305.150 | 00 | 2010-04-29 | 2013-04-28 | N. A. | N. A. | PS/C2305.150 | N. A. | N. A. | N. A. | N. A. | N. A. | C2305.150 | TF-IN | IU/5 | Class A | FINISHED GOODS | ADLER™ | REAMER CUTTING HEADS | DIA. 15MM | 17 | No | Yes |  | No | N. A. | No | N. A. | No | Yes | No | No | M. L.: MFG/MD/2022/63252 |  | 1 | ADLER PRODUCTS\INSTRUMENTS \FLEXIBLE REAMERS, ADLER | 0 | VL number changed to ML number | Y | Reamer & its attachment |  | No | No | Yes | No | Yes | N. A.
C2404 | C2404.00 | MAYO ADSON'S LAMINECTOMY RETRACTOR, S`RUT |  | C2404.00 | 00 | 2020-01-15 | N. A. | N. A. | N. A. | QPR/C2404.00 QPF/C2404.00 | 00 | 2017-04-20 | N. A. | N. A. | N. A. | PS/PUR005 | 00 | 2022-09-16 | 2021-03-20 | 2019-11-16 | 44880 | C2404.00 | TF-IN | IU/5 | Class A | FINISHED GOODS | SUSHRUT™ | MAYO ADSON`S LAMINECTOMY RETRACTOR |  | 17 | No | Yes |  | No | N. A. | No | N. A. | No | Yes | No | No | M. L.: MFG/MD/2022/63252 |  | 1 | SUSHRUT PRODUCTS\CONVENTIONAL INSTRUMENTS | 0.3 | VL number changed to ML number | N | Retractor |  | No | No | Yes | No | Yes | N. A.
C2405 | C2405.00 | LAMINECTOMY RETRACTOR WITH FOLLOW UP BLADES, S`RUT |  | C2405.00 | 00 | 2020-01-15 | N. A. | N. A. | N. A. | QPR/C2405.00 QPF/C2405.00 | 00 | 2017-04-20 | N. A. | N. A. | N. A. | PS/PUR005 | 00 | 2022-09-16 | 2021-03-20 | 2019-11-16 | 44880 | C2405.00 | TF-IN | IU/5 | Class A | FINISHED GOODS | SUSHRUT™ | LAMINECTOMY RETRACTOR | WITH FOLLOW UP BLADES | 17 | No | Yes |  | No | N. A. | No | N. A. | No | Yes | No | No | M. L.: MFG/MD/2022/63252 |  | 1 | SUSHRUT PRODUCTS\CONVENTIONAL INSTRUMENTS | 0.3 | VL number changed to ML number | N | Retractor |  | No | No | Yes | No | Yes | N. A.
C2406 | C2406.00 | N.M. MODEL LAMINECTOMY RETRACTOR, S`RUT |  | C2406.00 | 00 | 2020-01-15 | N. A. | N. A. | N. A. | QPR/C2406.00 QPF/C2406.00 | 00 | 2017-04-20 | N. A. | N. A. | N. A. | PS/PUR005 | 00 | 2022-09-16 | 2021-03-20 | 2019-11-16 | 44880 | C2406.00 | TF-IN | IU/5 | Class A | FINISHED GOODS | SUSHRUT™ | N.M. MODEL LAMINECTOMY RETRACTOR |  | 17 | No | Yes |  | No | N. A. | No | N. A. | No | Yes | No | No | M. L.: MFG/MD/2022/63252 |  | 1 | SUSHRUT PRODUCTS\CONVENTIONAL INSTRUMENTS | 0.21 | VL number changed to ML number | N | Retractor |  | No | No | Yes | No | Yes | N. A.
C2407 | C2407.00 | NERVE ROOT RETRACTOR , S`RUT |  | C2407.00 | 00 | 2020-01-15 | N. A. | N. A. | N. A. | QPF/C2407.00 | 00 | 2017-04-20 | N. A. | N. A. | N. A. | PS/PUR005 | 00 | 2022-09-16 | 2021-03-20 | 2019-11-16 | 44880 | C2407.00 | TF-IN | IU/5 | Class A | FINISHED GOODS | SUSHRUT™ | NERVE ROOT RETRACTOR |  | 17 | No | Yes |  | No | N. A. | No | N. A. | No | Yes | No | No | M. L.: MFG/MD/2022/63252 |  | 1 | SUSHRUT PRODUCTS\CONVENTIONAL INSTRUMENTS | 0.02 | VL number changed to ML number | Y | Retractor |  | No | No | Yes | No | Yes | N. A.
C2410 | C2410.00 | MASTOID RETRACTOR , S`RUT |  | C2410.00 | 00 | 2020-01-15 | N. A. | N. A. | N. A. | QPR/C2410.00 QPF/C2410.00 | 00 | 2017-04-20 | N. A. | N. A. | N. A. | PS/PUR005 | 00 | 2022-09-16 | 2021-03-20 | 2019-11-16 | 44880 | C2410.00 | TF-IN | IU/5 | Class A | FINISHED GOODS | SUSHRUT™ | MASTOID RETRACTOR |  | 17 | No | Yes |  | No | N. A. | No | N. A. | No | Yes | No | No | M. L.: MFG/MD/2022/63252 |  | 1 | SUSHRUT PRODUCTS\CONVENTIONAL INSTRUMENTS | 0.07 | VL number changed to ML number | N | Retractor |  | No | No | Yes | No | Yes | N. A.
C2411.00 | C2411.00 | TISSUE PROTECTOR, ADLER |  | C2411.00 | 00 | 2020-01-15 | N. A. | N. A. | N. A. | QPF/C2411.00 | 00 | 2017-04-20 | N. A. | N. A. | N. A. | PS/C2411.00 | 01 | 2018-03-20 | 2021-03-20 | 2019-11-16 | 44880 | C2411.00 | TF-IN | IU/5 | Class B | FINISHED GOODS | ADLER™ | TISSUE PROTECTOR |  | 17 | No | Yes |  | No | N. A. | No | N. A. | No | Yes | No | No | M. L.: MFG/MD/2023/000312 |  | 1 | ADLER PRODUCTS\INSTRUMENTS \NAILING INSTRUMENTS, ADLER | 0 | Initial issue | N | Intramedullary Locking Nail Instrument Sets |  | No | No | Yes | No | Yes | N. A.
C2412.1020 | C2412.1020 | LANGENBACK RIGHT ANGLE RETRACTOR 1" X 2", S`RUT |  | C2412.1020 | N. A. | N. A. | N. A. | N. A. | N. A. | QPR/C2412, QPF/C2412 | N. A. | N. A. | N. A. | N. A. | N. A. | PS/C2412.1020 | 00 | 2017-03-23 | N. A. | N. A. | N. A. | C2412.1020 | TF-IN | IU/5 | Class A | FINISHED GOODS | SUSHRUT™ | N. A. |  | 17 | NO | Yes |  | NO | N. A. | NO | N. A. | NO | Yes | NO | NO | M. L.: MFG/MD/2022/63252 |  | 1 | SUSHRUT PRODUCTS\CONVENTIONAL INSTRUMENTS | 0 | VL number changed to ML number | Y | Retractor |  | No | No | Yes | NO | Yes | N. A.
C2412.7517 | C2412.7517 | LANGENBACK RIGHT ANGLE RETRACTOR 3/4'' X 1 3/4'', S`RUT |  | C2412.7517 | N. A. | N. A. | N. A. | N. A. | N. A. | QPR/C2412, QPF/C2412 | N. A. | N. A. | N. A. | N. A. | N. A. | PS/C2412.7517 | 00 | 2017-03-23 | N. A. | N. A. | N. A. | C2412.7517 | TF-IN | IU/5 | Class A | FINISHED GOODS | SUSHRUT™ | LANGENBACK RIGHT ANGLE RETRACTOR | 3/4'' X 1 3/4'' | 17 | NO | Yes |  | NO | N. A. | NO | N. A. | NO | Yes | NO | NO | M. L.: MFG/MD/2022/63252 |  | 1 | SUSHRUT PRODUCTS\CONVENTIONAL INSTRUMENTS | 0 | VL number changed to ML number | Y | Retractor |  | No | No | Yes | NO | Yes | N. A.
C2413.00 | C2413.00 | DURA RETRACTOR , S`RUT |  | C2413.00 | 00 | 2020-01-15 | N. A. | N. A. | N. A. | QPF/C2413.00 | 00 | 2017-04-20 | N. A. | N. A. | N. A. | PS/PUR005 | 00 | 2022-09-16 | 2021-03-20 | 2019-11-16 | 44880 | C2413.00 | TF-IN | IU/5 | Class A | FINISHED GOODS | SUSHRUT™ | DURA RETRACTOR |  | 17 | No | Yes |  | No | N. A. | No | N. A. | No | Yes | No | No | M. L.: MFG/MD/2022/63252 |  | 1 | SUSHRUT PRODUCTS\CONVENTIONAL INSTRUMENTS | 0.03 | VL number changed to ML number | N | Retractor |  | No | No | Yes | No | Yes | N. A.
C2501 | C2501.0001 | DISC PUNCH UPWARD , S`RUT, 1MM BITE |  | C2501.00 | 00 | 2020-01-15 | N. A. | N. A. | N. A. | QPR/C2501.00 QPF/C2501.00 | 00 | 2017-04-20 | N. A. | N. A. | N. A. | PS/PUR005 | 00 | 2022-09-16 | 2022-07-14 | N. A. | N. A. | C2501.00 | TF-IN | IU/5 | Class A | FINISHED GOODS | SUSHRUT™ | DISC PUNCH | UPWARD , 1MM BITE | 17 | No | Yes |  | No | N. A. | No | N. A. | No | Yes | No | No | M. L.: MFG/MD/2022/63252 |  | 1 | SUSHRUT PRODUCTS\CONVENTIONAL INSTRUMENTS | 0.05 | VL number changed to ML number | Y | Spinal Instrument |  | No | No | Yes | No | Yes | N. A.
C2501 | C2501.0002 | DISC PUNCH UPWARD , S`RUT, 2MM BITE |  | C2501.00 | 00 | 2020-01-15 | N. A. | N. A. | N. A. | QPR/C2501.00 QPF/C2501.00 | 00 | 2017-04-20 | N. A. | N. A. | N. A. | PS/PUR005 | 00 | 2022-09-16 | N. A. | N. A. | N. A. | C2501.00 | TF-IN | IU/5 | Class A | FINISHED GOODS | SUSHRUT™ | DISC PUNCH | UPWARD , 2MM BITE | 17 | No | Yes |  | No | N. A. | No | N. A. | No | Yes | No | No | M. L.: MFG/MD/2022/63252 |  | 1 | SUSHRUT PRODUCTS\CONVENTIONAL INSTRUMENTS | 0.05 | Activated on 03JAN2024 | N | Spinal Instrument |  | No | No | Yes | No | Yes | N. A.
C2501 | C2501.0003 | DISC PUNCH UPWARD , S`RUT, 3MM BITE |  | C2501.00 | 00 | 2020-01-15 | N. A. | N. A. | N. A. | QPR/C2501.00 QPF/C2501.00 | 00 | 2017-04-20 | N. A. | N. A. | N. A. | PS/PUR005 | 00 | 2022-09-16 | N. A. | N. A. | N. A. | C2501.00 | TF-IN | IU/5 | Class A | FINISHED GOODS | SUSHRUT™ | DISC PUNCH | UPWARD , 3MM BITE | 17 | No | Yes |  | No | N. A. | No | N. A. | No | Yes | No | No | M. L.: MFG/MD/2022/63252 |  | 1 | SUSHRUT PRODUCTS\CONVENTIONAL INSTRUMENTS | 0.05 | VL number changed to ML number | Y | Spinal Instrument |  | No | No | Yes | No | Yes | N. A.
C2501 | C2501.0004 | DISC PUNCH UPWARD , S`RUT, 4MM BITE |  | C2501.00 | 00 | 2020-01-15 | N. A. | N. A. | N. A. | QPR/C2501.00 QPF/C2501.00 | 00 | 2017-04-20 | N. A. | N. A. | N. A. | PS/PUR005 | 00 | 2022-09-16 | N. A. | N. A. | N. A. | C2501.00 | TF-IN | IU/5 | Class A | FINISHED GOODS | SUSHRUT™ | DISC PUNCH | UPWARD , 4MM BITE | 17 | No | Yes |  | No | N. A. | No | N. A. | No | Yes | No | No | M. L.: MFG/MD/2022/63252 |  | 1 | SUSHRUT PRODUCTS\CONVENTIONAL INSTRUMENTS | 0.05 | VL number changed to ML number | Y | Spinal Instrument |  | No | No | Yes | No | Yes | N. A.
C2502 | C2502.0001 | DISC PUNCH DOWNWARD , S`RUT, 1MM BITE |  | C2502.00 | 00 | 2020-01-15 | N. A. | N. A. | N. A. | QPR/C2502.00 QPF/C2502.00 | 00 | 2017-04-20 | N. A. | N. A. | N. A. | PS/PUR005 | 00 | 2022-09-16 | N. A. | N. A. | N. A. | C2502.00 | TF-IN | IU/5 | Class A | FINISHED GOODS | SUSHRUT™ | DISC PUNCH | DOWNWARD , 1MM BITE | 17 | No | Yes |  | No | N. A. | No | N. A. | No | Yes | No | No | M. L.: MFG/MD/2022/63252 |  | 1 | SUSHRUT PRODUCTS\CONVENTIONAL INSTRUMENTS | 0.05 | VL number changed to ML number | Y | Spinal Instrument |  | No | No | Yes | No | Yes | N. A.
C2502 | C2502.0002 | DISC PUNCH DOWNWARD , S`RUT, 2MM BITE |  | C2502.00 | 00 | 2020-01-15 | N. A. | N. A. | N. A. | QPR/C2502.00 QPF/C2502.00 | 00 | 2017-04-20 | N. A. | N. A. | N. A. | PS/PUR005 | 00 | 2022-09-16 | N. A. | N. A. | N. A. | C2502.00 | TF-IN | IU/5 | Class A | FINISHED GOODS | SUSHRUT™ | DISC PUNCH | DOWNWARD , 2MM BITE | 17 | No | Yes |  | No | N. A. | No | N. A. | No | Yes | No | No | M. L.: MFG/MD/2022/63252 |  | 1 | SUSHRUT PRODUCTS\CONVENTIONAL INSTRUMENTS | 0.05 | VL number changed to ML number | Y | Spinal Instrument |  | No | No | Yes | No | Yes | N. A.
C2502 | C2502.0003 | DISC PUNCH DOWNWARD , S`RUT, 3MM BITE |  | C2502.00 | 00 | 2020-01-15 | N. A. | N. A. | N. A. | QPR/C2502.00 QPF/C2502.00 | 00 | 2017-04-20 | N. A. | N. A. | N. A. | PS/PUR005 | 00 | 2022-09-16 | N. A. | N. A. | N. A. | C2502.00 | TF-IN | IU/5 | Class A | FINISHED GOODS | SUSHRUT™ | DISC PUNCH | DOWNWARD , 3MM BITE | 17 | No | Yes |  | No | N. A. | No | N. A. | No | Yes | No | No | M. L.: MFG/MD/2022/63252 |  | 1 | SUSHRUT PRODUCTS\CONVENTIONAL INSTRUMENTS | 0.05 | VL number changed to ML number | Y | Spinal Instrument |  | No | No | Yes | No | Yes | N. A.
C2502 | C2502.0004 | DISC PUNCH DOWNWARD , S`RUT, 4MM BITE |  | C2502.00 | 00 | 2020-01-15 | N. A. | N. A. | N. A. | QPR/C2502.00 QPF/C2502.00 | 00 | 2017-04-20 | N. A. | N. A. | N. A. | PS/PUR005 | 00 | 2022-09-16 | N. A. | N. A. | N. A. | C2502.00 | TF-IN | IU/5 | Class A | FINISHED GOODS | SUSHRUT™ | DISC PUNCH | DOWNWARD , 4MM BITE | 17 | No | Yes |  | No | N. A. | No | N. A. | No | Yes | No | No | M. L.: MFG/MD/2022/63252 |  | 1 | SUSHRUT PRODUCTS\CONVENTIONAL INSTRUMENTS | 0.05 | Activated on 03JAN2024 | N | Spinal Instrument |  | No | No | Yes | No | Yes | N. A.
C2503 | C2503.00 | DISC PUNCH STRAIGHT , S`RUT |  | C2503.00 | #N/A | #N/A | N. A. | N. A. | N. A. | QPR/C2503.00 QPF/C2503.00 | #N/A | #N/A | #N/A | #N/A | #N/A | PS/PUR004 | #N/A | #N/A | #N/A | #N/A | #N/A | C2503.00 | TF-IN | IU/5 | Class A | FINISHED GOODS | SUSHRUT™ | DISC PUNCH | STRAIGHT | 17 | No | Yes |  | No | N. A. | No | N. A. | No | Yes | No | No | M. L.: MFG/MD/2022/63252 |  | 1 | SUSHRUT PRODUCTS\CONVENTIONAL INSTRUMENTS | 0.06 | VL number changed to ML number | Y | Spinal Instrument |  | No | No | Yes | No | Yes | N. A.
C2503 | C2503.0001 | DISC PUNCH STRAIGHT , S`RUT, 1MM BITE |  | C2503.00 | 00 | 2020-01-15 | N. A. | N. A. | N. A. | QPR/C2503.00 QPF/C2503.00 | 00 | 2017-04-20 | N. A. | N. A. | N. A. | PS/PUR005 | 00 | 2022-09-16 | N. A. | N. A. | N. A. | C2503.00 | TF-IN | IU/5 | Class A | FINISHED GOODS | SUSHRUT™ | DISC PUNCH | STRAIGHT , 1MM BITE | 17 | No | Yes |  | No | N. A. | No | N. A. | No | Yes | No | No | M. L.: MFG/MD/2022/63252 |  | 1 | SUSHRUT PRODUCTS\CONVENTIONAL INSTRUMENTS | 0.05 | VL number changed to ML number | Y | Spinal Instrument |  | No | No | Yes | No | Yes | N. A.
C2503 | C2503.0002 | DISC PUNCH STRAIGHT , S`RUT, 2MM BITE |  | C2503.00 | 00 | 2020-01-15 | N. A. | N. A. | N. A. | QPR/C2503.00 QPF/C2503.00 | 00 | 2017-04-20 | N. A. | N. A. | N. A. | PS/PUR005 | 00 | 2022-09-16 | N. A. | N. A. | N. A. | C2503.00 | TF-IN | IU/5 | Class A | FINISHED GOODS | SUSHRUT™ | DISC PUNCH | STRAIGHT , 2MM BITE | 17 | No | Yes |  | No | N. A. | No | N. A. | No | Yes | No | No | M. L.: MFG/MD/2022/63252 |  | 1 | SUSHRUT PRODUCTS\CONVENTIONAL INSTRUMENTS | 0.05 | VL number changed to ML number | Y | Spinal Instrument |  | No | No | Yes | No | Yes | N. A.
C2503 | C2503.0003 | DISC PUNCH STRAIGHT , S`RUT, 3MM BITE |  | C2503.00 | 00 | 2020-01-15 | N. A. | N. A. | N. A. | QPR/C2503.00 QPF/C2503.00 | 00 | 2017-04-20 | N. A. | N. A. | N. A. | PS/PUR005 | 00 | 2022-09-16 | N. A. | N. A. | N. A. | C2503.00 | TF-IN | IU/5 | Class A | FINISHED GOODS | SUSHRUT™ | DISC PUNCH | STRAIGHT , 3MM BITE | 17 | No | Yes |  | No | N. A. | No | N. A. | No | Yes | No | No | M. L.: MFG/MD/2022/63252 |  | 1 | SUSHRUT PRODUCTS\CONVENTIONAL INSTRUMENTS | 0.05 | VL number changed to ML number | Y | Spinal Instrument |  | No | No | Yes | No | Yes | N. A.
C2503 | C2503.0004 | DISC PUNCH STRAIGHT , S`RUT, 4MM BITE |  | C2503.00 | 00 | 2020-01-15 | N. A. | N. A. | N. A. | QPR/C2503.00 QPF/C2503.00 | 00 | 2017-04-20 | N. A. | N. A. | N. A. | PS/PUR005 | 00 | 2022-09-16 | N. A. | N. A. | N. A. | C2503.00 | TF-IN | IU/5 | Class A | FINISHED GOODS | SUSHRUT™ | DISC PUNCH | STRAIGHT , 4MM BITE | 17 | No | Yes |  | No | N. A. | No | N. A. | No | Yes | No | No | M. L.: MFG/MD/2022/63252 |  | 1 | SUSHRUT PRODUCTS\CONVENTIONAL INSTRUMENTS | 0.05 | Activated on 03JAN2024 | n | Spinal Instrument |  | No | No | Yes | No | Yes | N. A.
C2504 | C2504.00 | BONE NIBBLER SINGLE ACTION STRAIGHT, S`RUT |  | C2504.00 | 00 | 2020-01-15 | N. A. | N. A. | N. A. | QPR/C2504.00 QPF/C2504.00 | 00 | 2017-04-20 | N. A. | N. A. | N. A. | PS/PUR005 | 00 | 2022-09-16 | N. A. | N. A. | N. A. | C2504.00 | TF-IN | IU/5 | Class A | FINISHED GOODS | SUSHRUT™ | BONE NIBBLER | SINGLE ACTION STRAIGHT | 17 | No | Yes |  | No | N. A. | No | N. A. | No | Yes | No | No | M. L.: MFG/MD/2022/63252 |  | 1 | SUSHRUT PRODUCTS\CONVENTIONAL INSTRUMENTS | 0.13 | VL number changed to ML number | N | Spinal Instrument |  | No | No | Yes | No | Yes | N. A.
C2505 | C2505.00 | BONE NIBBLER SINGLE ACTION CURVED, S`RUT |  | C2505.00 | 00 | 2020-01-15 | N. A. | N. A. | N. A. | QPR/C2505.00 QPF/C2505.00 | 00 | 2017-04-20 | N. A. | N. A. | N. A. | PS/PUR005 | 00 | 2022-09-16 | N. A. | N. A. | N. A. | C2505.00 | TF-IN | IU/5 | Class A | FINISHED GOODS | SUSHRUT™ | BONE NIBBLER | SINGLE ACTION CURVED | 17 | No | Yes |  | No | N. A. | No | N. A. | No | Yes | No | No | M. L.: MFG/MD/2022/63252 |  | 1 | SUSHRUT PRODUCTS\CONVENTIONAL INSTRUMENTS | 0.14 | VL number changed to ML number | N | Spinal Instrument |  | No | No | Yes | No | Yes | N. A.
C2506 | C2506.00 | NORTHFIELDS RONGEUR HEAVY DOUBLE ACTION, S`RUT |  | C2506.00 | 00 | 2020-01-15 | N. A. | N. A. | N. A. | QPR/C2506.00 QPF/C2506.00 | 00 | 2017-04-20 | N. A. | N. A. | N. A. | PS/PUR005 | 00 | 2022-09-16 | N. A. | N. A. | N. A. | C2506.00 | TF-IN | IU/5 | Class A | FINISHED GOODS | SUSHRUT™ | NORTHFIELDS RONGEUR | HEAVY DOUBLE ACTION | 17 | No | Yes |  | No | N. A. | No | N. A. | No | Yes | No | No | M. L.: MFG/MD/2022/63252 |  | 1 | SUSHRUT PRODUCTS\CONVENTIONAL INSTRUMENTS | 0.38 | VL number changed to ML number | N | Spinal Instrument |  | No | No | Yes | No | Yes | N. A.
C2507 | C2507.00 | SARGENT RONGEUR DOUBLE ACTION , S`RUT |  | C2507.00 | 00 | 2020-01-15 | N. A. | N. A. | N. A. | QPR/C2507.00 QPF/C2507.00 | 00 | 2017-04-20 | N. A. | N. A. | N. A. | PS/PUR005 | 00 | 2022-09-16 | N. A. | N. A. | N. A. | C2507.00 | TF-IN | IU/5 | Class A | FINISHED GOODS | SUSHRUT™ | SARGENT RONGEUR | DOUBLE ACTION | 17 | No | Yes |  | No | N. A. | No | N. A. | No | Yes | No | No | M. L.: MFG/MD/2022/63252 |  | 1 | SUSHRUT PRODUCTS\CONVENTIONAL INSTRUMENTS | 0.36 | VL number changed to ML number | N | Spinal Instrument |  | No | No | Yes | No | Yes | N. A.
C2508 | C2508.00 | LEKSELL'S RONGEUR DOUBLE ACTION, S`RUT |  | C2508.00 | 00 | 2020-01-15 | N. A. | N. A. | N. A. | QPR/C2508.00 QPF/C2508.00 | 00 | 2017-04-20 | N. A. | N. A. | N. A. | PS/PUR005 | 00 | 2022-09-16 | N. A. | N. A. | N. A. | C2508.00 | TF-IN | IU/5 | Class A | FINISHED GOODS | SUSHRUT™ | LEKSELL'S RONGEUR | DOUBLE ACTION | 17 | No | Yes |  | No | N. A. | No | N. A. | No | Yes | No | No | M. L.: MFG/MD/2022/63252 |  | 1 | SUSHRUT PRODUCTS\CONVENTIONAL INSTRUMENTS | 0.2 | VL number changed to ML number | N | Spinal Instrument |  | No | No | Yes | No | Yes | N. A.
C2509.0001 | C2509.0001 | HEYJACK PUNCH - UPWARD, S`RUT, 1MM BITE |  | C2509.0001 | 00 | 2020-01-15 | N. A. | N. A. | N. A. | QPR/C2509 QPF/C2509 | 00 | 2017-04-20 | N. A. | N. A. | N. A. | PS/C2509.0001 | 00 | 2017-03-21 | N. A. | N. A. | N. A. | C2509 | TF-IN | IU/5 | Class A | FINISHED GOODS | SUSHRUT™ | HEYJACK PUNCH | UPWARD, 1MM BITE | 17 | No | Yes |  | No | N. A. | No | N. A. | No | Yes | No | No | M. L.: MFG/MD/2022/63252 |  | 1 | SUSHRUT PRODUCTS\CONVENTIONAL INSTRUMENTS | 0.4 | VL number changed to ML number | Y | Spinal Instrument |  | No | No | Yes | No | Yes | N. A.
C2509.0002 | C2509.0002 | HEYJACK PUNCH - UPWARD, S`RUT, 2MM BITE |  | C2509.0002 | 00 | 2020-01-15 | N. A. | N. A. | N. A. | QPR/C2509 QPF/C2509 | 00 | 2017-04-20 | N. A. | N. A. | N. A. | PS/C2509.0002 | 00 | 2017-03-21 | N. A. | N. A. | N. A. | C2509 | TF-IN | IU/5 | Class A | FINISHED GOODS | SUSHRUT™ | HEYJACK PUNCH | UPWARD, 2MM BITE | 17 | No | Yes |  | No | N. A. | No | N. A. | No | Yes | No | No | M. L.: MFG/MD/2022/63252 |  | 1 | SUSHRUT PRODUCTS\CONVENTIONAL INSTRUMENTS | 0.4 | VL number changed to ML number | Y | Spinal Instrument |  | No | No | Yes | No | Yes | N. A.
C2509.0003 | C2509.0003 | HEYJACK PUNCH - UPWARD, S`RUT, 3MM BITE |  | C2509.0003 | 00 | 2020-01-15 | N. A. | N. A. | N. A. | QPR/C2509 QPF/C2509 | 00 | 2017-04-20 | N. A. | N. A. | N. A. | PS/C2509.0003 | 00 | 2017-03-21 | N. A. | N. A. | N. A. | C2509 | TF-IN | IU/5 | Class A | FINISHED GOODS | SUSHRUT™ | HEYJACK PUNCH | UPWARD, 3MM BITE | 17 | No | Yes |  | No | N. A. | No | N. A. | No | Yes | No | No | M. L.: MFG/MD/2022/63252 |  | 1 | SUSHRUT PRODUCTS\CONVENTIONAL INSTRUMENTS | 0.4 | VL number changed to ML number | Y | Spinal Instrument |  | No | No | Yes | No | Yes | N. A.
C2509.0004 | C2509.0004 | HEYJACK PUNCH - UPWARD, S`RUT, 4MM BITE |  | C2509.0004 | N. A. | N. A. | N. A. | N. A. | N. A. | QPF/C2509 | N. A. | N. A. | N. A. | N. A. | N. A. | PS/C2509.0004 | 00 | 2017-03-21 | N. A. | N. A. | N. A. | C2509 | TF-IN | IU/5 | Class A | FINISHED GOODS | SUSHRUT™ | HEYJACK PUNCH | UPWARD, 4MM BITE | 17 | No | Yes |  | No | N. A. | No | N. A. | No | Yes | No | No | M. L.: MFG/MD/2022/63252 |  | 1 | SUSHRUT PRODUCTS\CONVENTIONAL INSTRUMENTS | 0 | VL number changed to ML number | Y | Spinal Instrument |  | No | No | Yes | No | Yes | N. A.
C2509.4501 | C2509.4501 | HEYJACK PUNCH - UPWARD 45°, S`RUT, 1MM BITE |  | C2509.4501 | N. A. | N. A. | N. A. | N. A. | N. A. | QPR/C2509.4501 QPF/C2509.4501 | N. A. | N. A. | N. A. | N. A. | N. A. | PS/C2509.4501 | 00 | 2017-03-21 | N. A. | N. A. | N. A. | C2509 | TF-IN | IU/5 | Class A | FINISHED GOODS | SUSHRUT™ | HEYJACK PUNCH | UPWARD 45°, 1MM BITE | 17 | No | Yes |  | No | N. A. | No | N. A. | No | Yes | No | No | M. L.: MFG/MD/2022/63252 |  | 1 | SUSHRUT PRODUCTS\CONVENTIONAL INSTRUMENTS | 0 | VL number changed to ML number | Y | Spinal Instrument |  | No | No | Yes | No | Yes | N. A.
C2509.4502 | C2509.4502 | HEYJACK PUNCH - UPWARD 45°, S`RUT, 2MM BITE |  | C2509.4502 | N. A. | N. A. | N. A. | N. A. | N. A. | QPR/C2509.4502 QPF/C2509.4502 | N. A. | N. A. | N. A. | N. A. | N. A. | PS/C2509.4502 | 00 | 2017-03-21 | N. A. | N. A. | N. A. | C2509 | TF-IN | IU/5 | Class A | FINISHED GOODS | SUSHRUT™ | HEYJACK PUNCH | UPWARD 45°, 2MM BITE | 17 | No | Yes |  | No | N. A. | No | N. A. | No | Yes | No | No | M. L.: MFG/MD/2022/63252 |  | 1 | SUSHRUT PRODUCTS\CONVENTIONAL INSTRUMENTS | 0 | VL number changed to ML number | N | Spinal Instrument |  | No | No | Yes | No | Yes | N. A.
C2509.4503 | C2509.4503 | HEYJACK PUNCH - UPWARD 45°, S`RUT, 3MM BITE |  | C2509.4503 | N. A. | N. A. | N. A. | N. A. | N. A. | QPR/C2509.4503 QPF/C2509.4503 | N. A. | N. A. | N. A. | N. A. | N. A. | PS/C2509.4503 | 00 | 2017-03-21 | N. A. | N. A. | N. A. | C2509 | TF-IN | IU/5 | Class A | FINISHED GOODS | SUSHRUT™ | HEYJACK PUNCH | UPWARD 45°, 3MM BITE | 17 | No | Yes |  | No | N. A. | No | N. A. | No | Yes | No | No | M. L.: MFG/MD/2022/63252 |  | 1 | SUSHRUT PRODUCTS\CONVENTIONAL INSTRUMENTS | 0 | VL number changed to ML number | Y | Spinal Instrument |  | No | No | Yes | No | Yes | N. A.
C2509.4504 | C2509.4504 | HEYJACK PUNCH - UPWARD 45°, S`RUT, 4MM BITE |  | C2509.4504 | N. A. | N. A. | N. A. | N. A. | N. A. | QPR/C2509.4504 QPF/C2509.4504 | 00 | 2019-07-17 | N. A. | N. A. | N. A. | PS/C2509.4504 | 00 | 2017-03-21 | N. A. | N. A. | N. A. | C2509 | TF-IN | IU/5 | Class A | FINISHED GOODS | SUSHRUT™ | HEYJACK PUNCH | UPWARD 45°, 4MM BITE | 17 | No | Yes |  | No | N. A. | No | N. A. | No | Yes | No | No | M. L.: MFG/MD/2022/63252 |  | 1 | SUSHRUT PRODUCTS\CONVENTIONAL INSTRUMENTS | 0 | VL number changed to ML number | Y | Spinal Instrument |  | No | No | Yes | No | Yes | N. A.
C2510.0001 | C2510.0001 | HEYJACK PUNCH - DOWNWARD, S`RUT, 1MM BITE |  | C2510.0001 | N. A. | N. A. | N. A. | N. A. | N. A. | QPF/C2510 | N. A. | N. A. | N. A. | N. A. | N. A. | PS/C2510.0001 | N. A. | N. A. | N. A. | N. A. | N. A. | C2510 | TF-IN | IU/5 | Class A | FINISHED GOODS | SUSHRUT™ | HEYJACK PUNCH | DOWNWARD, 1MM BITE | 17 | No | Yes |  | No | N. A. | No | N. A. | No | Yes | No | No | M. L.: MFG/MD/2022/63252 |  | 1 | SUSHRUT PRODUCTS\CONVENTIONAL INSTRUMENTS | 0 | VL number changed to ML number | N | Spinal Instrument |  | No | No | Yes | No | Yes | N. A.
C2510.0002 | C2510.0002 | HEYJACK PUNCH - DOWNWARD, S`RUT, 2MM BITE |  | C2510.0002 | N. A. | N. A. | N. A. | N. A. | N. A. | QPF/C2510 | N. A. | N. A. | N. A. | N. A. | N. A. | PS/C2510.0002 | 00 | 2017-03-21 | N. A. | N. A. | N. A. | C2510 | TF-IN | IU/5 | Class A | FINISHED GOODS | SUSHRUT™ | HEYJACK PUNCH | DOWNWARD, 2MM BITE | 17 | No | Yes |  | No | N. A. | No | N. A. | No | Yes | No | No | M. L.: MFG/MD/2022/63252 |  | 1 | SUSHRUT PRODUCTS\CONVENTIONAL INSTRUMENTS | 0 | VL number changed to ML number | Y | Spinal Instrument |  | No | No | Yes | No | Yes | N. A.
C2510.0003 | C2510.0003 | HEYJACK PUNCH - DOWNWARD, S`RUT, 3MM BITE |  | C2510.0003 | N. A. | N. A. | N. A. | N. A. | N. A. | QPR/C2510.0003 QPF/C2510.0003 | N. A. | N. A. | N. A. | N. A. | N. A. | PS/C2510.0003 | 00 | 2017-03-21 | N. A. | N. A. | N. A. | C2510 | TF-IN | IU/5 | Class A | FINISHED GOODS | SUSHRUT™ | HEYJACK PUNCH | DOWNWARD, 3MM BITE | 17 | No | Yes |  | No | N. A. | No | N. A. | No | Yes | No | No | M. L.: MFG/MD/2022/63252 |  | 1 | SUSHRUT PRODUCTS\CONVENTIONAL INSTRUMENTS | 0 | VL number changed to ML number | Y | Spinal Instrument |  | No | No | Yes | No | Yes | N. A.
C2510.0004 | C2510.0004 | HEYJACK PUNCH - DOWNWARD, S`RUT, 4MM BITE |  | C2510.0004 | N. A. | N. A. | N. A. | N. A. | N. A. | QPF/C2510 | N. A. | N. A. | N. A. | N. A. | N. A. | PS/C2510.0004 | 00 | 2017-03-21 | N. A. | N. A. | N. A. | C2510 | TF-IN | IU/5 | Class A | FINISHED GOODS | SUSHRUT™ | HEYJACK PUNCH | DOWNWARD, 4MM BITE | 17 | No | Yes |  | No | N. A. | No | N. A. | No | Yes | No | No | M. L.: MFG/MD/2022/63252 |  | 1 | SUSHRUT PRODUCTS\CONVENTIONAL INSTRUMENTS | 0 | VL number changed to ML number | Y | Spinal Instrument |  | No | No | Yes | No | Yes | N. A.
C2510.4501 | C2510.4501 | HEYJACK PUNCH - DOWNWARD 45°, S`RUT, 1MM BITE |  | C2510.4501 | N. A. | N. A. | N. A. | N. A. | N. A. | QPF/C2510 | N. A. | N. A. | N. A. | N. A. | N. A. | PS/C2510.4501 | 00 | 2017-03-21 | N. A. | N. A. | N. A. | C2510 | TF-IN | IU/5 | Class A | FINISHED GOODS | SUSHRUT™ | HEYJACK PUNCH | DOWNWARD 45°, 1MM BITE | 17 | No | Yes |  | No | N. A. | No | N. A. | No | Yes | No | No | M. L.: MFG/MD/2022/63252 |  | 1 | SUSHRUT PRODUCTS\CONVENTIONAL INSTRUMENTS | 0 | VL number changed to ML number | Y | Spinal Instrument |  | No | No | Yes | No | Yes | N. A.
C2510.4502 | C2510.4502 | HEYJACK PUNCH - DOWNWARD 45°, S`RUT, 2MM BITE |  | C2510.4502 | N. A. | N. A. | N. A. | N. A. | N. A. | QPF/C2510 | N. A. | N. A. | N. A. | N. A. | N. A. | PS/C2510.4502 | 00 | 2017-03-21 | N. A. | N. A. | N. A. | C2510 | TF-IN | IU/5 | Class A | FINISHED GOODS | SUSHRUT™ | HEYJACK PUNCH | DOWNWARD 45°, 2MM BITE | 17 | No | Yes |  | No | N. A. | No | N. A. | No | Yes | No | No | M. L.: MFG/MD/2022/63252 |  | 1 | SUSHRUT PRODUCTS\CONVENTIONAL INSTRUMENTS | 0 | VL number changed to ML number | Y | Spinal Instrument |  | No | No | Yes | No | Yes | N. A.
C2510.4503 | C2510.4503 | HEYJACK PUNCH - DOWNWARD 45°, S`RUT, 3MM BITE |  | C2510.4503 | N. A. | N. A. | N. A. | N. A. | N. A. | QPF/C2510 | N. A. | N. A. | N. A. | N. A. | N. A. | PS/C2510.4503 | 00 | 2017-03-21 | N. A. | N. A. | N. A. | C2510 | TF-IN | IU/5 | Class A | FINISHED GOODS | SUSHRUT™ | HEYJACK PUNCH | DOWNWARD 45°, 3MM BITE | 17 | No | Yes |  | No | N. A. | No | N. A. | No | Yes | No | No | M. L.: MFG/MD/2022/63252 |  | 1 | SUSHRUT PRODUCTS\CONVENTIONAL INSTRUMENTS | 0 | VL number changed to ML number | Y | Spinal Instrument |  | No | No | Yes | No | Yes | N. A.
C2510.4504 | C2510.4504 | HEYJACK PUNCH - DOWNWARD 45°, S`RUT, 4MM BITE |  | C2510.4504 | N. A. | N. A. | N. A. | N. A. | N. A. | QPF/C2510 | N. A. | N. A. | N. A. | N. A. | N. A. | PS/C2510.4504 | 00 | 2017-03-21 | N. A. | N. A. | N. A. | C2510 | TF-IN | IU/5 | Class A | FINISHED GOODS | SUSHRUT™ | HEYJACK PUNCH | DOWNWARD 45°, 4MM BITE | 17 | No | Yes |  | No | N. A. | No | N. A. | No | Yes | No | No | M. L.: MFG/MD/2022/63252 |  | 1 | SUSHRUT PRODUCTS\CONVENTIONAL INSTRUMENTS | 0 | VL number changed to ML number | Y | Spinal Instrument |  | No | No | Yes | No | Yes | N. A.
C2513.00 | C2513.00 | JANSEN GOUGE FORCEPS STRAIGHT 71/2" LENGTH, S`RUT |  | C2513.00 | 00 | 2020-01-15 | N. A. | N. A. | N. A. | QPR/C2513.00 QPF/C2513.00 | 00 | 2017-04-20 | N. A. | N. A. | N. A. | PS/C2513.00 | 00 | 2017-03-21 | N. A. | N. A. | N. A. | C2513.00 | TF-IN | IU/5 | Class A | FINISHED GOODS | SUSHRUT™ | JANSEN GOUGE FORCEPS | STRAIGHT 7 1/2" LENGTH | 17 | No | Yes |  | No | N. A. | No | N. A. | No | Yes | No | No | M. L.: MFG/MD/2022/63252 |  | 1 | SUSHRUT PRODUCTS\CONVENTIONAL INSTRUMENTS | 0.16 | VL number changed to ML number | Y | Forceps |  | No | No | Yes | No | Yes | N. A.
C2514.00 | C2514.00 | JANSEN GOUGE FORCEPS CURVED 71/2" LENGTH, S`RUT |  | C2514.00 | 00 | 2020-01-15 | N. A. | N. A. | N. A. | QPR/C2514.00 QPF/C2514.00 | 00 | 2017-04-20 | N. A. | N. A. | N. A. | PS/C2514.00 | 00 | 2017-03-21 | N. A. | N. A. | N. A. | C2514.00 | TF-IN | IU/5 | Class A | FINISHED GOODS | SUSHRUT™ | JANSEN GOUGE FORCEPS | CURVED 7 1/2" LENGTH | 17 | No | Yes |  | No | N. A. | No | N. A. | No | Yes | No | No | M. L.: MFG/MD/2022/63252 |  | 1 | SUSHRUT PRODUCTS\CONVENTIONAL INSTRUMENTS | 0.16 | VL number changed to ML number | Y | Forceps |  | No | No | Yes | No | Yes | N. A.
C2601.06 | C2601.06 | STAINLESS STEEL RULER 6" , S`RUT |  | C2601.06 | N. A. | N. A. | N. A. | N. A. | N. A. | QPR/C2601.06 QPF/C2601.06 | N. A. | N. A. | N. A. | N. A. | N. A. | PS/PUR004 | 00 | 2019-07-14 | 2022-07-14 | N. A. | N. A. | C2601.06 | TF-IN | IU/5 | Class A | FINISHED GOODS | SUSHRUT™ | STAINLESS STEEL RULER | 6" | 17 | No | Yes |  | No | N. A. | No | N. A. | No | Yes | No | No | M. L.: MFG/MD/2022/63252 |  | 1 | SUSHRUT PRODUCTS\CONVENTIONAL INSTRUMENTS | 0.01 | VL number changed to ML number | N | Depth gauge |  | No | No | Yes | No | Yes | N. A.
C2601.12 | C2601.12 | STAINLESS STEEL RULER 12" , S`RUT |  | C2601.12 | N. A. | N. A. | N. A. | N. A. | N. A. | QPR/C2601.12 QPF/C2601.12 | N. A. | N. A. | N. A. | N. A. | N. A. | PS/PUR004 | 00 | 2019-07-14 | 2022-07-14 | N. A. | N. A. | C2601.12 | TF-IN | IU/5 | Class A | FINISHED GOODS | SUSHRUT™ | STAINLESS STEEL RULER | 12" | 17 | No | Yes |  | No | N. A. | No | N. A. | No | Yes | No | No | M. L.: MFG/MD/2022/63252 |  | 1 | SUSHRUT PRODUCTS\CONVENTIONAL INSTRUMENTS | 0.04 | VL number changed to ML number | N | Depth gauge |  | No | No | Yes | No | Yes | N. A.
C2701.00 | C2701.00 | GIGLI SAW WIRES , S`RUT |  | C2701.00 | 00 | 2019-11-18 | N. A. | N. A. | N. A. | QPR/C2701.00 QPF/C2701.00 | 00 | 2019-01-18 | 2022-01-18 | N. A. | N. A. | PS/C2701.00 | 01 | 2019-01-18 | 2022-01-18 | N. A. | N. A. | C2701.00 | TF-IN | IU/5 | Class A | FINISHED GOODS | SUSHRUT™ | GIGLI SAW WIRES |  | 17 | No | Yes |  | No | N. A. | No | N. A. | No | Yes | No | No | M. L.: MFG/MD/2022/63252 |  | 1 | SUSHRUT PRODUCTS\CONVENTIONAL INSTRUMENTS | 0.01 | VL number changed to ML number | N | Bone cutter |  | No | No | Yes | No | Yes | N. A.
C2701.0012 | C2701.0012 | GIGLI SAW WIRES 12" LONG, S`RUT |  | C2701.0012 | #N/A | #N/A | N. A. | N. A. | N. A. | QPR/C2701.0012 QPF/C2701.0012 | #N/A | #N/A | #N/A | #N/A | #N/A | PS/C2701.0012 | #N/A | #N/A | #N/A | #N/A | #N/A | C2701.0012 | TF-IN | IU/5 | Class A | FINISHED GOODS | SUSHRUT™ | GIGLI SAW WIRES | 12" LONG | 17 | No | Yes |  | No | N. A. | No | N. A. | No | Yes | No | No | M. L.: MFG/MD/2022/63252 |  | 1 | SUSHRUT PRODUCTS\CONVENTIONAL INSTRUMENTS | 0 | VL number changed to ML number | Y | Bone cutter |  | No | No | Yes | No | Yes | N. A.
C2701.01 | C2701.01 | GIGLI SAW WIRE, ADLER |  | C2701.01 | 00 | 2019-11-18 | N. A. | N. A. | N. A. | QPR/C2701.01 QPF/C2701.01 | 00 | 2019-01-18 | 2022-01-18 | N. A. | N. A. | PS/C2701.01 | 01 | 2019-01-18 | 2022-01-18 | N. A. | N. A. | C2701.01 | TF-IN | IU/5 | Class A | FINISHED GOODS | ADLER™ | GIGLI SAW WIRE |  | 17 | No | Yes |  | No | N. A. | No | N. A. | No | Yes | No | No | M. L.: MFG/MD/2022/63252 |  | 1 | ADLER PRODUCTS\ADLER GERMAN INSTRUMENTS\OTHER GERMAN INSTRUMENTS | 0.01 | VL number changed to ML number | N | Bone cutter |  | No | No | Yes | No | Yes | N. A.
C2702.00 | C2702.00 | ENGEL'S PLASTER SAW , S`RUT |  | C2702.00 | N. A. | N. A. | N. A. | N. A. | N. A. | QPF/C2702.00 | 00 | 2017-03-19 | N. A. | N. A. | N. A. | PS/C2702.00 | 00 | 2017-03-23 | N. A. | N. A. | N. A. | C2702.00 | TF-IN | IU/5 | Class A | FINISHED GOODS | SUSHRUT™ | ENGEL'S PLASTER SAW |  | 17 | NO | Yes |  | NO | N. A. | NO | N. A. | NO | Yes | NO | NO | M. L.: MFG/MD/2022/63252 |  | 1 | SUSHRUT PRODUCTS\CONVENTIONAL INSTRUMENTS | 0 | VL number changed to ML number | Y | Plaster Instruments/Saw |  | No | No | Yes | NO | Yes | N. A.
C2703.00 | C2703.00 | PLASTER SAW WITH ALUMINIUM HANDLE , S`RUT |  | C2703.00 | 00 | 2019-11-18 | N. A. | N. A. | N. A. | QPR/C2703.00 QPF/C2703.00 | 00 | 2019-01-18 | 2022-01-18 | N. A. | N. A. | PS/C2703.00 | 01 | 2019-01-18 | 2022-01-18 | N. A. | N. A. | C2703.00 | TF-IN | IU/5 | Class A | FINISHED GOODS | SUSHRUT™ | PLASTER SAW | WITH ALUMINIUM HANDLE | 17 | No | Yes |  | No | N. A. | No | N. A. | No | Yes | No | No | M. L.: MFG/MD/2022/63252 |  | 1 | SUSHRUT PRODUCTS\CONVENTIONAL INSTRUMENTS | 0.16 | VL number changed to ML number | Y | Plaster Instruments/Saw |  | No | No | Yes | No | Yes | N. A.
C2703.02 | C2703.02 | POWER SAW AND IM REAMING/DRILLING SYSTEM - ELECTRICALLY OPERATED FOR SAWING/REAMING. |  | C2703.02 | #N/A | #N/A | N. A. | N. A. | N. A. | QPR/C2703.02 | #N/A | #N/A | #N/A | #N/A | #N/A | N. A. | #N/A | #N/A | #N/A | #N/A | #N/A | C2703.02 | TF-IN | IU/5 | Class A | FINISHED GOODS | SUSHRUT™ | POWER SAW AND IM REAMING/DRILLING SYSTEM | ELECTRICALLY OPERATED FOR SAWING/REAMING. | 17 | No | Yes |  | No | N. A. | No | N. A. | No | Yes | No | No | M. L.: MFG/MD/2022/63252 |  | 1 | SUSHRUT PRODUCTS\CONVENTIONAL INSTRUMENTS | 0 | VL number changed to ML number | Y | Plaster Instruments/Saw |  | No | No | Yes | No | Yes | N. A.
C2704.00 | C2704.00 | AMPUTATION SAW , S`RUT |  | C2704.00 | N. A. | N. A. | N. A. | N. A. | N. A. | QPF/C2704.00 | 00 | 2017-04-09 | N. A. | N. A. | N. A. | PS/C2704.00 | 00 | 2017-03-24 | N. A. | N. A. | N. A. | C2704.00 | TF-IN | IU/5 | Class A | FINISHED GOODS | SUSHRUT™ | AMPUTATION SAW |  | 17 | No | Yes |  | No | N. A. | No | N. A. | No | Yes | No | No | M. L.: MFG/MD/2022/63252 |  | 1 | SUSHRUT PRODUCTS\CONVENTIONAL INSTRUMENTS | 0 | VL number changed to ML number | Y | Plaster Instruments/Saw |  | No | No | Yes | No | Yes | N. A.
C2705.00 | C2705.00 | LARY'S KEY HOLE FINGER SAW , S`RUT |  | C2705.00 | #N/A | #N/A | N. A. | N. A. | N. A. | QPR/C2705.00 QPF/C2705.00 | #N/A | #N/A | #N/A | #N/A | #N/A | PS/PUR004 | #N/A | #N/A | #N/A | #N/A | #N/A | C2705.00 | TF-IN | IU/5 | Class A | FINISHED GOODS | SUSHRUT™ | LARY'S KEY HOLE FINGER SAW |  | 17 | No | Yes |  | No | N. A. | No | N. A. | No | Yes | No | No | M. L.: MFG/MD/2022/63252 |  | 1 | SUSHRUT PRODUCTS\CONVENTIONAL INSTRUMENTS | 0.02 | VL number changed to ML number | Y | Plaster Instruments/Saw |  | No | No | Yes | No | Yes | N. A.
C2706.00 | C2706.00 | PLASTER CUTTING SAW - ELECTRIC, S`RUT |  | C2706.00 | 00 | 2019-11-18 | N. A. | N. A. | N. A. | QPR/C2706.00 QPF/C2706.00 | 00 | 2019-01-18 | 2022-01-18 | N. A. | N. A. | PS/C2706.00 | 01 | 2019-01-18 | 2022-01-18 | N. A. | N. A. | C2706.00 | TF-IN | IU/5 | Class A | FINISHED GOODS | SUSHRUT™ | PLASTER CUTTING SAW | ELECTRIC | 17 | No | Yes |  | No | N. A. | No | N. A. | No | Yes | No | No | M. L.: MFG/MD/2022/63252 |  | 1 | SUSHRUT PRODUCTS\CONVENTIONAL INSTRUMENTS | 0 | VL number changed to ML number | Y | Plaster Instruments/Saw |  | No | No | Yes | No | Yes | N. A.
C2802.00 | C2802.00 | PLASTER CUTTING SCISSORS , S`RUT |  | C2802.00 | N. A. | N. A. | N. A. | N. A. | N. A. | QPF/C2802.00 | N. A. | N. A. | N. A. | N. A. | N. A. | PS/C2802.00 | 00 | 2017-03-22 | N. A. | N. A. | N. A. | C2802.00 | TF-IN | IU/5 | Class A | FINISHED GOODS | SUSHRUT™ | PLASTER CUTTING SCISSORS |  | 17 | No | Yes |  | No | N. A. | No | N. A. | No | Yes | No | No | M. L.: MFG/MD/2022/63252 |  | 1 | SUSHRUT PRODUCTS\CONVENTIONAL INSTRUMENTS | N. A. | VL number changed to ML number | Y | Plaster knife |  | No | No | Yes | No | Yes | N. A.
C2803.00 | C2803.00 | LORENZ PLASTER SHEARS , S`RUT |  | C2803.00 | N. A. | N. A. | N. A. | N. A. | N. A. | QPR/C2803.00 QPF/C2803.00 | 00 | 2017-05-09 | N. A. | N. A. | N. A. | PS/C2803.00 | 00 | 2017-03-22 | N. A. | N. A. | N. A. | C2803.00 | TF-IN | IU/5 | Class A | FINISHED GOODS | SUSHRUT™ | LORENZ PLASTER SHEARS |  | 17 | No | Yes |  | No | N. A. | No | N. A. | No | Yes | No | No | M. L.: MFG/MD/2022/63252 |  | 1 | SUSHRUT PRODUCTS\CONVENTIONAL INSTRUMENTS | 0.91 | VL number changed to ML number | N | Plaster Instruments/Saw |  | No | No | Yes | No | Yes | N. A.
C2901.06 | C2901.06 | LANE'S SCREWDRIVER 6MM , S`RUT |  | C2901.06 | N. A. | N. A. | N. A. | N. A. | N. A. | QPR/C2901.06 QPF/C2901.06 | N. A. | N. A. | N. A. | N. A. | N. A. | PS/C2901.06 | N. A. | N. A. | N. A. | N. A. | N. A. | C2901.06 | TF-IN | IU/5 | Class A | FINISHED GOODS | SUSHRUT™ | LANE'S SCREWDRIVER | 6MM | 17 | No | Yes |  | No | N. A. | No | N. A. | No | Yes | No | No | M. L.: MFG/MD/2022/63252 |  | 1 | SUSHRUT PRODUCTS\CONVENTIONAL INSTRUMENTS | 0 | VL number changed to ML number | N | Surgical Screw Driver |  | No | No | Yes | No | Yes | N. A.
C2901.08 | C2901.08 | LANE'S SCREWDRIVER 8MM , S`RUT |  | C2901.08 | N. A. | N. A. | N. A. | N. A. | N. A. | QPR/C2901.08 QPF/C2901.08 | N. A. | N. A. | N. A. | N. A. | N. A. | PS/C2901.08 | N. A. | N. A. | N. A. | N. A. | N. A. | C2901.08 | TF-IN | IU/5 | Class A | FINISHED GOODS | SUSHRUT™ | LANE'S SCREWDRIVER | 8MM | 17 | No | Yes |  | No | N. A. | No | N. A. | No | Yes | No | No | M. L.: MFG/MD/2022/63252 |  | 1 | SUSHRUT PRODUCTS\CONVENTIONAL INSTRUMENTS | 0 | VL number changed to ML number | N | Surgical Screw Driver |  | No | No | Yes | No | Yes | N. A.
C2902.00 | C2902.00 | WILLIAM'S SCREWDRIVER , S`RUT |  | C2902.00 | N. A. | N. A. | N. A. | N. A. | N. A. | QPR/C2902.00 QPF/C2902.00 | 00 | 2013-12-20 | N. A. | N. A. | N. A. | PS/C2902.00 | 00 | 2017-03-24 | N. A. | N. A. | N. A. | C2902.00 | TF-IN | IU/5 | Class A | FINISHED GOODS | SUSHRUT™ | WILLIAM'S SCREWDRIVER |  | 17 | No | Yes |  | No | N. A. | No | N. A. | No | Yes | No | No | M. L.: MFG/MD/2022/63252 |  | 1 | SUSHRUT PRODUCTS\CONVENTIONAL INSTRUMENTS | 0 | VL number changed to ML number | N | Surgical Screw Driver |  | No | No | Yes | No | Yes | N. A.
C2903.00 | C2903.00 | BURN'S SELF HOLDING SCREWDRIVER, S`RUT |  | C2903.00 | N. A. | N. A. | N. A. | N. A. | N. A. | QPF/C2903.00 | 00 | 2013-12-20 | N. A. | N. A. | N. A. | PS/PUR004 | 00 | 2019-07-14 | 2022-07-14 | N. A. | N. A. | C2903.00 | TF-IN | IU/5 | Class A | FINISHED GOODS | SUSHRUT™ | BURN'S SELF HOLDING SCREWDRIVER |  | 17 | No | Yes |  | No | N. A. | No | N. A. | No | Yes | No | No | M. L.: MFG/MD/2022/63252 |  | 1 | SUSHRUT PRODUCTS\CONVENTIONAL INSTRUMENTS | 0.24 | VL number changed to ML number | Y | Surgical Screw Driver |  | No | No | Yes | No | Yes | N. A.
C3502 | C3502.02 | ESMARCH RUBBER TOURNIQUET 2'', S`RUT |  | C3502.02 | N. A. | N. A. | N. A. | N. A. | N. A. | QPR/C3502 QPF/C3502 | 00 | 2017-04-25 | N. A. | N. A. | N. A. | PS/C3502.02 | N. A. | N. A. | N. A. | N. A. | N. A. | C3502.02 | N. A. | N. A. | Class A | FINISHED GOODS | SUSHRUT™ | ESMARCH RUBBER TOURNIQUET | 2'' | 17 | No | Yes |  | No | N. A. | No | N. A. | No | Yes | No | No | M. L.: MFG/MD/2022/63252 |  | 1 | SUSHRUT PRODUCTS\CONVENTIONAL INSTRUMENTS | 0 | VL number changed to ML number | Y | Pneumatic Tourniquet |  | No | No | Yes | No | Yes | N. A.
C3502 | C3502.03 | ESMARCH RUBBER TOURNIQUET 3" , S`RUT |  | C3502.03 | N. A. | N. A. | N. A. | N. A. | N. A. | QPR/C3502 QPF/C3502 | 00 | 2017-04-25 | N. A. | N. A. | N. A. | PS/C3502.03 | N. A. | N. A. | N. A. | N. A. | N. A. | C3502.03 | N. A. | N. A. | Class A | FINISHED GOODS | SUSHRUT™ | ESMARCH RUBBER | TOURNIQUET 3" | 17 | No | Yes |  | No | N. A. | No | N. A. | No | Yes | No | No | M. L.: MFG/MD/2022/63252 |  | 1 | SUSHRUT PRODUCTS\CONVENTIONAL INSTRUMENTS | 0 | VL number changed to ML number | N | Pneumatic Tourniquet |  | No | No | Yes | No | Yes | N. A.
C3502 | C3502.04 | ESMARCH RUBBER TOURNIQUET 4" , S`RUT |  | C3502.04 | N. A. | N. A. | N. A. | N. A. | N. A. | QPR/C3502 QPF/C3502 | 00 | 2017-04-25 | N. A. | N. A. | N. A. | PS/C3502.04 | N. A. | N. A. | N. A. | N. A. | N. A. | C3502.04 | N. A. | N. A. | Class A | FINISHED GOODS | SUSHRUT™ | ESMARCH RUBBER | TOURNIQUET 4" | 17 | No | Yes |  | No | N. A. | No | N. A. | No | Yes | No | No | M. L.: MFG/MD/2022/63252 |  | 1 | SUSHRUT PRODUCTS\CONVENTIONAL INSTRUMENTS | 0 | VL number changed to ML number | N | Pneumatic Tourniquet |  | No | No | Yes | No | Yes | N. A.
C3502 | C3502.06 | ESMARCH RUBBER TOURNIQUET 6" , S`RUT |  | C3502.06 | N. A. | N. A. | N. A. | N. A. | N. A. | QPR/C3502 QPF/C3502 | 00 | 2017-04-25 | N. A. | N. A. | N. A. | PS/C3502.06 | 01 | 2019-01-18 | N. A. | N. A. | N. A. | C3502.06 | N. A. | N. A. | Class A | FINISHED GOODS | SUSHRUT™ | ESMARCH RUBBER | TOURNIQUET 6" | 17 | No | Yes |  | No | N. A. | No | N. A. | No | Yes | No | No | M. L.: MFG/MD/2022/63252 |  | 1 | SUSHRUT PRODUCTS\CONVENTIONAL INSTRUMENTS | 0 | VL number changed to ML number | N | Pneumatic Tourniquet |  | No | No | Yes | No | Yes | N. A.
C3604.00 | C3604.00 | ROD HOLDING FORCEPS , S`RUT |  | C3604.00 | #N/A | #N/A | N. A. | N. A. | N. A. | QPR/C3604.00 QPF/C3604.00 | #N/A | #N/A | #N/A | #N/A | #N/A | PS/PUR004 | #N/A | #N/A | #N/A | #N/A | #N/A | C3604.00 | TF-IN | IU/5 | Class A | FINISHED GOODS | SUSHRUT™ | ROD HOLDING FORCEPS |  | 17 | No | Yes |  | No | N. A. | No | N. A. | No | Yes | No | No | M. L.: MFG/MD/2022/63252 |  | 1 | SUSHRUT PRODUCTS\CONVENTIONAL INSTRUMENTS | 0.11 | VL number changed to ML number | Y | Forceps |  | No | No | Yes | No | Yes | N. A.
1474 | C3606.18 | PIN CUTTER 18" , S`RUT |  | C3606.18 | N. A. | N. A. | N. A. | N. A. | N. A. | QPF/1474 | 00 | 2013-12-20 | N. A. | N. A. | N. A. | PS/PUR004 | 00 | 2019-07-14 | 2022-07-14 | N. A. | N. A. | 440 | TF-IN | IU/5 | Class A | FINISHED GOODS | SUSHRUT™ | PIN CUTTER 18" |  | 17 | No | Yes |  | No | N. A. | No | N. A. | No | Yes | No | No | M. L.: MFG/MD/2022/63252 |  | 1 | SUSHRUT PRODUCTS\CONVENTIONAL INSTRUMENTS | 0 | VL number changed to ML number | N | Rod Cutter/Reducer |  | No | No | Yes | No | Yes | N. A.
C3608.00 | C3608.00 | HOLDING FORCEPS FOR HARRINTON 'C' WASHERS, S`RUT |  | C3608.00 | #N/A | #N/A | N. A. | N. A. | N. A. | QPF/C3608.00 | #N/A | #N/A | #N/A | #N/A | #N/A | PS/C3608.00 | #N/A | #N/A | #N/A | #N/A | #N/A | C3608.00 | TF-IN | IU/5 | Class A | FINISHED GOODS | SUSHRUT™ | HOLDING FORCEPS | FOR HARRINTON 'C' WASHERS | 17 | No | Yes |  | No | N. A. | No | N. A. | No | Yes | No | No | M. L.: MFG/MD/2022/63252 |  | 1 | SUSHRUT PRODUCTS\CONVENTIONAL INSTRUMENTS | 0.16 | VL number changed to ML number | Y | Forceps |  | No | No | Yes | No | Yes | N. A.
C3701 | C3701.01 | BOHLER'S STIRRUP SMALL WITH STEINMAN PIN, S`RUT |  | C3701.00 | 00 | 2015-11-28 | N. A. | N. A. | N. A. | QPF/C3701 | N. A. | N. A. | N. A. | N. A. | N. A. | PS/C3701 | 00 | 2019-07-06 | N. A. | N. A. | N. A. | C3701 | TF-IN | IU/5 | Class A | FINISHED GOODS | SUSHRUT™ | BOHLER'S STIRRUP | SMALL WITH STEINMAN PIN | 17 | No | Yes |  | No | N. A. | No | N. A. | No | Yes | No | No | M. L.: MFG/MD/2022/63252 |  | 1 | SUSHRUT PRODUCTS\CONVENTIONAL INSTRUMENTS | 0.17 | VL number changed to ML number | N | Clamp |  | No | No | Yes | No | Yes | N. A.
C3701 | C3701.01.01 | BOHLER'S STIRRUP SMALL WITH STEINMAN PIN, S`RUT,MAIN BODY |  | C3701.00 | N. A. | N. A. | N. A. | N. A. | N. A. | N. A. | N. A. | N. A. | N. A. | N. A. | N. A. | PS/C3701.01.01 | N. A. | N. A. | N. A. | N. A. | N. A. | C3701 | TF-IN | IU/5 | N. A. | SEMIFINISHED GOODS | N. A. | N. A. | N. A. | N. A. | N. A. | N. A. |  | N. A. | N. A. | N. A. | N. A. | N. A. | N. A. | N. A. | N. A. | N. A. |  | 1 | SUB COMPONENTS | 0 | ADDED NEW CODE NO AS PER EMAIL FROM PRATIK DTD07NOV2018 ON 07NOV2018. | N | INSTRUMENTS |  | No | No | N. A. | N. A. | N. A. | N. A.
C3701 | C3701.02 | BOHLER'S STIRRUP MEDIUM WITH STEINMAN PIN, S`RUT |  | C3701.00 | 00 | 2015-11-28 | N. A. | N. A. | N. A. | QPF/C3701 | N. A. | N. A. | N. A. | N. A. | N. A. | PS/C3701 | 00 | 2019-07-06 | N. A. | N. A. | N. A. | C3701 | TF-IN | IU/5 | Class A | FINISHED GOODS | SUSHRUT™ | BOHLER'S STIRRUP | MEDIUM WITH STEINMAN PIN | 17 | No | Yes |  | No | N. A. | No | N. A. | No | Yes | No | No | M. L.: MFG/MD/2022/63252 |  | 1 | SUSHRUT PRODUCTS\CONVENTIONAL INSTRUMENTS | 0 | VL number changed to ML number | N | Clamp |  | No | No | Yes | No | Yes | N. A.
C3701 | C3701.02.01 | BOHLER'S STIRRUP MEDIUM WITH STEINMAN PIN, S`RUT,MAIN BODY |  | C3701.00 | N. A. | N. A. | N. A. | N. A. | N. A. | N. A. | N. A. | N. A. | N. A. | N. A. | N. A. | PS/C3701.02.01 | 00 | 2019-12-17 | N. A. | N. A. | N. A. | C3701 | TF-IN | IU/5 | N. A. | SEMIFINISHED GOODS | N. A. | N. A. | N. A. | N. A. | N. A. | N. A. |  | N. A. | N. A. | N. A. | N. A. | N. A. | N. A. | N. A. | N. A. | N. A. |  | 1 | SUB COMPONENTS | 0 | ADDED NEW CODE NO AS PER EMAIL FROM PRATIK DTD07NOV2018 ON 07NOV2018. | N | INSTRUMENTS |  | No | No | N. A. | N. A. | N. A. | N. A.
C3701 | C3701.03 | BOHLER'S STIRRUP BIG WITH STEINMAN PIN, S`RUT |  | C3701.00 | 00 | 2015-11-28 | N. A. | N. A. | N. A. | QPF/C3701 | N. A. | N. A. | N. A. | N. A. | N. A. | PS/C3701 | 00 | 2019-07-06 | N. A. | N. A. | N. A. | C3701 | TF-IN | IU/5 | Class A | FINISHED GOODS | SUSHRUT™ | BOHLER'S STIRRUP | BIG WITH STEINMAN PIN | 17 | No | Yes |  | No | N. A. | No | N. A. | No | Yes | No | No | M. L.: MFG/MD/2022/63252 |  | 1 | SUSHRUT PRODUCTS\CONVENTIONAL INSTRUMENTS | 0 | VL number changed to ML number | N | Clamp |  | No | No | Yes | No | Yes | N. A.
C3701 | C3701.03.01 | BOHLER'S STIRRUP BIG WITH STEINMAN PIN, S`RUT, BUSH |  | C3701.00.01 | N. A. | N. A. | N. A. | N. A. | N. A. | N. A. | N. A. | N. A. | N. A. | N. A. | N. A. | PS/C3701.01 | 00 | 2020-09-19 | 2023-09-18 | N. A. | N. A. | C3701 | TF-IN | IU/5 | N. A. | SEMIFINISHED GOODS | N. A. | N. A. | N. A. | N. A. | N. A. | N. A. |  | N. A. | N. A. | N. A. | N. A. | N. A. | N. A. | N. A. | N. A. | N. A. |  | 1 | SUB COMPONENTS | 0 | Initial issue | N | INSTRUMENTS |  | No | No | N. A. | N. A. | N. A. | N. A.
C3701 | C3701.03.02 | BOHLER'S STIRRUP BIG WITH STEINMAN PIN, S`RUT, LOCK SCREW |  | C3701.00.02 | N. A. | N. A. | N. A. | N. A. | N. A. | N. A. | N. A. | N. A. | N. A. | N. A. | N. A. | PS/C3701.02 | 00 | 2019-07-06 | N. A. | N. A. | N. A. | C3701 | TF-IN | IU/5 | N. A. | SEMIFINISHED GOODS | N. A. | N. A. | N. A. | N. A. | N. A. | N. A. |  | N. A. | N. A. | N. A. | N. A. | N. A. | N. A. | N. A. | N. A. | N. A. |  | 1 | SUB COMPONENTS | 0 | Initial issue | N | INSTRUMENTS |  | No | No | N. A. | N. A. | N. A. | N. A.
C3701.03 | C3701.03.03 | BOHLER'S STIRRUP BIG WITH STEINMAN PIN, S`RUT,MAIN BODY |  | C3701.03 | 00 | 2015-11-28 | N. A. | N. A. | N. A. | N. A. | N. A. | N. A. | N. A. | N. A. | N. A. | PS/C3701.03.03 | N. A. | N. A. | N. A. | N. A. | N. A. | C3701.03 | N. A. | N. A. | N. A. | SEMIFINISHED GOODS | N. A. | N. A. | N. A. | N. A. | N. A. | N. A. |  | N. A. | N. A. | N. A. | N. A. | N. A. | N. A. | N. A. | N. A. | N. A. | N. A. | N. A. | SUB COMPONENTS | 0 | Added new codes as per requirement from Production on 24AUG2018 (Pratik) | N | INSTRUMENTS |  | No | No | N. A. | N. A. | N. A. | N. A.
C3702 | C3702.00 | BONE FILE, S`RUT |  | C3702.00 | 00 | 2015-11-28 | N. A. | N. A. | N. A. | QPF/C3702.00 | N. A. | N. A. | N. A. | N. A. | N. A. | PS/PUR005 | 00 | 2022-09-16 | 2022-07-14 | N. A. | N. A. | C3702.00 | TF-IN | IU/5 | Class A | FINISHED GOODS | SUSHRUT™ | BONE FILE |  | 17 | No | Yes |  | No | N. A. | No | N. A. | No | Yes | No | No | M. L.: MFG/MD/2022/63252 |  | 1 | SUSHRUT PRODUCTS\CONVENTIONAL INSTRUMENTS | 0.2 | VL number changed to ML number | N | Instrument system for bipolar hip system |  | No | No | Yes | No | Yes | N. A.
C3703.00 | C3703.00 | DOUBLE ENDED RASP PUTTI TYPE , S`RUT |  | C3703.00 | N. A. | N. A. | N. A. | N. A. | N. A. | QPF/C3703.00 | 00 | 2017-05-11 | N. A. | N. A. | N. A. | PS/C3703.00 | 00 | 2017-03-24 | N. A. | N. A. | N. A. | C3703.00 | TF-IN | IU/5 | Class A | FINISHED GOODS | SUSHRUT™ | DOUBLE ENDED RASP | PUTTI TYPE | 17 | No | Yes |  | No | N. A. | No | N. A. | No | Yes | No | No | M. L.: MFG/MD/2022/63252 |  | 0 | SUSHRUT PRODUCTS\CONVENTIONAL INSTRUMENTS | 0 | VL number changed to ML number | Y | Instrument system for bipolar hip system |  | No | No | Yes | No | Yes | N. A.
C3704.00 | C3704.00 | CRUTCHFIELD TONGS (LARGE) , S`RUT |  | C3704.00 | 00 | 2015-11-28 | N. A. | N. A. | N. A. | QPR/C3704.00 QPF/C3704.00 | N. A. | N. A. | N. A. | N. A. | N. A. | PS/PUR004 | 00 | 2019-07-14 | 2022-07-14 | N. A. | N. A. | C3704.00 | TF-IN | IU/5 | Class A | FINISHED GOODS | SUSHRUT™ | CRUTCHFIELD TONGS | LARGE | 17 | No | Yes |  | No | N. A. | No | N. A. | No | Yes | No | No | M. L.: MFG/MD/2022/63252 |  | 1 | SUSHRUT PRODUCTS\CONVENTIONAL INSTRUMENTS | 0 | VL number changed to ML number | Y | Forceps |  | No | No | Yes | No | Yes | N. A.
C3704.01 | C3704.01 | CRUTCHFIELD TONGS (SMALL) , S`RUT |  | C3704.01 | #N/A | #N/A | N. A. | N. A. | N. A. | QPR/C3704.01 QPF/C3704.01 | #N/A | #N/A | #N/A | #N/A | #N/A | PS/C3704.01 | #N/A | #N/A | #N/A | #N/A | #N/A | C3704.01 | TF-IN | IU/5 | Class A | FINISHED GOODS | SUSHRUT™ | CRUTCHFIELD TONGS | SMALL | 17 | No | Yes |  | No | N. A. | No | N. A. | No | Yes | No | No | M. L.: MFG/MD/2022/63252 |  | 1 | SUSHRUT PRODUCTS\CONVENTIONAL INSTRUMENTS | 0 | VL number changed to ML number | Y | Forceps |  | No | No | Yes | No | Yes | N. A.
C3704.02 | C3704.02 | CRUTCHFIELD TONGS (MEDIUM), S`RUT |  | C3704.02 | 00 | 2015-11-28 | N. A. | N. A. | N. A. | QPR/C3704.02 QPF/C3704.02 | N. A. | N. A. | N. A. | N. A. | N. A. | PS/C3704.02 | 00 | 2019-07-06 | N. A. | N. A. | N. A. | C3704.02 | TF-IN | IU/5 | Class A | FINISHED GOODS | SUSHRUT™ | CRUTCHFIELD TONGS | MEDIUM | 17 | No | Yes |  | No | N. A. | No | N. A. | No | Yes | No | No | M. L.: MFG/MD/2022/63252 |  | 1 | SUSHRUT PRODUCTS\CONVENTIONAL INSTRUMENTS | 0.34 | VL number changed to ML number | N | Forceps |  | No | No | Yes | No | Yes | N. A.
C3707.00 | C3707.00 | HOLLOW MILL , S`RUT |  | C3707.00 | #N/A | #N/A | N. A. | N. A. | N. A. | QPF/C3707.00 | #N/A | #N/A | #N/A | #N/A | #N/A | PS/C3707.00 | #N/A | #N/A | #N/A | #N/A | #N/A | C3707.00 | TF-IN | IU/5 | Class A | FINISHED GOODS | SUSHRUT™ | HOLLOW MILL |  | 17 | No | Yes |  | No | N. A. | No | N. A. | No | Yes | No | No | M. L.: MFG/MD/2022/63252 |  | 1 | SUSHRUT PRODUCTS\CONVENTIONAL INSTRUMENTS | 0.03 | VL number changed to ML number | Y | Instrument set for Bone Screws & Plates |  | No | No | Yes | No | Yes | N. A.
C3707 | C3707.35 | HOLLOW MILL, DIA. 3.5MM, S`RUT |  | C3707.00 | 00 | 2015-11-28 | N. A. | N. A. | N. A. | QPR/C3707 QPF/C3707 | N. A. | N. A. | N. A. | N. A. | N. A. | PS/C3707 | 00 | 2019-07-06 | N. A. | N. A. | N. A. | C3707 | TF-IN | IU/5 | Class A | FINISHED GOODS | SUSHRUT™ | HOLLOW MILL | DIA. 3.5MM | 17 | No | Yes |  | No | N. A. | No | N. A. | No | Yes | No | No | M. L.: MFG/MD/2022/63252 |  | 1 | SUSHRUT PRODUCTS\CONVENTIONAL INSTRUMENTS | 0.03 | VL number changed to ML number | N | Instrument set for Bone Screws & Plates |  | No | No | Yes | No | Yes | N. A.
C3707 | C3707.35.01 | HOLLOW MILL, DIA. 3.5MM, S`RUT,MAIN BODY |  | C3707.00 | N. A. | N. A. | N. A. | N. A. | N. A. | N. A. | N. A. | N. A. | N. A. | N. A. | N. A. | PS/C3707.35.01 | N. A. | N. A. | N. A. | N. A. | N. A. | C3707 | N. A. | N. A. | N. A. | SEMIFINISHED GOODS | SUSHRUT™ | N. A. | N. A. | N. A. | N. A. | N. A. |  | N. A. | N. A. | N. A. | N. A. | N. A. | N. A. | N. A. | N. A. | N. A. | N. A. | 0 | SUB COMPONENTS | 0 | ADDED NEW CODE NO AS PER EMAIL FROM PRATIK DTD 05DEC2018 ON 20DEC2018 | N | INSTRUMENTS |  | No | No | N. A. | N. A. | N. A. | N. A.
C3707 | C3707.35.02 | HOLLOW MILL, DIA. 3.5MM, S`RUT,HANDLE |  | C3707.00 | N. A. | N. A. | N. A. | N. A. | N. A. | N. A. | N. A. | N. A. | N. A. | N. A. | N. A. | PS/C3707.35.02 | N. A. | N. A. | N. A. | N. A. | N. A. | C3707 | N. A. | N. A. | N. A. | SEMIFINISHED GOODS | SUSHRUT™ | N. A. | N. A. | N. A. | N. A. | N. A. |  | N. A. | N. A. | N. A. | N. A. | N. A. | N. A. | N. A. | N. A. | N. A. | N. A. | 0 | SUB COMPONENTS | 0 | ADDED NEW CODE NO AS PER EMAIL FROM PRATIK DTD 05DEC2018 ON 20DEC2018 | N | INSTRUMENTS |  | No | No | N. A. | N. A. | N. A. | N. A.
C3707 | C3707.45 | HOLLOW MILL, DIA. 4.5MM, S`RUT |  | C3707.00 | 00 | 2015-11-28 | N. A. | N. A. | N. A. | QPR/C3707 QPF/C3707 | N. A. | N. A. | N. A. | N. A. | N. A. | PS/C3707 | 00 | 2019-07-06 | N. A. | N. A. | N. A. | C3707 | TF-IN | IU/5 | Class A | FINISHED GOODS | SUSHRUT™ | HOLLOW MILL | DIA. 4.5MM | 17 | No | Yes |  | No | N. A. | No | N. A. | No | Yes | No | No | M. L.: MFG/MD/2022/63252 |  | 1 | SUSHRUT PRODUCTS\CONVENTIONAL INSTRUMENTS | 0.03 | VL number changed to ML number | N | Instrument set for Bone Screws & Plates |  | No | No | Yes | No | Yes | N. A.
C3707 | C3707.45.01 | HOLLOW MILL, DIA. 4.5MM, S`RUT,MAIN BODY |  | C3707.00 | N. A. | N. A. | N. A. | N. A. | N. A. | N. A. | N. A. | N. A. | N. A. | N. A. | N. A. | PS/C3707.45.01 | N. A. | N. A. | N. A. | N. A. | N. A. | C3707 | N. A. | N. A. | N. A. | SEMIFINISHED GOODS | SUSHRUT™ | N. A. | N. A. | N. A. | N. A. | N. A. |  | N. A. | N. A. | N. A. | N. A. | N. A. | N. A. | N. A. | N. A. | N. A. | N. A. | 0 | SUB COMPONENTS | 0 | ADDED NEW CODE NO AS PER EMAIL FROM PRATIK DTD 05DEC2018 ON 20DEC2018 | N | INSTRUMENTS |  | No | No | N. A. | N. A. | N. A. | N. A.
C3707 | C3707.65 | HOLLOW MILL, DIA. 6.5MM, S`RUT |  | C3707.00 | 00 | 2015-11-28 | N. A. | N. A. | N. A. | QPR/C3707 QPF/C3707 | N. A. | N. A. | N. A. | N. A. | N. A. | PS/C3707 | 00 | 2019-07-06 | N. A. | N. A. | N. A. | C3707 | TF-IN | IU/5 | Class A | FINISHED GOODS | SUSHRUT™ | HOLLOW MILL | DIA. 6.5MM | 17 | No | Yes |  | No | N. A. | No | N. A. | No | Yes | No | No | M. L.: MFG/MD/2022/63252 |  | 1 | SUSHRUT PRODUCTS\CONVENTIONAL INSTRUMENTS | 0.03 | VL number changed to ML number | N | Instrument set for Bone Screws & Plates |  | No | No | Yes | No | Yes | N. A.
C3707 | C3707.65.01 | HOLLOW MILL, DIA. 6.5MM, S`RUT,MAIN BODY |  | C3707.00 | N. A. | N. A. | N. A. | N. A. | N. A. | N. A. | N. A. | N. A. | N. A. | N. A. | N. A. | PS/C3707.65.01 | N. A. | N. A. | N. A. | N. A. | N. A. | C3707 | N. A. | N. A. | N. A. | SEMIFINISHED GOODS | SUSHRUT™ | N. A. | N. A. | N. A. | N. A. | N. A. |  | N. A. | N. A. | N. A. | N. A. | N. A. | N. A. | N. A. | N. A. | N. A. | N. A. | 0 | SUB COMPONENTS | 0 | ADDED NEW CODE NO AS PER EMAIL FROM PRATIK DTD 05DEC2018 ON 20DEC2018 | N | INSTRUMENTS |  | No | No | N. A. | N. A. | N. A. | N. A.
C3707 | C3707.65.02 | HOLLOW MILL, DIA. 6.5MM, S`RUT,HANDLE |  | C3707.00 | N. A. | N. A. | N. A. | N. A. | N. A. | N. A. | N. A. | N. A. | N. A. | N. A. | N. A. | PS/C3707.65.02 | N. A. | N. A. | N. A. | N. A. | N. A. | C3707 | N. A. | N. A. | N. A. | SEMIFINISHED GOODS | SUSHRUT™ | N. A. | N. A. | N. A. | N. A. | N. A. |  | N. A. | N. A. | N. A. | N. A. | N. A. | N. A. | N. A. | N. A. | N. A. | N. A. | 0 | SUB COMPONENTS | 0 | ADDED NEW CODE NO AS PER EMAIL FROM PRATIK DTD 02FEB2019 ON 05FEB2019 | N | INSTRUMENTS |  | No | No | N. A. | N. A. | N. A. | N. A.
C3708.00 | C3708.00 | MURPHY SKID , S`RUT |  | C3708.00 | 00 | 2015-11-28 | N. A. | N. A. | N. A. | QPR/C3708.00 QPF/C3708.00 | N. A. | N. A. | N. A. | N. A. | N. A. | PS/PUR005 | 00 | 2022-09-16 | 2022-07-14 | N. A. | N. A. | C3708.00 | TF-IN | IU/5 | Class A | FINISHED GOODS | SUSHRUT™ | MURPHY SKID |  | 17 | No | Yes |  | No | N. A. | No | N. A. | No | Yes | No | No | M. L.: MFG/MD/2022/63252 |  | 1 | SUSHRUT PRODUCTS\CONVENTIONAL INSTRUMENTS | 0.3 | VL number changed to ML number | N | Instrument set for Bone Screws & Plates |  | No | No | Yes | No | Yes | N. A.
C3709.01 | C3709.01 | RASP FOR INTRAMEDULLARY CANAL FOR AM PROSTHESIS - NEW PATTERN, S`RUT |  | C3709.01 | 00 | 2015-11-28 | N. A. | N. A. | N. A. | QPF/C3709.01 | N. A. | N. A. | N. A. | N. A. | N. A. | PS/C3709.01 | 00 | 2019-07-06 | N. A. | N. A. | N. A. | C3709.01 | TF-IN | IU/5 | Class A | FINISHED GOODS | SUSHRUT™ | RASP FOR INTRAMED CANAL | FOR AM PROSTHESIS - NEW PATTERN | 17 | No | Yes |  | No | N. A. | No | N. A. | No | Yes | No | No | M. L.: MFG/MD/2022/63252 |  | 1 | SUSHRUT PRODUCTS\CONVENTIONAL INSTRUMENTS | 1.1203 | VL number changed to ML number | N | Instrument system for bipolar hip system |  | No | No | Yes | No | Yes | N. A.
C3709.01 | C3709.01.01 | RASP FOR INTRAMEDULLARY CANAL FOR AM PROSTHESIS - NEW PATTERN, S`RUT,IMPACTION DISK |  | C3709.01 | 00 | 2013-10-19 | N. A. | N. A. | N. A. | N. A. | N. A. | N. A. | N. A. | N. A. | N. A. | PS/C3709.01.01 | 00 | 2019-07-16 | N. A. | N. A. | N. A. | C3709.01 | N. A. | N. A. | N. A. | SEMIFINISHED GOODS | N. A. | N. A. | N. A. | N. A. | N. A. | N. A. |  | N. A. | N. A. | N. A. | N. A. | N. A. | N. A. | N. A. | N. A. | N. A. | N. A. | N. A. | SUB COMPONENTS | 0 | Added new codes as per requirement from Production on 24AUG2018 (Pratik) | N | INSTRUMENTS |  | No | No | N. A. | N. A. | N. A. | N. A.
C3709.01 | C3709.01.02 | RASP FOR INTRAMEDULLARY CANAL FOR AM PROSTHESIS - NEW PATTERN, S`RUT,HANDLE |  | C3709.01 | 00 | 2013-10-19 | N. A. | N. A. | N. A. | N. A. | N. A. | N. A. | N. A. | N. A. | N. A. | PS/C3709.01.02 | 00 | 2019-07-19 | N. A. | N. A. | N. A. | C3709.01 | N. A. | N. A. | N. A. | SEMIFINISHED GOODS | N. A. | N. A. | N. A. | N. A. | N. A. | N. A. |  | N. A. | N. A. | N. A. | N. A. | N. A. | N. A. | N. A. | N. A. | N. A. | N. A. | N. A. | SUB COMPONENTS | 0 | Added new codes as per requirement from Production on 24AUG2018 (Pratik) | N | INSTRUMENTS |  | No | No | N. A. | N. A. | N. A. | N. A.
C3709.01 | C3709.01.03 | RASP FOR INTRAMEDULLARY CANAL FOR AM PROSTHESIS - NEW PATTERN, S`RUT, AM STEM |  | C3709.01 | 00 | 2013-10-19 | N. A. | N. A. | N. A. | N. A. | N. A. | N. A. | N. A. | N. A. | N. A. | PS/C3709.01.03 | 00 | 2019-07-05 | N. A. | N. A. | N. A. | C3709.01 | N. A. | N. A. | N. A. | SEMIFINISHED GOODS | N. A. | N. A. | N. A. | N. A. | N. A. | N. A. |  | N. A. | N. A. | N. A. | N. A. | N. A. | N. A. | N. A. | N. A. | N. A. | N. A. | N. A. | SUB COMPONENTS | 0 | Added new codes as per requirement from Production on 24AUG2018 (Pratik) | N | INSTRUMENTS |  | No | No | N. A. | N. A. | N. A. | N. A.
C3710.01 | C3710.01 | RASP FOR INTRAMEDULLARY CANAL FOR THOMSON PROSTHESIS - NEW PATTERN, S`RUT |  | C3710.01 | 00 | 2015-11-28 | N. A. | N. A. | N. A. | QPF/C3710.01 | N. A. | N. A. | N. A. | N. A. | N. A. | PS/C3710.01 | 00 | 2019-07-06 | N. A. | N. A. | N. A. | C3710.01 | TF-IN | IU/5 | Class A | FINISHED GOODS | SUSHRUT™ | RASP FOR INTRAMEDULLARY CANAL | FOR THOMSON PROSTHESIS - NEW PATTERN | 17 | No | Yes |  | No | N. A. | No | N. A. | No | Yes | No | No | M. L.: MFG/MD/2022/63252 |  | 1 | SUSHRUT PRODUCTS\CONVENTIONAL INSTRUMENTS | 0 | VL number changed to ML number | N | Instrument system for bipolar hip system |  | No | No | Yes | No | Yes | N. A.
C3710.01 | C3710.01.01 | RASP FOR INTRAMEDULLARY CANAL FOR THOMSON PROSTHESIS - NEW PATTERN, S`RUT,END CAP |  | C3710.01 | N. A. | N. A. | N. A. | N. A. | N. A. | N.A. | N. A. | N. A. | N. A. | N. A. | N. A. | PS/C3710.01.01 | N. A. | N. A. | N. A. | N. A. | N. A. | C3710.01 | N. A. | N. A. | N. A. | SEMIFINISHED GOODS | N. A. | N. A. | N. A. | N. A. | N. A. | N. A. |  | N. A. | N. A. | N. A. | N. A. | N. A. | N. A. | N. A. | N. A. | N. A. | N. A. | 0 | SUB COMPONENTS | 0 | ADDED NEW CODE NO AS PER EMAIL FROM PRATIK DTD 30DEC2018 ON 08JAN2019 | N | SUB COMPONENTS |  | No | No | N. A. | N. A. | N. A. | N. A.
C3710.01 | C3710.01.02 | RASP FOR INTRAMEDULLARY CANAL FOR THOMSON PROSTHESIS - NEW PATTERN, S`RUT,BODY |  | C3710.01 | N. A. | N. A. | N. A. | N. A. | N. A. | N.A. | N. A. | N. A. | N. A. | N. A. | N. A. | PS/C3710.01.02 | N. A. | N. A. | N. A. | N. A. | N. A. | C3710.01 | N. A. | N. A. | N. A. | SEMIFINISHED GOODS | N. A. | N. A. | N. A. | N. A. | N. A. | N. A. |  | N. A. | N. A. | N. A. | N. A. | N. A. | N. A. | N. A. | N. A. | N. A. | N. A. | 0 | SUB COMPONENTS | 0 | ADDED NEW CODE NO AS PER EMAIL FROM PRATIK DTD 30DEC2018 ON 08JAN2019 | N | SUB COMPONENTS |  | No | No | N. A. | N. A. | N. A. | N. A.
C3710.01 | C3710.01.03 | RASP FOR INTRAMEDULLARY CANAL FOR THOMSON PROSTHESIS - NEW PATTERN, S`RUT,CASTING |  | C3710.01 | N. A. | N. A. | N. A. | N. A. | N. A. | N.A. | N. A. | N. A. | N. A. | N. A. | N. A. | PS/C3710.01.03 | N. A. | N. A. | N. A. | N. A. | N. A. | C3710.01 | N. A. | N. A. | N. A. | SEMIFINISHED GOODS | N. A. | N. A. | N. A. | N. A. | N. A. | N. A. |  | N. A. | N. A. | N. A. | N. A. | N. A. | N. A. | N. A. | N. A. | N. A. | N. A. | 0 | SUB COMPONENTS | 0 | ADDED NEW CODE NO AS PER EMAIL FROM PRATIK DTD 30DEC2018 ON 08JAN2019 | N | SUB COMPONENTS |  | No | No | N. A. | N. A. | N. A. | N. A.
C3710.02 | C3710.02 | RASP FOR INTRAMEDULLARY CANAL FOR AUSTIN MOOR PROSTHESIS - STANDARD STEM, S`RUT |  | C3710.02 | #N/A | #N/A | N. A. | N. A. | N. A. | QPF/C3710.02 | #N/A | #N/A | #N/A | #N/A | #N/A | PS/C3710.02 | #N/A | #N/A | #N/A | #N/A | #N/A | C3710.02 | TF-IN | IU/5 | Class A | FINISHED GOODS | SUSHRUT™ | RASP FOR INTRAMEDULLARY CANAL | FOR AUSTIN MOOR PROSTHESIS - STANDARD STEM | 17 | No | Yes |  | No | N. A. | No | N. A. | No | Yes | No | No | M. L.: MFG/MD/2022/63252 |  | 1 | SUSHRUT PRODUCTS\CONVENTIONAL INSTRUMENTS | 0.83333 | VL number changed to ML number | Y | Instrument system for bipolar hip system |  | No | No | Yes | No | Yes | N. A.
C3710.02 | C3710.02.01 | RASP FOR INTRAMEDULLARY CANAL FOR AUSTIN MOOR PROSTHESIS - STANDARD STEM, S`RUT,END CAP |  | C3710.02 | 00 | 2016-06-25 | N. A. | N. A. | N. A. | N.A. | N. A. | N. A. | N. A. | N. A. | N. A. | PS/C3710.02.01 | N. A. | N. A. | N. A. | N. A. | N. A. | C3710.02 | N. A. | N. A. | N. A. | SEMIFINISHED GOODS | N. A. | N. A. | N. A. | N. A. | N. A. | N. A. |  | N. A. | N. A. | N. A. | N. A. | N. A. | N. A. | N. A. | N. A. | N. A. | N. A. | 0 | SUB COMPONENTS | 0 | ADDED NEW CODE NO AS PER EMAIL FROM PRATIK DTD 02FEB2019 ON 12FEB2019 | N | SUB COMPONENTS |  | No | No | N. A. | N. A. | N. A. | N. A.
C3710.02 | C3710.02.02 | RASP FOR INTRAMEDULLARY CANAL FOR AUSTIN MOOR PROSTHESIS - STANDARD STEM, S`RUT,BODY |  | C3710.02 | 00 | 2016-06-25 | N. A. | N. A. | N. A. | N.A. | N. A. | N. A. | N. A. | N. A. | N. A. | PS/C3710.02.02 | N. A. | N. A. | N. A. | N. A. | N. A. | C3710.02 | N. A. | N. A. | N. A. | SEMIFINISHED GOODS | N. A. | N. A. | N. A. | N. A. | N. A. | N. A. |  | N. A. | N. A. | N. A. | N. A. | N. A. | N. A. | N. A. | N. A. | N. A. | N. A. | 0 | SUB COMPONENTS | 0 | ADDED NEW CODE NO AS PER EMAIL FROM PRATIK DTD 02FEB2019 ON 12FEB2019 | N | SUB COMPONENTS |  | No | No | N. A. | N. A. | N. A. | N. A.
C3710.02 | C3710.02.03 | RASP FOR INTRAMEDULLARY CANAL FOR AUSTIN MOOR PROSTHESIS - STANDARD STEM, S`RUT,CASTING |  | C3710.02 | 00 | 2016-06-25 | N. A. | N. A. | N. A. | N.A. | N. A. | N. A. | N. A. | N. A. | N. A. | PS/C3710.02.03 | N. A. | N. A. | N. A. | N. A. | N. A. | C3710.02 | N. A. | N. A. | N. A. | SEMIFINISHED GOODS | N. A. | N. A. | N. A. | N. A. | N. A. | N. A. |  | N. A. | N. A. | N. A. | N. A. | N. A. | N. A. | N. A. | N. A. | N. A. | N. A. | 0 | SUB COMPONENTS | 0 | ADDED NEW CODE NO AS PER EMAIL FROM PRATIK DTD 02FEB2019 ON 12FEB2019 | N | SUB COMPONENTS |  | No | No | N. A. | N. A. | N. A. | N. A.
C3712.00 | C3712.00 | GIGLI SAW HANDLE PAIR , S`RUT |  | C3712.00 | N. A. | N. A. | N. A. | N. A. | N. A. | QPF/C3712.00 | N. A. | N. A. | N. A. | N. A. | N. A. | PS/C3712.00 | 00 | 2019-01-18 | N. A. | N. A. | N. A. | C3712.00 | TF-IN | IU/5 | Class A | FINISHED GOODS | SUSHRUT™ | INSTRUMENT | GIGLI SAW HANDLE PAIR | 17 | No | Yes |  | No | N. A. | No | N. A. | No | Yes | No | No | M. L.: MFG/MD/2022/63252 |  | 1 | SUSHRUT PRODUCTS\CONVENTIONAL INSTRUMENTS | 0 | VL number changed to ML number | N | Bone cutter |  | No | No | Yes | No | Yes | N. A.
C3712.00 | C3712.00.01 | GIGLI SAW HANDLE PAIR , S`RUT,HANDLE |  | C3712.00 | N. A. | N. A. | N. A. | N. A. | N. A. | N. A. | N. A. | N. A. | N. A. | N. A. | N. A. | PS/C3712.00.01 | N. A. | N. A. | N. A. | N. A. | N. A. | C3712.00.01 | TF-IN | IU/5 | N. A. | SEMIFINISHED GOODS | SUSHRUT™ | N. A. | N. A. | N. A. | N. A. | N. A. |  | N. A. | N. A. | N. A. | N. A. | N. A. | N. A. | N. A. | N. A. | N. A. | N. A. | 0 | SUB COMPONENTS | 0 | ADDED NEW CODE NO AS PER EMAIL FROM PRATIK DTD 05DEC2018 ON 20DEC2018 | N | SUB COMPONENTS |  | No | No | N. A. | N. A. | N. A. | N. A.
C3712.00 | C3712.00.02 | GIGLI SAW HANDLE PAIR , S`RUT,BODY |  | C3712.00 | N. A. | N. A. | N. A. | N. A. | N. A. | N. A. | N. A. | N. A. | N. A. | N. A. | N. A. | PS/C3712.00.02 | N. A. | N. A. | N. A. | N. A. | N. A. | C3712.00.02 | TF-IN | IU/5 | N. A. | SEMIFINISHED GOODS | SUSHRUT™ | N. A. | N. A. | N. A. | N. A. | N. A. |  | N. A. | N. A. | N. A. | N. A. | N. A. | N. A. | N. A. | N. A. | N. A. | N. A. | 0 | SUB COMPONENTS | 0 | ADDED NEW CODE NO AS PER EMAIL FROM PRATIK DTD 05DEC2018 ON 20DEC2018 | N | SUB COMPONENTS |  | No | No | N. A. | N. A. | N. A. | N. A.
C3715.21 | C3715.21 | BRAND'S PLANTARIS TENDON STRIPPER 21", S`RUT |  | C3715.21 | #N/A | #N/A | N. A. | N. A. | N. A. | QPF/C3715.21 | #N/A | #N/A | #N/A | #N/A | #N/A | PS/PUR004 | #N/A | #N/A | #N/A | #N/A | #N/A | C3715.21 | TF-IN | IU/5 | Class A | FINISHED GOODS | SUSHRUT™ | BRAND'S PLANTARIS TENDON STRIPPER 21" |  | 17 | No | Yes |  | No | N. A. | No | N. A. | No | Yes | No | No | M. L.: MFG/MD/2022/63252 |  | 1 | SUSHRUT PRODUCTS\CONVENTIONAL INSTRUMENTS | 0.16 | VL number changed to ML number | Y | Bone Curette |  | No | No | Yes | No | Yes | N. A.
C3717.00 | C3717.00 | AO TYPE WIRE TIGHTENER , S`RUT |  | C3717.00 | 00 | 2017-10-15 | N. A. | N. A. | N. A. | QPF/C3717.00 | 00 | 2021-03-28 | N. A. | N. A. | N. A. | PS/C3717.00 | 00 | 2020-09-20 | 2020-09-19 | N. A. | N. A. | C3717.00 | TF-IN | IU/5 | Class A | FINISHED GOODS | SUSHRUT™ | AO TYPE WIRE TIGHTENER | AO TYPE WIRE TIGHTENER | 17 | No | Yes |  | No | N. A. | No | N. A. | No | Yes | No | No | M. L.: MFG/MD/2022/63252 |  | 1 | SUSHRUT PRODUCTS\CONVENTIONAL INSTRUMENTS | 0 | VL number changed to ML number | N | Wire tensioner |  | No | No | Yes | No | Yes | N. A.
C3717.00 | C3717.00.01 | AO TYPE WIRE TIGHTENER , S`RUT, SLEEVE ASSEMBLY |  | C3717.00.01 | 00 | 2017-10-15 | N. A. | N. A. | N. A. | N. A. | N. A. | N. A. | N. A. | N. A. | N. A. | PS/C3717.00.01 | 00 | 2020-09-20 | 2023-09-19 | N. A. | N. A. | C3717.00 | TF-IN | IU/5 | N. A. | SEMIFINISHED GOODS | N. A. | N. A. | N. A. | N. A. | N. A. | N. A. |  | N. A. | N. A. | N. A. | N. A. | N. A. | N. A. | N. A. | N. A. | N. A. | N. A. | 1 | SUB COMPONENTS | 0 | Initial issue | N | INSTRUMENTS |  | No | No | N. A. | N. A. | N. A. | N. A.
C3717.00 | C3717.00.01.01 | AO TYPE WIRE TIGHTENER , S`RUT, SLEEVE ASSEMBLY, SLEEVE |  | C3717.00.01.01 | 00 | 2017-10-15 | N. A. | N. A. | N. A. | N. A. | N. A. | N. A. | N. A. | N. A. | N. A. | PS/C3717.00.01.01 | 00 | 2019-01-18 | N. A. | N. A. | N. A. | C3717.00 | TF-IN | IU/5 | N. A. | SEMIFINISHED GOODS | N. A. | N. A. | N. A. | N. A. | N. A. | N. A. |  | N. A. | N. A. | N. A. | N. A. | N. A. | N. A. | N. A. | N. A. | N. A. | N. A. | 1 | SUB COMPONENTS | 0 | Initial issue | N | INSTRUMENTS |  | No | No | N. A. | N. A. | N. A. | N. A.
C3717.00 | C3717.00.01.02 | AO TYPE WIRE TIGHTENER , S`RUT, SLEEVE ASSEMBLY, ROD |  | C3717.00.01.02 | 00 | 2017-10-15 | N. A. | N. A. | N. A. | N. A. | N. A. | N. A. | N. A. | N. A. | N. A. | PS/C3717.00.01.02 | 00 | 2019-01-18 | N. A. | N. A. | N. A. | C3717.00 | TF-IN | IU/5 | N. A. | SEMIFINISHED GOODS | N. A. | N. A. | N. A. | N. A. | N. A. | N. A. |  | N. A. | N. A. | N. A. | N. A. | N. A. | N. A. | N. A. | N. A. | N. A. | N. A. | 1 | SUB COMPONENTS | 0 | Initial issue | N | INSTRUMENTS |  | No | No | N. A. | N. A. | N. A. | N. A.
C3717.00 | C3717.00.01.03 | AO TYPE WIRE TIGHTENER , S`RUT, SLEEVE ASSEMBLY, HANDLE |  | C3717.00.01.03 | 00 | 2017-10-15 | N. A. | N. A. | N. A. | N. A. | N. A. | N. A. | N. A. | N. A. | N. A. | PS/C3717.00.01.03 | 00 | 2019-01-18 | N. A. | N. A. | N. A. | C3717.00 | TF-IN | IU/5 | N. A. | SEMIFINISHED GOODS | N. A. | N. A. | N. A. | N. A. | N. A. | N. A. |  | N. A. | N. A. | N. A. | N. A. | N. A. | N. A. | N. A. | N. A. | N. A. | N. A. | 1 | SUB COMPONENTS | 0 | Initial issue | N | INSTRUMENTS |  | No | No | N. A. | N. A. | N. A. | N. A.
C3717.00 | C3717.00.01.04 | AO TYPE WIRE TIGHTNER, S'RUT, SLEEVE ASSEMBLY DOWEL PIN DIA,2.5MM |  | C3717.00.01.04 | N. A. | N. A. | N. A. | N. A. | N. A. | N.A. | N. A. | N. A. | N. A. | N. A. | N. A. | PS/C3717.00.01.04 | N. A. | N. A. | N. A. | N. A. | N. A. | C3717.00 | TF-IN | IU/5 | N. A. | SEMIFINISHED GOODS | N. A. | N. A. | N. A. | N. A. | N. A. | N. A. |  | N. A. | N. A. | N. A. | N. A. | N. A. | N. A. | N. A. | N. A. | N. A. | N. A. | 1 | SUB COMPONENTS | 0 | ADDED NEW CODE NO AS PER EMAIL FROM PRATIK DTD 24AUG2019 ON 23NOV2019 | N | INSTRUMENTS |  | No | No | N. A. | N. A. | N. A. | N. A.
C3717.00 | C3717.00.02 | AO TYPE WIRE TIGHTENER , S`RUT, KEY |  | C3717.00.02 | 00 | 2017-10-15 | N. A. | N. A. | N. A. | N. A. | N. A. | N. A. | N. A. | N. A. | N. A. | PS/C3717.00.02 | 00 | 2019-01-18 | N. A. | N. A. | N. A. | C3717.00 | TF-IN | IU/5 | N. A. | SEMIFINISHED GOODS | N. A. | N. A. | N. A. | N. A. | N. A. | N. A. |  | N. A. | N. A. | N. A. | N. A. | N. A. | N. A. | N. A. | N. A. | N. A. | N. A. | 1 | SUB COMPONENTS | 0 | Initial issue | N | INSTRUMENTS |  | No | No | N. A. | N. A. | N. A. | N. A.
C3717.00 | C3717.00.02.01 | AO TYPE WIRE TIGHTENER , S`RUT, KEY, MAIN BODY |  | C3717.00.02.01 | 00 | 2017-10-15 | N. A. | N. A. | N. A. | N. A. | N. A. | N. A. | N. A. | N. A. | N. A. | PS/C3717.00.02.01 | 00 | 2020-09-20 | 2023-09-19 | N. A. | N. A. | C3717.00 | TF-IN | IU/5 | N. A. | SEMIFINISHED GOODS | N. A. | N. A. | N. A. | N. A. | N. A. | N. A. |  | N. A. | N. A. | N. A. | N. A. | N. A. | N. A. | N. A. | N. A. | N. A. | N. A. | 1 | SUB COMPONENTS | 0 | Initial issue | N | INSTRUMENTS |  | No | No | N. A. | N. A. | N. A. | N. A.
C3717.00 | C3717.00.02.02 | AO TYPE WIRE TIGHTENER , S`RUT, KEY, ROD |  | C3717.00.02.02 | 00 | 2017-10-15 | N. A. | N. A. | N. A. | N. A. | N. A. | N. A. | N. A. | N. A. | N. A. | PS/C3717.00.02.02 | 00 | 2020-09-20 | 2023-09-19 | N. A. | N. A. | C3717.00 | TF-IN | IU/5 | N. A. | SEMIFINISHED GOODS | N. A. | N. A. | N. A. | N. A. | N. A. | N. A. |  | N. A. | N. A. | N. A. | N. A. | N. A. | N. A. | N. A. | N. A. | N. A. | N. A. | 1 | SUB COMPONENTS | 0 | Initial issue | N | INSTRUMENTS |  | No | No | N. A. | N. A. | N. A. | N. A.
C3717.01 | C3717.01 | AO TYPE WIRE TIGHTENER, ADLER |  | C3717.01 | N. A. | N. A. | N. A. | N. A. | N. A. | QPF/C3717.01 | 01 | 2017-03-16 | N. A. | N. A. | N. A. | PS/PUR001 | 00 | 2019-05-29 | N. A. | N. A. | N. A. | C3717.01 | TF-IN | IU/5 | Class A | FINISHED GOODS | ADLER™ | AO TYPE WIRE TIGHTENER |  | 17 | No | Yes |  | No | N. A. | No | N. A. | No | Yes | No | No | M. L.: MFG/MD/2022/63252 |  | 1 | ADLER PRODUCTS\ADLER GERMAN INSTRUMENTS\WIRE INSTRUMENTS | 0 | VL number changed to ML number | N | Wire tensioner |  | No | No | Yes | No | Yes | N. A.
C3718.01 | C3718.01 | NOSE PLIER - SMALL , S`RUT |  | C3718.01 | 00 | 2017-03-29 | N. A. | N. A. | N. A. | QPF/C3718.01 | 00 | 2017-03-29 | N. A. | N. A. | N. A. | PS/PUR005 | 00 | 2022-09-16 | 2021-03-20 | N. A. | N. A. | C3718.01 | TF-IN | IU/5 | Class A | FINISHED GOODS | SUSHRUT™ | NOSE PLIER - SMALL | NOSE PLIER - SMALL | 17 | No | Yes |  | No | N. A. | No | N. A. | No | Yes | No | No | M. L.: MFG/MD/2022/63252 |  | 1 | SUSHRUT PRODUCTS\CONVENTIONAL INSTRUMENTS | 0.09 | VL number changed to ML number | N | Pliers |  | No | No | Yes | No | Yes | N. A.
C3718.02 | C3718.02 | NOSE PLIER - BIG , S`RUT |  | C3718.02 | 00 | 2017-03-29 | N. A. | N. A. | N. A. | QPF/C3718.02 | 00 | 2017-03-29 | N. A. | N. A. | N. A. | PS/PUR005 | 00 | 2022-09-16 | 2021-03-20 | N. A. | N. A. | C3718.02 | TF-IN | IU/5 | Class A | FINISHED GOODS | SUSHRUT™ | NOSE PLIER - BIG |  | 17 | No | Yes |  | No | N. A. | No | N. A. | No | Yes | No | No | M. L.: MFG/MD/2022/63252 |  | 1 | SUSHRUT PRODUCTS\CONVENTIONAL INSTRUMENTS | 0 | VL number changed to ML number | N | Pliers |  | No | No | Yes | No | Yes | N. A.
C3719.00 | C3719.00 | WIRE PASSER, S`RUT |  | C3719.00 | 00 | 2015-11-28 | N. A. | N. A. | N. A. | QPF/C3719.00 | 00 | 2017-04-30 | N. A. | N. A. | N. A. | PS/C3719.00 | 00 | 2019-01-15 | 2022-01-15 | N. A. | N. A. | C3719.00 | TF-IN | IU/5 | Class A | FINISHED GOODS | SUSHRUT™ | WIRE PASSER |  | 17 | No | Yes |  | No | N. A. | No | N. A. | No | Yes | No | No | M. L.: MFG/MD/2022/63252 |  | 1 | SUSHRUT PRODUCTS\CONVENTIONAL INSTRUMENTS | 0 | VL number changed to ML number | N | Instrument set for Bone Screws & Plates |  | No | No | Yes | No | Yes | N. A.
C3719.00 | C3719.00.01 | WIRE PASSER, S`RUT,MAIN BODY |  | C3719.00 | 00 | 2015-11-28 | N. A. | N. A. | N. A. | N. A. | N. A. | N. A. | N. A. | N. A. | N. A. | PS/C3719.00.01 | N. A. | N. A. | N. A. | N. A. | N. A. | C3719.00 | TF-IN | IU/5 | N. A. | SEMIFINISHED GOODS | SUSHRUT™ | N. A. | N. A. | N. A. | N. A. | N. A. |  | N. A. | N. A. | N. A. | N. A. | N. A. | N. A. | N. A. | N. A. | N. A. | N. A. | 0 | SUB COMPONENTS | 0 | ADDED NEW CODE NO AS PER EMAIL FROM PRATIK DTD 20DEC2018 ON 20DEC2018 | N | SUB COMPONENTS |  | No | No | N. A. | N. A. | N. A. | N. A.
C3719.00 | C3719.00.02 | WIRE PASSER, S`RUT,PIPE |  | C3719.00 | 00 | 2015-11-28 | N. A. | N. A. | N. A. | N. A. | N. A. | N. A. | N. A. | N. A. | N. A. | PS/C3719.00.02 | 00 | 2019-08-29 | N. A. | N. A. | N. A. | C3719.00 | TF-IN | IU/5 | N. A. | SEMIFINISHED GOODS | SUSHRUT™ | N. A. | N. A. | N. A. | N. A. | N. A. |  | N. A. | N. A. | N. A. | N. A. | N. A. | N. A. | N. A. | N. A. | N. A. | N. A. | 0 | SUB COMPONENTS | 0 | ADDED NEW CODE NO AS PER EMAIL FROM PRATIK DTD 20DEC2018 ON 20DEC2018 | N | SUB COMPONENTS |  | No | No | N. A. | N. A. | N. A. | N. A.
C3719 | C3719.045 | WIRE PASSER 45MM, ADLER |  | C3719.045 | 00 | 2015-11-28 | N. A. | N. A. | N. A. | QPF/C3719 | 00 | 2017-04-30 | N. A. | N. A. | N. A. | PS/PUR001 | 00 | 2019-01-15 | 2022-01-15 | N. A. | N. A. | C3719.045 | TF-IN | IU/5 | Class A | FINISHED GOODS | ADLER™ | WIRE PASSER 45MM |  | 17 | No | Yes |  | No | N. A. | No | N. A. | No | Yes | No | No | M. L.: MFG/MD/2022/63252 |  | 1 | ADLER PRODUCTS\ADLER GERMAN INSTRUMENTS\WIRE INSTRUMENTS | 0 | VL number changed to ML number | N | Instrument set for Bone Screws & Plates |  | No | No | Yes | No | Yes | N. A.
C3719 | C3719.070 | WIRE PASSER 70MM, ADLER |  | C3719.070 | 00 | 2015-11-28 | N. A. | N. A. | N. A. | QPF/C3719 | 00 | 2017-04-30 | N. A. | N. A. | N. A. | PS/PUR001 | 00 | 2019-01-15 | 2022-01-15 | N. A. | N. A. | C3719.070 | TF-IN | IU/5 | Class A | FINISHED GOODS | ADLER™ | WIRE PASSER 70MM |  | 17 | No | Yes |  | No | N. A. | No | N. A. | No | Yes | No | No | M. L.: MFG/MD/2022/63252 |  | 1 | ADLER PRODUCTS\ADLER GERMAN INSTRUMENTS\WIRE INSTRUMENTS | 0 | VL number changed to ML number | N | Instrument set for Bone Screws & Plates |  | No | No | Yes | No | Yes | N. A.
C3720.00 | C3720.00 | FIT RITE MODULAR CUTTING GUIDE / COMPACTION RASP, TO BE USED WITH A. M. PROSTHESIS, S`RUT |  | C3720.00 | 03 | 2014-12-14 | N. A. | N. A. | N. A. | QPF/C3720.00 | 00 | 2017-04-30 | N. A. | N. A. | N. A. | PS/C3720.00 | 00 | 2009-03-30 | N. A. | N. A. | N. A. | C3720.00 | TF-IN | IU/5 | Class A | FINISHED GOODS | SUSHRUT™ | USED WITH AM PROSTHESIS | FIT RITE MODULAR CUTTING GUIDE / COMPACTION RASP | 17 | No | Yes |  | No | N. A. | No | N. A. | No | Yes | No | No | M. L.: MFG/MD/2022/63252 |  | 1 | SUSHRUT PRODUCTS\CONVENTIONAL INSTRUMENTS | 0 | VL number changed to ML number | N | Instrument system for bipolar hip system |  | No | No | Yes | No | Yes | N. A.
C3720.0001 | C3720.0001 | FIT RITE CUTTING GUIDE-CUM-RASP HANDLE FOR A. M. PROSTHESIS, S`RUT |  | C3720.0001 | 03 | 2014-12-14 | N. A. | N. A. | N. A. | QPF/C3720.0001 | 00 | 2017-04-30 | N. A. | N. A. | N. A. | PS/C3720.0001 | 00 | 2009-03-30 | N. A. | N. A. | N. A. | C3720.0001 | TF-IN | IU/5 | Class A | FINISHED GOODS | SUSHRUT™ | FIT RITE | CUTTING GUIDE-CUM-RASP HANDLE FOR AM PROSTHESIS | 17 | No | Yes |  | No | N. A. | No | N. A. | No | Yes | No | No | M. L.: MFG/MD/2022/63252 |  | 1 | SUSHRUT PRODUCTS\CONVENTIONAL INSTRUMENTS | 0.65 | VL number changed to ML number | N | Instrument system for bipolar hip system |  | No | No | Yes | No | Yes | N. A.
C3720 | C3720.0001.01 | STRIP FOR CUTTING GUIDE CUM RASP HANDLE (C3720.0001) |  | C3720.0001.01 | 03 | 2014-12-14 | N. A. | N. A. | N. A. | N. A. | N. A. | N. A. | N. A. | N. A. | N. A. | PS/C3720.0001.01 | 00 | 2009-03-30 | N. A. | N. A. | N. A. | C3720 | N. A. | N. A. | N. A. | SEMIFINISHED GOODS | N. A. | N. A. | N. A. | N. A. | N. A. | N. A. |  | N. A. | N. A. | N. A. | N. A. | N. A. | N. A. | N. A. | N. A. | N. A. | N. A. | 1 | SUB COMPONENTS | 0 | Initial issue | N | INSTRUMENTS |  | No | No | N. A. | N. A. | N. A. | N. A.
C3720 | C3720.0001.02 | IMPACTION FOR EXTRACTION DISK, CUTTING GUIDE CUM RASP HANDLE (C3720.0001) |  | C3720.0001.02 | 00 | 2009-07-24 | N. A. | N. A. | N. A. | N. A. | N. A. | N. A. | N. A. | N. A. | N. A. | PS/C3720.0001.02 | 00 | 2009-03-30 | N. A. | N. A. | N. A. | C3720 | N. A. | N. A. | N. A. | SEMIFINISHED GOODS | N. A. | N. A. | N. A. | N. A. | N. A. | N. A. |  | N. A. | N. A. | N. A. | N. A. | N. A. | N. A. | N. A. | N. A. | N. A. | N. A. | 1 | SUB COMPONENTS | 0 | Initial issue | N | INSTRUMENTS |  | No | No | N. A. | N. A. | N. A. | N. A.
C3720 | C3720.0001.03 | BLOCK FOR QUICK LOCK SYSTEM, CUTTING GUIDE CUM RASP HANDLE (C3720.0001) |  | C3720.0001.03 | 00 | 2009-07-24 | N. A. | N. A. | N. A. | N. A. | N. A. | N. A. | N. A. | N. A. | N. A. | PS/C3720.0001.03 | 00 | 2009-03-30 | N. A. | N. A. | N. A. | C3720 | N. A. | N. A. | N. A. | SEMIFINISHED GOODS | N. A. | N. A. | N. A. | N. A. | N. A. | N. A. |  | N. A. | N. A. | N. A. | N. A. | N. A. | N. A. | N. A. | N. A. | N. A. | N. A. | 1 | SUB COMPONENTS | 0 | Initial issue | N | INSTRUMENTS |  | No | No | N. A. | N. A. | N. A. | N. A.
C3720 | C3720.0001.04 | LOCATING PIN FOR CUTTING GUIDE CUM RASP HANDLE, (C3720.0001) |  | C3720.0001.04 | 00 | 2009-07-24 | N. A. | N. A. | N. A. | N. A. | N. A. | N. A. | N. A. | N. A. | N. A. | PS/C3720.0001.04 | 00 | 2019-07-10 | 2022-07-09 | N. A. | N. A. | C3720 | N. A. | N. A. | N. A. | SEMIFINISHED GOODS | N. A. | N. A. | N. A. | N. A. | N. A. | N. A. |  | N. A. | N. A. | N. A. | N. A. | N. A. | N. A. | N. A. | N. A. | N. A. | N. A. | 1 | SUB COMPONENTS | 0 | Initial issue | N | INSTRUMENTS |  | No | No | N. A. | N. A. | N. A. | N. A.
C3720 | C3720.0001.05 | SPRING FOR CUTTING GUIDE CUM RASP HANDLE (C3720.0001) |  | C3720.0001.05 | 00 | 2009-07-24 | N. A. | N. A. | N. A. | N. A. | N. A. | N. A. | N. A. | N. A. | N. A. | PS/C3720.0001.05 | 00 | 2019-07-10 | 2022-07-09 | N. A. | N. A. | C3720 | N. A. | N. A. | N. A. | SEMIFINISHED GOODS | N. A. | N. A. | N. A. | N. A. | N. A. | N. A. |  | N. A. | N. A. | N. A. | N. A. | N. A. | N. A. | N. A. | N. A. | N. A. | N. A. | 1 | SUB COMPONENTS | 0 | Initial issue | N | INSTRUMENTS |  | No | No | N. A. | N. A. | N. A. | N. A.
C3720 | C3720.0001.06 | BUTTON FOR CUTTING GUIDE CUM RASP HANDLE (C3720.0001) |  | C3720.0001.06 | 00 | 2009-07-24 | N. A. | N. A. | N. A. | N. A. | N. A. | N. A. | N. A. | N. A. | N. A. | PS/C3720.0001.06 | 00 | 2019-07-10 | 2022-07-09 | N. A. | N. A. | C3720 | N. A. | N. A. | N. A. | SEMIFINISHED GOODS | N. A. | N. A. | N. A. | N. A. | N. A. | N. A. |  | N. A. | N. A. | N. A. | N. A. | N. A. | N. A. | N. A. | N. A. | N. A. | N. A. | 1 | SUB COMPONENTS | 0 | Initial issue | N | INSTRUMENTS |  | No | No | N. A. | N. A. | N. A. | N. A.
C3720 | C3720.0001.07 | GRUB SCREW FOR CUTTING GUIDE CUM RASP HANDLE (C3720.0001) |  | C3720.0001.07 | 00 | 2009-07-24 | N. A. | N. A. | N. A. | N. A. | N. A. | N. A. | N. A. | N. A. | N. A. | PS/C3720.0001.07 | 00 | 2019-07-10 | 2022-07-09 | N. A. | N. A. | C3720 | N. A. | N. A. | N. A. | SEMIFINISHED GOODS | N. A. | N. A. | N. A. | N. A. | N. A. | N. A. |  | N. A. | N. A. | N. A. | N. A. | N. A. | N. A. | N. A. | N. A. | N. A. | N. A. | 1 | SUB COMPONENTS | 0 | Initial issue | N | INSTRUMENTS |  | No | No | N. A. | N. A. | N. A. | N. A.
C3720.0002 | C3720.0002 | FIT RITE MODULAR COMPACTION RASP FOR A.M. PROSTHESIS, S`RUT |  | C3720.0002 | 00 | 2009-07-24 | N. A. | N. A. | N. A. | QPF/C3720.0002 | 00 | 2017-04-30 | N. A. | N. A. | N. A. | PS/C3720.0002 | 00 | 2019-07-10 | 2022-07-09 | N. A. | N. A. | C3720.0002 | TF-IN | IU/5 | Class A | FINISHED GOODS | SUSHRUT™ | FIT RITE | MODULAR COMPACTION RASP FOR AM PROSTHESIS | 17 | No | Yes |  | No | N. A. | No | N. A. | No | Yes | No | No | M. L.: MFG/MD/2022/63252 |  | 1 | SUSHRUT PRODUCTS\CONVENTIONAL INSTRUMENTS | 0 | VL number changed to ML number | N | Instrument system for bipolar hip system |  | No | No | Yes | No | Yes | N. A.
C3720 | C3720.0002.01 | STEM FOR FITRITE MODULAR COMPACTION RASP (C3720.0002) |  | C3720.0002.01 | 00 | 2009-07-24 | N. A. | N. A. | N. A. | N. A. | N. A. | N. A. | N. A. | N. A. | N. A. | PS/C3720.0002.01 | 00 | 2019-07-10 | 2022-07-09 | N. A. | N. A. | C3720 | N. A. | N. A. | N. A. | SEMIFINISHED GOODS | N. A. | N. A. | N. A. | N. A. | N. A. | N. A. |  | N. A. | N. A. | N. A. | N. A. | N. A. | N. A. | N. A. | N. A. | N. A. | N. A. | 1 | SUB COMPONENTS | 0 | Initial issue | N | INSTRUMENTS |  | No | No | N. A. | N. A. | N. A. | N. A.
C3720 | C3720.0002.02 | COUPLING PIN FOR FITRITE MODULAR COMPACTION RASP (C3720.0002) |  | C3720.0002.02 | 00 | 2009-07-24 | N. A. | N. A. | N. A. | N. A. | N. A. | N. A. | N. A. | N. A. | N. A. | PS/C3720.0002.02 | 00 | 2019-07-10 | 2022-07-09 | N. A. | N. A. | C3720 | N. A. | N. A. | N. A. | SEMIFINISHED GOODS | N. A. | N. A. | N. A. | N. A. | N. A. | N. A. |  | N. A. | N. A. | N. A. | N. A. | N. A. | N. A. | N. A. | N. A. | N. A. | N. A. | 1 | SUB COMPONENTS | 0 | Initial issue | N | INSTRUMENTS |  | No | No | N. A. | N. A. | N. A. | N. A.
C3720.0003 | C3720.0003 | VERSION POINTER FOR FIT RITE CUTTING GUIDE-CUM-RASP HANDLE (C3720.0001), S`RUT |  | C3720.0003 | #N/A | #N/A | N. A. | N. A. | N. A. | QPF/C3720.0003 | #N/A | #N/A | #N/A | #N/A | #N/A | PS/C3720.0003 | #N/A | #N/A | #N/A | #N/A | #N/A | C3720.0003 | TF-IN | IU/5 | Class A | FINISHED GOODS | SUSHRUT™ | VERSION POINTER | FOR FIT RITE CUTTING GUIDE-CUM-RASP HANDLE | 17 | No | Yes |  | No | N. A. | No | N. A. | No | Yes | No | No | M. L.: MFG/MD/2022/63252 |  | 1 | SUSHRUT PRODUCTS\CONVENTIONAL INSTRUMENTS | 0 | Activated on 03JAN2024 | N | Instrument system for bipolar hip system |  | No | No | Yes | No | Yes | N. A.
C3720 | C3720.0004 | TOMY BAR FOR FITRITE CUTTING GUIDE CUM COMPACTION RASPS |  | C3720.0004 | 00 | 2009-07-24 | N. A. | N. A. | N. A. | N. A. | N. A. | N. A. | N. A. | N. A. | N. A. | PS/C3720.0004 | 00 | 2019-07-10 | 2022-07-09 | N. A. | N. A. | C3720 | N. A. | N. A. | Class A | FINISHED GOODS | SUSHRUT™ | TOMY BAR | FOR FITRITE CUTTING GUIDE CUM COMPACTION RASPS | 17 | No | Yes |  | No | N. A. | No | N. A. | No | Yes | No | No | M. L.: MFG/MD/2022/63252 |  | 1 | SUSHRUT PRODUCTS\CONVENTIONAL INSTRUMENTS | 0 | VL number changed to ML number | N | Instrument system for bipolar hip system |  | No | No | Yes | No | Yes | N. A.
C3720.01 | C3720.01 | FIT RITE MODULAR CUTTING GUIDE / COMPACTION RASP, TO BE USED WITH A. M. PROSTHESIS, STANDARD STEM, CONSISTING OF C3720.0101, 0102, 0003, S`RUT |  | C3720.01 | #N/A | #N/A | N. A. | N. A. | N. A. | QPF/C3720.01 | #N/A | #N/A | #N/A | #N/A | #N/A | PS/C3720.01 | #N/A | #N/A | #N/A | #N/A | #N/A | C3720.01 | TF-IN | IU/5 | Class A | FINISHED GOODS | SUSHRUT™ | FIT RITE MODULAR CUTTING GUIDE / COMPACTION RASP | TO BE USED WITH AM PROSTHESIS, STANDARD STEM, CONSISTING OF C3720.0101, 0102, 0003 | 17 | No | Yes |  | No | N. A. | No | N. A. | No | Yes | No | No | M. L.: MFG/MD/2022/63252 |  | 1 | SUSHRUT PRODUCTS\CONVENTIONAL INSTRUMENTS | 0 | VL number changed to ML number | Y | Instrument system for bipolar hip system |  | No | No | Yes | No | Yes | N. A.
C3720.0101 | C3720.0101 | FIT RITE CUTTING GUIDE-CUM-RASP HANDLE FOR A. M. PROSTHESIS, STANDARD STEM, S`RUT |  | C3720.0101 | #N/A | #N/A | N. A. | N. A. | N. A. | QPF/C3720.0101 | #N/A | #N/A | #N/A | #N/A | #N/A | PS/C3720.0101 | #N/A | #N/A | #N/A | #N/A | #N/A | C3720.0101 | TF-IN | IU/5 | Class A | FINISHED GOODS | SUSHRUT™ | FIT RITE CUTTING GUIDE-CUM-RASP HANDLE | FOR AM PROSTHESIS, STANDARD STEM | 17 | No | Yes |  | No | N. A. | No | N. A. | No | Yes | No | No | M. L.: MFG/MD/2022/63252 |  | 1 | SUSHRUT PRODUCTS\CONVENTIONAL INSTRUMENTS | 0 | VL number changed to ML number | Y | Instrument system for bipolar hip system |  | No | No | Yes | No | Yes | N. A.
C3720.0102 | C3720.0102 | FIT RITE MODULAR COMPACTION RASP FOR A.M. PROSTHESIS, STANDARD STEM, S`RUT |  | C3720.0102 | #N/A | #N/A | N. A. | N. A. | N. A. | QPF/C3720.0102 | #N/A | #N/A | #N/A | #N/A | #N/A | PS/C3720.0102 | #N/A | #N/A | #N/A | #N/A | #N/A | C3720.0102 | TF-IN | IU/5 | Class A | FINISHED GOODS | SUSHRUT™ | FIT RITE MODULAR COMPACTION RASP | FOR AM PROSTHESIS, STANDARD STEM | 17 | No | Yes |  | No | N. A. | No | N. A. | No | Yes | No | No | M. L.: MFG/MD/2022/63252 |  | 1 | SUSHRUT PRODUCTS\CONVENTIONAL INSTRUMENTS | 0 | VL number changed to ML number | Y | Instrument system for bipolar hip system |  | No | No | Yes | No | Yes | N. A.
C3721.00 | C3721.00 | RASP FOR INTRAMEDULARY CANAL FOR BIPOLAR PROSTHESIS (A0605/A0606), S`RUT |  | C3721.00 | 03 | 2014-12-14 | N. A. | N. A. | N. A. | QPF/C3721.00 | 00 | 2017-04-30 | N. A. | N. A. | N. A. | PS/C3721.00 | 00 | 2019-07-10 | 2022-07-09 | N. A. | N. A. | C3721.00 | TF-IN | IU/5 | Class A | FINISHED GOODS | SUSHRUT™ | RASP FOR INTRAMED CANAL | FOR BIPOLAR PROSTHESIS (A0605/A0606) | 17 | No | Yes |  | No | N. A. | No | N. A. | No | Yes | No | No | M. L.: MFG/MD/2022/63252 |  | 1 | SUSHRUT PRODUCTS\CONVENTIONAL INSTRUMENTS | 0 | VL number changed to ML number | N | Instrument system for bipolar hip system |  | No | No | Yes | No | Yes | N. A.
C3721.00 | C3721.00.01 | RASP FOR INTRAMEDULARY CANAL FOR BIPOLAR PROSTHESIS (A0605/A0606), S`RUT,IMPACTION DISK |  | C3721.00 | 00 | 2013-11-14 | N. A. | N. A. | N. A. | N. A. | N. A. | N. A. | N. A. | N. A. | N. A. | PS/C3721.00.01 | 00 | 2019-07-05 | N. A. | N. A. | N. A. | C3721.00 | N. A. | N. A. | N. A. | SEMIFINISHED GOODS | N. A. | N. A. | N. A. | N. A. | N. A. | N. A. |  | N. A. | N. A. | N. A. | N. A. | N. A. | N. A. | N. A. | N. A. | N. A. | N. A. | N. A. | SUB COMPONENTS | 0 | Added new codes as per requirement from Production on 24AUG2018 (Pratik) | N | INSTRUMENTS |  | No | No | N. A. | N. A. | N. A. | N. A.
C3721.00 | C3721.00.02 | RASP FOR INTRAMEDULARY CANAL FOR BIPOLAR PROSTHESIS (A0605/A0606), S`RUT,HANDLE |  | C3721.00 | 00 | 2013-11-14 | N. A. | N. A. | N. A. | N. A. | N. A. | N. A. | N. A. | N. A. | N. A. | PS/C3721.00.02 | 00 | 2019-08-07 | N. A. | N. A. | N. A. | C3721.00 | N. A. | N. A. | N. A. | SEMIFINISHED GOODS | N. A. | N. A. | N. A. | N. A. | N. A. | N. A. |  | N. A. | N. A. | N. A. | N. A. | N. A. | N. A. | N. A. | N. A. | N. A. | N. A. | N. A. | SUB COMPONENTS | 0 | Added new codes as per requirement from Production on 24AUG2018 (Pratik) | N | INSTRUMENTS |  | No | No | N. A. | N. A. | N. A. | N. A.
C3721.00 | C3721.00.03 | RASP FOR INTRAMEDULARY CANAL FOR BIPOLAR PROSTHESIS (A0605/A0606), S`RUT, BIPOLAR STEM |  | C3721.00 | 00 | 2013-11-14 | N. A. | N. A. | N. A. | N. A. | N. A. | N. A. | N. A. | N. A. | N. A. | PS/C3721.00.03 | 00 | 2019-07-05 | N. A. | N. A. | N. A. | C3721.00 | N. A. | N. A. | N. A. | SEMIFINISHED GOODS | N. A. | N. A. | N. A. | N. A. | N. A. | N. A. |  | N. A. | N. A. | N. A. | N. A. | N. A. | N. A. | N. A. | N. A. | N. A. | N. A. | N. A. | SUB COMPONENTS | 0 | Added new codes as per requirement from Production on 24AUG2018 (Pratik) | N | INSTRUMENTS |  | No | No | N. A. | N. A. | N. A. | N. A.
C3900.011 | C3900.011 | RESTOR RIGHT ANGLE MEASURING SCALE TELESCOPIC FOR RESTOR PROSTHESIS |  | C3900.011 | 03 | 2016-09-20 | N. A. | N. A. | N. A. | QPF/C3900.011 | N. A. | N. A. | N. A. | N. A. | N. A. | PS/C3900.011 | 01 | 2019-06-30 | 2022-06-29 | N. A. | N. A. | C3900.011 | TF-IN | IU/5 | Class B | FINISHED GOODS | RESTOR™ | RIGHT ANGLE MEASURING SCALE | TELESCOPIC | 17 | No | Yes |  | No | N. A. | No | N. A. | No | Yes | No | No | M. L.: MFG/MD/2023/000312 |  | 1 | ADLER PRODUCTS\RESTOR PRODUCTS\Instruments | 0 | Initial issue | N | Knee System Instruments |  | No | No | Yes | No | Yes | N. A.
C3900.011.01 | C3900.011.01 | STEEL RULER FOR RESTOR RIGHT ANGLE MEASURING SCALE, TELESCOPIC |  | C3900.011.01 | 01 | 2010-06-05 | N. A. | N. A. | N. A. | N. A. | N. A. | N. A. | N. A. | N. A. | N. A. | PS/C3900.011.01 | 00 | 2010-08-21 | N. A. | 2019-11-17 | 44881 | C3900.011 | TF-IN | IU/5 | N. A. | SEMIFINISHED GOODS | N. A. | N. A. | N. A. | N. A. | N. A. | N. A. |  | N. A. | N. A. | N. A. | N. A. | N. A. | N. A. | N. A. | N. A. | N. A. | N. A. | 1 | SUB COMPONENTS | 0 | Initial issue | N | INSTRUMENTS |  | No | No | N. A. | N. A. | N. A. | N. A.
C3900.011.02 | C3900.011.02 | ASSEMBLY OF GUIDE BLOCK AND BALL PUSHER FOR RESTOR RIGHT ANGLE MEASURING SCALE TELESCOPIC |  | C3900.011.02 | 02 | 2010-06-05 | N. A. | N. A. | N. A. | N. A. | N. A. | N. A. | N. A. | N. A. | N. A. | PS/C3900.011.02 | 00 | 2010-08-21 | N. A. | 2019-11-17 | 44881 | C3900.011 | TF-IN | IU/5 | N. A. | SEMIFINISHED GOODS | N. A. | N. A. | N. A. | N. A. | N. A. | N. A. |  | N. A. | N. A. | N. A. | N. A. | N. A. | N. A. | N. A. | N. A. | N. A. | N. A. | 1 | SUB COMPONENTS | 0 | Initial issue | N | INSTRUMENTS |  | No | No | N. A. | N. A. | N. A. | N. A.
C3900.011.02.01 | C3900.011.02.01 | GUIDE BLOCK FOR RIGHT ANGLE MEASURING SCALE, TELESCOPIC |  | C3900.011.02.01 | 02 | 2010-06-05 | N. A. | N. A. | N. A. | N. A. | N. A. | N. A. | N. A. | N. A. | N. A. | PS/C3900.011.02.01 | 00 | 2010-08-21 | N. A. | 2019-11-17 | 44881 | C3900.011 | TF-IN | IU/5 | N. A. | SEMIFINISHED GOODS | N. A. | N. A. | N. A. | N. A. | N. A. | N. A. |  | N. A. | N. A. | N. A. | N. A. | N. A. | N. A. | N. A. | N. A. | N. A. | N. A. | 1 | SUB COMPONENTS | 0 | Initial issue | N | INSTRUMENTS |  | No | No | N. A. | N. A. | N. A. | N. A.
C3901.011 | C3900.011.06 | EXTRAMEDULLARY JIG, RESTOR, ALIGNMENT ROD |  | C3900.011.06 | 02 | 2010-06-05 | N. A. | N. A. | N. A. | N. A. | N. A. | N. A. | N. A. | N. A. | N. A. | PS/C3900.011.06 | 00 | 2010-08-21 | N. A. | 2019-11-17 | 44881 | C3901.011 | N. A. | N. A. | N. A. | SEMIFINISHED GOODS | N. A. | N. A. | N. A. | N. A. | N. A. | N. A. |  | N. A. | N. A. | N. A. | N. A. | N. A. | N. A. | N. A. | N. A. | N. A. | N. A. | 1 | SUB COMPONENTS | 0 | Initial issue | N | INSTRUMENTS |  | No | No | N. A. | N. A. | N. A. | N. A.
C3900.021 | C3900.021 | RESTOR JIG FOR PERPENDICULAR RESECTION FOR RESTOR PROSTHESIS STANDARD |  | C3900.021 | 05 | 2018-04-11 | N. A. | N. A. | N. A. | QPF/C3900.021 | 01 | 2018-09-26 | N. A. | N. A. | N. A. | PS/C3900.021 | 01 | 2018-08-30 | N. A. | N. A. | N. A. | C3900.021 | TF-IN | IU/5 | Class B | FINISHED GOODS | RESTOR™ | JIG FOR PERPENDICULAR RESECTION |  | 17 | No | Yes |  | No | N. A. | No | N. A. | No | Yes | No | No | M. L.: MFG/MD/2023/000312 |  | 1 | ADLER PRODUCTS\RESTOR PRODUCTS\Instruments | 0 | Initial issue | N | Knee System Instruments |  | No | No | Yes | No | Yes | N. A.
C3900.021.01 | C3900.021.01 | GUIDE BLOCK FOR RESTOR JIG FOR PERPENDICULAR RESECTION. |  | C3900.021.01 | 05 | 2018-04-11 | N. A. | N. A. | N. A. | N. A. | N. A. | N. A. | N. A. | N. A. | N. A. | PS/C3900.021.01 | 01 | 2018-08-30 | N. A. | N. A. | N. A. | C3900.021 | TF-IN | IU/5 | N. A. | SEMIFINISHED GOODS | N. A. | N. A. | N. A. | N. A. | N. A. | N. A. |  | N. A. | N. A. | N. A. | N. A. | N. A. | N. A. | N. A. | N. A. | N. A. | N. A. | 1 | SUB COMPONENTS | 0 | Initial issue | N | INSTRUMENTS |  | No | No | N. A. | N. A. | N. A. | N. A.
C3900.021.02 | C3900.021.02 | MOUNTING PLATE FOR RESTOR JIG FOR PERPENDICULAR RESECTION. |  | C3900.021.02 | 05 | 2018-04-11 | N. A. | N. A. | N. A. | N. A. | N. A. | N. A. | N. A. | N. A. | N. A. | PS/C3900.021.02 | 01 | 2018-08-30 | N. A. | N. A. | N. A. | C3900.021 | TF-IN | IU/5 | N. A. | SEMIFINISHED GOODS | N. A. | N. A. | N. A. | N. A. | N. A. | N. A. |  | N. A. | N. A. | N. A. | N. A. | N. A. | N. A. | N. A. | N. A. | N. A. | N. A. | 1 | SUB COMPONENTS | 0 | Initial issue | N | INSTRUMENTS |  | No | No | N. A. | N. A. | N. A. | N. A.
C3900.03 | C3900.03 | PIVOT PIN INSERTER, RESTOR |  | C3900.03 | 03 | 2010-06-19 | N. A. | N. A. | N. A. | QPF/C3900.03 | 00 | 2010-05-19 | N. A. | N. A. | N. A. | PS/C3900.03 | 00 | 2010-08-06 | N. A. | N. A. | N. A. | C3900.03 | TF-IN | IU/5 | Class A | FINISHED GOODS | RESTOR™ | PIVOT PIN INSERTER | UPPER LIMB | 17 | No | Yes |  | No | N. A. | No | N. A. | No | Yes | No | No | M. L.: MFG/MD/2022/63252 |  | 1 | ADLER PRODUCTS\RESTOR PRODUCTS\Instruments | 0 | VL number changed to ML number | N | Insertion and removal instruments |  | No | No | Yes | No | Yes | N. A.
C3900.03 | C3900.03.01 | PIVOT PIN INSERTER, RESTOR, HANDLE |  | C3900.03.01 | 03 | 2010-06-19 | N. A. | N. A. | N. A. | N. A. | N. A. | N. A. | N. A. | N. A. | N. A. | PS/C3900.03.01 | 00 | 2010-08-06 | N. A. | N. A. | N. A. | C3900.03 | TF-IN | IU/5 | N. A. | SEMIFINISHED GOODS | N. A. | N. A. | N. A. | N. A. | N. A. | N. A. |  | N. A. | N. A. | N. A. | N. A. | N. A. | N. A. | N. A. | N. A. | N. A. | N. A. | 1 | SUB COMPONENTS | 0 | Initial issue | N | SUB COMPONENTS |  | No | No | N. A. | N. A. | N. A. | N. A.
C3900.03 | C3900.03.02 | PIVOT PIN INSERTER, RESTOR, SHAFT |  | C3900.03.02 | 03 | 2010-06-19 | N. A. | N. A. | N. A. | N. A. | N. A. | N. A. | N. A. | N. A. | N. A. | PS/C3900.03.02 | 00 | 2010-08-06 | N. A. | N. A. | N. A. | C3900.03 | TF-IN | IU/5 | N. A. | SEMIFINISHED GOODS | N. A. | N. A. | N. A. | N. A. | N. A. | N. A. |  | N. A. | N. A. | N. A. | N. A. | N. A. | N. A. | N. A. | N. A. | N. A. | N. A. | 1 | SUB COMPONENTS | 0 | Initial issue | N | SUB COMPONENTS |  | No | No | N. A. | N. A. | N. A. | N. A.
C3900.0301 | C3900.0301 | PIVOT PIN INSERTER, UPPER LIMB, RESTOR |  | C3900.0301 | 00 | 2010-08-22 | N. A. | N. A. | N. A. | QPF/C3900.0301 | 00 | 2010-09-09 | N. A. | N. A. | N. A. | PS/C3900.0301 | 00 | 2019-03-27 | N. A. | N. A. | N. A. | C3900.0301 | TF-IN | IU/5 | Class A | FINISHED GOODS | RESTOR™ | PIVOT PIN INSERTER | UPPER LIMB | 17 | No | Yes |  | No | N. A. | No | N. A. | No | Yes | No | No | M. L.: MFG/MD/2022/63252 |  | 1 | ADLER PRODUCTS\RESTOR PRODUCTS\Instruments | 0 | VL number changed to ML number | N | Insertion and removal instruments |  | No | No | Yes | No | Yes | N. A.
C3900.0301 | C3900.0301.01 | PIVOT PIN INSERTER, UPPER LIMB, RESTOR, MAIN BODY WITH THREADED TIP |  | C3900.0301.01 | 00 | 2010-08-22 | N. A. | N. A. | N. A. | N. A. | N. A. | N. A. | N. A. | N. A. | N. A. | PS/C3900.0301.01 | 00 | 2019-03-27 | N. A. | N. A. | N. A. | C3900.0301 | TF-IN | IU/5 | N. A. | SEMIFINISHED GOODS | N. A. | N. A. | N. A. | N. A. | N. A. | N. A. |  | N. A. | N. A. | N. A. | N. A. | N. A. | N. A. | N. A. | N. A. | N. A. | N. A. | 1 | SUB COMPONENTS |  | Initial issue | N | INSTRUMENTS |  | No | No | N. A. | N. A. | N. A. | N. A.
C3900.05 | C3900.05 | MODULAR 'T' HANDLE, RESTOR |  | C3900.05 | N. A. | N. A. | N. A. | N. A. | N. A. | QPF/C3900.05 | 00 | 2010-09-09 | N. A. | N. A. | N. A. | PS/C3900.05 | N. A. | N. A. | N. A. | N. A. | N. A. | C3900.05 | TF-IN | IU/5 | Class A | FINISHED GOODS | RESTOR™ | MODULAR 'T' HANDLE | UPPER LIMB | 17 | No | Yes |  | No | N. A. | No | N. A. | No | Yes | No | No | M. L.: MFG/MD/2022/63252 |  | 1 | ADLER PRODUCTS\RESTOR PRODUCTS\Instruments | 0 | VL number changed to ML number | Y | Instrument system for bipolar hip system |  | No | No | Yes | No | Yes | N. A.
#N/A | C3900.07 | RESTOR CONICAL REAMER |  | C3900.07 | N. A. | N. A. | N. A. | N. A. | N. A. | QPF/C3900.07 | 00 | 2010-09-09 | N. A. | N. A. | N. A. | PS/C3900.07 | N. A. | N. A. | N. A. | N. A. | N. A. | C3900.07 | TF-IN | IU/5 | Class A | FINISHED GOODS | RESTOR™ | CONICAL REAMER | UPPER LIMB | 17 | No | Yes |  | No | N. A. | No | N. A. | No | Yes | No | No | M. L.: MFG/MD/2022/63252 |  | 1 | ADLER PRODUCTS\RESTOR PRODUCTS\Instruments | 0 | VL number changed to ML number | Y | Reamer & its attachment |  | No | No | Yes | No | Yes | N. A.
C3900.0700 | C3900.07.01 | REAMER HEAD AND Q. C. SHANK ASSEMBLY, RESTOR CONICAL REAMER |  | C3900.07.01 | 00 | 2010-08-20 | N. A. | N. A. | N. A. | N. A. | N. A. | N. A. | N. A. | N. A. | N. A. | PS/C3900.07.01 | 00 | 2019-03-16 | N. A. | N. A. | N. A. | C3900.07 | TF-IN | IU/5 | N. A. | SEMIFINISHED GOODS | N. A. | N. A. | N. A. | N. A. | N. A. | N. A. |  | N. A. | N. A. | N. A. | N. A. | N. A. | N. A. | N. A. | N. A. | N. A. | N. A. | 1 | SUB COMPONENTS | 0 | Initial issue | N | INSTRUMENTS |  | No | No | N. A. | N. A. | N. A. | N. A.
C3900.0700 | C3900.07.01.01 | Q. C. SHANK FOR RESTOR CONICAL REAMER |  | C3900.07.01.01 | 00 | 2010-08-20 | N. A. | N. A. | N. A. | N. A. | N. A. | N. A. | N. A. | N. A. | N. A. | PS/C3900.07.01.01 | 00 | 2019-03-16 | N. A. | N. A. | N. A. | C3900.07 | TF-IN | IU/5 | N. A. | SEMIFINISHED GOODS | N. A. | N. A. | N. A. | N. A. | N. A. | N. A. |  | N. A. | N. A. | N. A. | N. A. | N. A. | N. A. | N. A. | N. A. | N. A. | N. A. | 1 | SUB COMPONENTS | 0 | Initial issue | N | INSTRUMENTS |  | No | No | N. A. | N. A. | N. A. | N. A.
C3900.0700 | C3900.07.01.02 | REAMER HEAD FOR RESTOR CONICAL REAMER |  | C3900.07.01.02 | 00 | 2010-08-20 | N. A. | N. A. | N. A. | N. A. | N. A. | N. A. | N. A. | N. A. | N. A. | PS/C3900.07.01.02 | 00 | 2019-03-16 | N. A. | N. A. | N. A. | C3900.07 | TF-IN | IU/5 | N. A. | SEMIFINISHED GOODS | N. A. | N. A. | N. A. | N. A. | N. A. | N. A. |  | N. A. | N. A. | N. A. | N. A. | N. A. | N. A. | N. A. | N. A. | N. A. | N. A. | 1 | SUB COMPONENTS | 0 | Initial issue | N | INSTRUMENTS |  | No | No | N. A. | N. A. | N. A. | N. A.
C3900.0700 | C3900.07.02 | CENTRALIZER FOR RESTOR CONICAL REAMER |  | C3900.07.02 | 00 | 2010-08-20 | N. A. | N. A. | N. A. | N. A. | N. A. | N. A. | N. A. | N. A. | N. A. | PS/C3900.07.02 | 00 | 2019-03-16 | N. A. | N. A. | N. A. | C3900.07 | TF-IN | IU/5 | N. A. | SEMIFINISHED GOODS | N. A. | N. A. | N. A. | N. A. | N. A. | N. A. |  | N. A. | N. A. | N. A. | N. A. | N. A. | N. A. | N. A. | N. A. | N. A. | N. A. | 1 | SUB COMPONENTS | 0 | Initial issue | N | INSTRUMENTS |  | No | No | N. A. | N. A. | N. A. | N. A.
C3900.0700 | C3900.0700 | BASE FOR HUMERAL HEAD ASSEMBLY, RESTOR |  | C3900.0700 | 00 | 2010-08-20 | N. A. | N. A. | N. A. | QPF/C3900.0700 | 00 | 2010-09-09 | N. A. | N. A. | N. A. | PS/C3900.0700 | 00 | 2019-03-16 | N. A. | N. A. | N. A. | C3900.0700 | TF-IN | IU/5 | Class B | FINISHED GOODS | RESTOR™ | BASE FOR HUMERAL HEAD ASSEMBLY | UPPER LIMB | 17 | No | Yes |  | No | N. A. | No | N. A. | No | Yes | No | No | M. L.: MFG/MD/2023/000312 |  | 1 | ADLER PRODUCTS\RESTOR PRODUCTS\Instruments | 0 | Initial issue | N | Knee System Instruments |  | No | No | Yes | No | Yes | N. A.
C3900.0700 | C3900.0700.01 | BASE FOR HUMERAL HEAD ASSEMBLY, RESTOR, MAIN BODY |  | C3900.0700.01 | 00 | 2010-08-20 | N. A. | N. A. | N. A. | N. A. | N. A. | N. A. | N. A. | N. A. | N. A. | PS/C3900.0700.01 | 00 | 2019-03-16 | N. A. | N. A. | N. A. | C3900.0700 | TF-IN | IU/5 | N. A. | SEMIFINISHED GOODS | N. A. | N. A. | N. A. | N. A. | N. A. | N. A. |  | N. A. | N. A. | N. A. | N. A. | N. A. | N. A. | N. A. | N. A. | N. A. | N. A. | 1 | SUB COMPONENTS |  | Initial issue | N | INSTRUMENTS |  | No | No | N. A. | N. A. | N. A. | N. A.
C3900.0700 | C3900.0700.02 | BASE FOR HUMERAL HEAD ASSEMBLY, RESTOR, CAP |  | C3900.0700.02 | 00 | 2010-08-20 | N. A. | N. A. | N. A. | N. A. | N. A. | N. A. | N. A. | N. A. | N. A. | PS/C3900.0700.02 | 00 | 2019-03-16 | N. A. | N. A. | N. A. | C3900.0700 | TF-IN | IU/5 | N. A. | SEMIFINISHED GOODS | N. A. | N. A. | N. A. | N. A. | N. A. | N. A. |  | N. A. | N. A. | N. A. | N. A. | N. A. | N. A. | N. A. | N. A. | N. A. | N. A. | 1 | SUB COMPONENTS |  | Initial issue | N | INSTRUMENTS |  | No | No | N. A. | N. A. | N. A. | N. A.
C3900.0701 | C3900.0701 | BASE FOR DISTAL HUMERUS COMPONENT ASSEMBLY, RESTOR |  | C3900.0701 | 00 | 2010-08-20 | N. A. | N. A. | N. A. | QPF/C3900.0701 | 00 | 2010-09-09 | N. A. | N. A. | N. A. | PS/C3900.0701 | 00 | 2010-09-09 | N. A. | N. A. | N. A. | C3900.0701 | TF-IN | IU/5 | Class B | FINISHED GOODS | RESTOR™ | BASE FOR DISTAL HUMERUS COMPONENT ASSEMBLY | UPPER LIMB | 17 | No | Yes |  | No | N. A. | No | N. A. | No | Yes | No | No | M. L.: MFG/MD/2023/000312 |  | 1 | ADLER PRODUCTS\RESTOR PRODUCTS\Instruments | 0 | Initial issue | N | Knee System Instruments |  | No | No | Yes | No | Yes | N. A.
C3900.08 | C3900.08 | RESTOR PUNCH FOR EXTENSION PIECE ASSEMBLY WITH FEMUR FR / TIBIA TR |  | C3900.08 | 06 | 2013-04-25 | N. A. | N. A. | N. A. | QPF/C3900.08 | 02 | 2011-07-21 | N. A. | N. A. | N. A. | PS/C3900.08 | 00 | 2010-08-04 | N. A. | N. A. | N. A. | C3900.08 | TF-IN | IU/5 | Class B | FINISHED GOODS | RESTOR™ | RESECTION COMPONENT PUNCH |  | 17 | No | Yes |  | No | N. A. | No | N. A. | No | Yes | No | No | M. L.: MFG/MD/2023/000312 |  | 1 | ADLER PRODUCTS\RESTOR PRODUCTS\Instruments | 0 | Initial issue | N | Knee System Instruments |  | No | No | Yes | No | Yes | N. A.
C3900.08.01 | C3900.08.01 | PUNCH MAIN BODY, UPPER LIMB, RESTOR |  | C3900.08.01 | 06 | 2013-04-25 | N. A. | N. A. | N. A. | N. A. | N. A. | N. A. | N. A. | N. A. | N. A. | PS/C3900.08.01 | 00 | 2010-08-04 | N. A. | N. A. | N. A. | C3900.08 | TF-IN | IU/5 | N. A. | SEMIFINISHED GOODS | N. A. | N. A. | N. A. | N. A. | N. A. | N. A. |  | N. A. | N. A. | N. A. | N. A. | N. A. | N. A. | N. A. | N. A. | N. A. | N. A. | 1 | SUB COMPONENTS | 0 | Initial issue | N | INSTRUMENTS |  | No | No | N. A. | N. A. | N. A. | N. A.
C3900.08.02 | C3900.08.02 | HANDLE FOR RESTOR PUNCH FOR EXTENSION PIECE ASSEMBLY WITH FEMUR FR / TIBIA TR |  | C3900.08.02 | 06 | 2013-04-25 | N. A. | N. A. | N. A. | N. A. | N. A. | N. A. | N. A. | N. A. | N. A. | PS/C3900.08.02 | 00 | 2010-08-04 | N. A. | N. A. | N. A. | C3900.08 | TF-IN | IU/5 | N. A. | SEMIFINISHED GOODS | N. A. | N. A. | N. A. | N. A. | N. A. | N. A. |  | N. A. | N. A. | N. A. | N. A. | N. A. | N. A. | N. A. | N. A. | N. A. | N. A. | 1 | SUB COMPONENTS | 0 | Initial issue | N | INSTRUMENTS |  | No | No | N. A. | N. A. | N. A. | N. A.
C3900.08.02 | C3900.08.03 | DOWEL PIN FOR RESTOR PUNCH FOR EXTENSION PIECE ASSEMBLY WITH FEMUR FR / TIBIA TR |  | C3900.08.03 | 06 | 2013-04-25 | N. A. | N. A. | N. A. | N. A. | N. A. | N. A. | N. A. | N. A. | N. A. | PS/C3900.08.03 | 00 | 2010-08-04 | N. A. | N. A. | N. A. | C3900.08 | TF-IN | IU/5 | N. A. | SEMIFINISHED GOODS | N. A. | N. A. | N. A. | N. A. | N. A. | N. A. |  | N. A. | N. A. | N. A. | N. A. | N. A. | N. A. | N. A. | N. A. | N. A. | N. A. | 1 | SUB COMPONENTS | 0 | Initial issue | N | INSTRUMENTS |  | No | No | N. A. | N. A. | N. A. | N. A.
C3900.0801 | C3900.0801 | RESECTION COMPONENT PUNCH, UPPER LIMB, RESTOR |  | C3900.0801 | 02 | 2013-04-25 | N. A. | N. A. | N. A. | QPF/C3900.0801 | 01 | 2011-07-08 | N. A. | N. A. | N. A. | PS/C3900.0801 | 00 | 2018-12-14 | N. A. | N. A. | N. A. | C3900.0801 | TF-IN | IU/5 | Class B | FINISHED GOODS | RESTOR™ | RESECTION COMPONENT PUNCH | UPPER LIMB | 17 | No | Yes |  | No | N. A. | No | N. A. | No | Yes | No | No | M. L.: MFG/MD/2023/000312 |  | 1 | ADLER PRODUCTS\RESTOR PRODUCTS\Instruments | 0 | Initial issue | N | Knee System Instruments |  | No | No | Yes | No | Yes | N. A.
C3900.0801 | C3900.0801.01 | PUNCH MAIN BODY, UPPER LIMB, RESTOR |  | C3900.0801.01 | 02 | 2013-04-25 | N. A. | N. A. | N. A. | N. A. | N. A. | N. A. | N. A. | N. A. | N. A. | PS/C3900.0801.01 | 00 | 2018-12-14 | N. A. | N. A. | N. A. | C3900.0801 | TF-IN | IU/5 | N. A. | SEMIFINISHED GOODS | N. A. | N. A. | N. A. | N. A. | N. A. | N. A. |  | N. A. | N. A. | N. A. | N. A. | N. A. | N. A. | N. A. | N. A. | N. A. | N. A. | 1 | SUB COMPONENTS |  | Initial issue | N | INSTRUMENTS |  | No | No | N. A. | N. A. | N. A. | N. A.
C3900.0801 | C3900.0801.02 | RESECTION COMPONENT PUNCH, UPPER LIMB, RESTOR, TIP |  | C3900.0801.02 | 02 | 2013-04-25 | N. A. | N. A. | N. A. | N. A. | N. A. | N. A. | N. A. | N. A. | N. A. | PS/C3900.0801.02 | 00 | 2018-12-14 | N. A. | N. A. | N. A. | C3900.0801 | TF-IN | IU/5 | N. A. | SEMIFINISHED GOODS | N. A. | N. A. | N. A. | N. A. | N. A. | N. A. |  | N. A. | N. A. | N. A. | N. A. | N. A. | N. A. | N. A. | N. A. | N. A. | N. A. | 1 | SUB COMPONENTS |  | Initial issue | N | INSTRUMENTS |  | No | No | N. A. | N. A. | N. A. | N. A.
C3900.0801 | C3900.0801.03 | RESECTION COMPONENT PUNCH, UPPER LIMB, RESTOR, IMPACTION DISC |  | C3900.0801.03 | 02 | 2013-04-25 | N. A. | N. A. | N. A. | N. A. | N. A. | N. A. | N. A. | N. A. | N. A. | PS/C3900.0801.03 | 00 | 2018-12-14 | N. A. | N. A. | N. A. | C3900.0801 | TF-IN | IU/5 | N. A. | SEMIFINISHED GOODS | N. A. | N. A. | N. A. | N. A. | N. A. | N. A. |  | N. A. | N. A. | N. A. | N. A. | N. A. | N. A. | N. A. | N. A. | N. A. | N. A. | 1 | SUB COMPONENTS |  | Initial issue | N | INSTRUMENTS |  | No | No | N. A. | N. A. | N. A. | N. A.
C3900.0801 | C3900.0801.04 | DOWEL PIN |  | C3900.0801.04 | 02 | 2013-04-25 | N. A. | N. A. | N. A. | N. A. | N. A. | N. A. | N. A. | N. A. | N. A. | PS/C3900.0000.04 | 00 | 2018-12-14 | N. A. | N. A. | N. A. | C3900.0801 | TF-IN | N. A. | N. A. | SEMIFINISHED GOODS | N. A. | N. A. | N. A. | N. A. | N. A. | N. A. |  | N. A. | N. A. | N. A. | N. A. | N. A. | N. A. | N. A. | N. A. | N. A. | N. A. | 1 | SUB COMPONENTS | 0 | Initial issue | N | SUB COMPONENTS |  | No | No | N. A. | N. A. | N. A. | N. A.
C3900.0802 | C3900.0802 | CONNECTING COMPONENT PUNCH, UPPER LIMB, RESTOR |  | C3900.0802 | 01 | 2013-04-26 | N. A. | N. A. | N. A. | QPF/C3900.0802 | 00 | 2012-10-09 | N. A. | N. A. | N. A. | PS/C3900.0802 | 00 | 2019-03-16 | N. A. | N. A. | N. A. | C3900.0802 | TF-IN | IU/5 | Class B | FINISHED GOODS | RESTOR™ | CONNECTING COMPONENT PUNCH | UPPER LIMB | 17 | No | Yes |  | No | N. A. | No | N. A. | No | Yes | No | No | M. L.: MFG/MD/2023/000312 |  | 1 | ADLER PRODUCTS\RESTOR PRODUCTS\Instruments | 0 | Initial issue | N | Knee System Instruments |  | No | No | Yes | No | Yes | N. A.
C3900.0802 | C3900.0802.01 | CONNECTING COMPONENT PUNCH, UPPER LIMB, RESTOR , TIP |  | C3900.0802.01 | 01 | 2013-04-26 | N. A. | N. A. | N. A. | N. A. | N. A. | N. A. | N. A. | N. A. | N. A. | PS/C3900.0802.01 | 00 | 2019-03-16 | N. A. | N. A. | N. A. | C3900.0802 | TF-IN | IU/5 | N. A. | SEMIFINISHED GOODS | N. A. | N. A. | N. A. | N. A. | N. A. | N. A. |  | N. A. | N. A. | N. A. | N. A. | N. A. | N. A. | N. A. | N. A. | N. A. | N. A. | 1 | SUB COMPONENTS |  | Initial issue | N | SUB COMPONENTS |  | No | No | N. A. | N. A. | N. A. | N. A.
C3900.09 | C3900.09 | INTRAMEDULLARY STEM PUNCH UPTO 12 MM, RESTOR |  | C3900.09 | 05 | 2018-04-12 | N. A. | N. A. | N. A. | QPF/C3900.09 | 02 | 2011-07-21 | N. A. | N. A. | N. A. | PS/C3900.09 | 01 | 2018-03-15 | N. A. | 2020-01-09 | 44934 | C3900.09 | TF-IN | IU/5 | Class B | FINISHED GOODS | RESTOR™ | INTRAMEDULLARY STEM PUNCH |  | 17 | No | Yes |  | No | N. A. | No | N. A. | No | Yes | No | No | M. L.: MFG/MD/2023/000312 |  | 1 | ADLER PRODUCTS\RESTOR PRODUCTS\Instruments | 0 | Initial issue | N | Knee System Instruments |  | No | No | Yes | No | Yes | N. A.
C3900.09.01 | C3900.09.01 | INTRAMEDULLARY STEM PUNCH UPTO 12 MM, RESTOR,BODY |  | C3900.09.01 | 05 | 2018-04-12 | N. A. | N. A. | N. A. | N. A. | N. A. | N. A. | N. A. | N. A. | N. A. | PS/C3900.09.01 | 01 | 2018-03-15 | N. A. | 2020-01-09 | 44934 | C3900.09 | TF-IN | IU/5 | N. A. | SEMIFINISHED GOODS | N. A. | N. A. | N. A. | N. A. | N. A. | N. A. |  | N. A. | N. A. | N. A. | N. A. | N. A. | N. A. | N. A. | N. A. | N. A. | N. A. | 1 | SUB COMPONENTS | 0 | Initial issue | N | INSTRUMENTS |  | No | No | N. A. | N. A. | N. A. | N. A.
C3900.09.02 | C3900.09.02 | INTRAMEDULLARY STEM PUNCH UPTO 12 MM, RESTOR,HANDLE |  | C3900.09.02 | 05 | 2018-04-12 | N. A. | N. A. | N. A. | N. A. | N. A. | N. A. | N. A. | N. A. | N. A. | PS/C3900.09.02 | 01 | 2018-03-15 | N. A. | 2020-01-09 | 44934 | C3900.09 | TF-IN | IU/5 | N. A. | SEMIFINISHED GOODS | N. A. | N. A. | N. A. | N. A. | N. A. | N. A. |  | N. A. | N. A. | N. A. | N. A. | N. A. | N. A. | N. A. | N. A. | N. A. | N. A. | 1 | SUB COMPONENTS | 0 | Initial issue | N | INSTRUMENTS |  | No | No | N. A. | N. A. | N. A. | N. A.
C3900.09.03 | C3900.09.03 | PIN FOR RESTOR PUNCH FOR I.M. STEM |  | C3900.09.03 | 05 | 2018-04-12 | N. A. | N. A. | N. A. | N. A. | N. A. | N. A. | N. A. | N. A. | N. A. | PS/C3900.09.03 | 01 | 2018-03-15 | N. A. | 2020-01-09 | 44934 | C3900.09 | TF-IN | IU/5 | N. A. | SEMIFINISHED GOODS | N. A. | N. A. | N. A. | N. A. | N. A. | N. A. |  | N. A. | N. A. | N. A. | N. A. | N. A. | N. A. | N. A. | N. A. | N. A. | N. A. | 1 | SUB COMPONENTS | 0 | Initial issue | N | INSTRUMENTS |  | No | No | N. A. | N. A. | N. A. | N. A.
C3900.0901 | C3900.0901 | HUMERAL I.M STEM PUNCH, RESTOR |  | C3900.0901 | 02 | 2013-04-25 | N. A. | N. A. | N. A. | QPF/C3900.0901 | 01 | 2011-07-08 | N. A. | N. A. | N. A. | PS/C3900.0901 | 00 | 2019-03-16 | N. A. | N. A. | N. A. | C3900.0901 | TF-IN | IU/5 | Class B | FINISHED GOODS | RESTOR™ | HUMERAL IM STEM PUNCH | UPPER LIMB | 17 | No | Yes |  | No | N. A. | No | N. A. | No | Yes | No | No | M. L.: MFG/MD/2023/000312 |  | 1 | ADLER PRODUCTS\RESTOR PRODUCTS\Instruments | 0 | Initial issue | N | Knee System Instruments |  | No | No | Yes | No | Yes | N. A.
C3900.0901 | C3900.0901.01 | HUMERAL INTRAMEDULLARY STEM PUNCH , RESTOR , MAIN BODY |  | C3900.0901.01 | 02 | 2013-04-25 | N. A. | N. A. | N. A. | N. A. | N. A. | N. A. | N. A. | N. A. | N. A. | PS/C3900.0901.01 | 00 | 2019-03-16 | N. A. | N. A. | N. A. | C3900.0901 | TF-IN | IU/5 | N. A. | SEMIFINISHED GOODS | N. A. | N. A. | N. A. | N. A. | N. A. | N. A. |  | N. A. | N. A. | N. A. | N. A. | N. A. | N. A. | N. A. | N. A. | N. A. | N. A. | 1 | SUB COMPONENTS | 0 | Initial issue | N | SUB COMPONENTS |  | No | No | N. A. | N. A. | N. A. | N. A.
C3900.0901 | C3900.0901.02 | HUMERAL I.M STEM PUNCH, RESTOR, TIP |  | C3900.0901.02 | 02 | 2013-04-25 | N. A. | N. A. | N. A. | N. A. | N. A. | N. A. | N. A. | N. A. | N. A. | PS/C3900.0901.01 | 00 | 2019-03-16 | N. A. | N. A. | N. A. | C3900.0901 | TF-IN | N. A. | N. A. | SEMIFINISHED GOODS | N. A. | N. A. | N. A. | N. A. | N. A. | N. A. |  | N. A. | N. A. | N. A. | N. A. | N. A. | N. A. | N. A. | N. A. | N. A. | N. A. | 1 | SUB COMPONENTS | 0 | Initial issue | N | SUB COMPONENTS |  | No | No | N. A. | N. A. | N. A. | N. A.
C3900.0901 | C3900.0901.03 | HUMERAL INTRAMEDULLARY STEM PUNCH,RESTOR, DOWEL PIN |  | C3900.0901.03 | 02 | 2013-04-25 | N. A. | N. A. | N. A. | N. A. | N. A. | N. A. | N. A. | N. A. | N. A. | PS/C3900.0901.03 | 00 | 2019-03-16 | N. A. | N. A. | N. A. | C3900.0901 | TF-IN | N. A. | N. A. | SEMIFINISHED GOODS | N. A. | N. A. | N. A. | N. A. | N. A. | N. A. |  | N. A. | N. A. | N. A. | N. A. | N. A. | N. A. | N. A. | N. A. | N. A. | N. A. | 1 | SUB COMPONENTS | 0 | Initial issue | N | SUB COMPONENTS |  | No | No | N. A. | N. A. | N. A. | N. A.
C3900.0902 | C3900.0902 | HUMERAL HEAD PUNCH, RESTOR |  | C3900.0902 | 02 | 2013-04-25 | N. A. | N. A. | N. A. | QPF/C3900.0902 | 01 | 2011-07-08 | N. A. | N. A. | N. A. | PS/C3900.0902 | 00 | 2019-03-16 | N. A. | N. A. | N. A. | C3900.0902 | TF-IN | IU/5 | Class B | FINISHED GOODS | RESTOR™ | HUMERAL HEAD PUNCH | UPPER LIMB | 17 | No | Yes |  | No | N. A. | No | N. A. | No | Yes | No | No | M. L.: MFG/MD/2023/000312 |  | 1 | ADLER PRODUCTS\RESTOR PRODUCTS\Instruments | 0 | Initial issue | N | Knee System Instruments |  | No | No | Yes | No | Yes | N. A.
C3900.0902 | C3900.0902.01 | HUMERAL HEAD PUNCH, RESTOR, MAIN BODY |  | C3900.0902.01 | 02 | 2013-04-25 | N. A. | N. A. | N. A. | N. A. | N. A. | N. A. | N. A. | N. A. | N. A. | PS/C3900.0902.01 | 00 | 2019-03-16 | N. A. | N. A. | N. A. | C3900.0902 | TF-IN | IU/5 | N. A. | SEMIFINISHED GOODS | N. A. | N. A. | N. A. | N. A. | N. A. | N. A. |  | N. A. | N. A. | N. A. | N. A. | N. A. | N. A. | N. A. | N. A. | N. A. | N. A. | 1 | SUB COMPONENTS |  | Initial issue | N | INSTRUMENTS |  | No | No | N. A. | N. A. | N. A. | N. A.
C3900.0902 | C3900.0902.02 | HUMERAL HEAD PUNCH, RESTOR, TIP |  | C3900.0902.02 | 02 | 2013-04-25 | N. A. | N. A. | N. A. | N. A. | N. A. | N. A. | N. A. | N. A. | N. A. | PS/C3900.0902.02 | 00 | 2019-03-16 | N. A. | N. A. | N. A. | C3900.0902 | TF-IN | IU/5 | N. A. | SEMIFINISHED GOODS | N. A. | N. A. | N. A. | N. A. | N. A. | N. A. |  | N. A. | N. A. | N. A. | N. A. | N. A. | N. A. | N. A. | N. A. | N. A. | N. A. | 1 | SUB COMPONENTS |  | Initial issue | N | INSTRUMENTS |  | No | No | N. A. | N. A. | N. A. | N. A.
C3900.0902 | C3900.0902.03 | HUMERAL HEAD PUNCH, RESTOR, IMPACTION DISC |  | C3900.0902.03 | 02 | 2013-04-25 | N. A. | N. A. | N. A. | N. A. | N. A. | N. A. | N. A. | N. A. | N. A. | PS/C3900.0902.03 | 00 | 2019-03-16 | N. A. | N. A. | N. A. | C3900.0902 | TF-IN | IU/5 | N. A. | SEMIFINISHED GOODS | N. A. | N. A. | N. A. | N. A. | N. A. | N. A. |  | N. A. | N. A. | N. A. | N. A. | N. A. | N. A. | N. A. | N. A. | N. A. | N. A. | 1 | SUB COMPONENTS |  | Initial issue | N | INSTRUMENTS |  | No | No | N. A. | N. A. | N. A. | N. A.
C3900.0902 | C3900.0902.04 | DOWEL PIN 3.0MM |  | C3900.0902.04 | 02 | 2013-04-25 | N. A. | N. A. | N. A. | N. A. | N. A. | N. A. | N. A. | N. A. | N. A. | PS/C3900.0000.04 | 00 | 2019-03-16 | N. A. | N. A. | N. A. | C3900.0902 | TF-IN | N. A. | N. A. | SEMIFINISHED GOODS | N. A. | N. A. | N. A. | N. A. | N. A. | N. A. |  | N. A. | N. A. | N. A. | N. A. | N. A. | N. A. | N. A. | N. A. | N. A. | N. A. | 1 | SUB COMPONENTS | 0 | Initial issue | N | SUB COMPONENTS |  | No | No | N. A. | N. A. | N. A. | N. A.
C3900.0903 | C3900.0903 | DISTAL HUMERUS COMPONENT PUNCH, RESTOR |  | C3900.0903 | 02 | 2013-04-25 | N. A. | N. A. | N. A. | QPF/C3900.0903 | 01 | 2011-07-08 | N. A. | N. A. | N. A. | PS/C3900.0903 | 00 | 2019-03-16 | N. A. | N. A. | N. A. | C3900.0903 | TF-IN | IU/5 | Class B | FINISHED GOODS | RESTOR™ | DISTAL HUMERUS COMPONENT PUNCH | UPPER LIMB | 17 | No | Yes |  | No | N. A. | No | N. A. | No | Yes | No | No | M. L.: MFG/MD/2023/000312 |  | 1 | ADLER PRODUCTS\RESTOR PRODUCTS\Instruments | 0 | Initial issue | N | Knee System Instruments |  | No | No | Yes | No | Yes | N. A.
C3900.0903 | C3900.0903.01 | DISTAL HUMERUS COMPONENT PUNCH, RESTOR, TIP |  | C3900.0903.01 | 02 | 2013-04-25 | N. A. | N. A. | N. A. | N. A. | N. A. | N. A. | N. A. | N. A. | N. A. | PS/C3900.0903.01 | 00 | 2019-03-16 | N. A. | N. A. | N. A. | C3900.0903 | TF-IN | IU/5 | N. A. | SEMIFINISHED GOODS | N. A. | N. A. | N. A. | N. A. | N. A. | N. A. |  | N. A. | N. A. | N. A. | N. A. | N. A. | N. A. | N. A. | N. A. | N. A. | N. A. | 1 | SUB COMPONENTS |  | Initial issue | N | INSTRUMENTS |  | No | No | N. A. | N. A. | N. A. | N. A.
C3900.0904 | C3900.0904 | INTRAMEDULLARY STEM PUNCH, 13 TO 17MM, RESTOR |  | C3900.0904 | 01 | 2020-01-28 | N. A. | N. A. | N. A. | QPF/C3900.0904 | 00 | 2018-08-27 | N. A. | N. A. | N. A. | PS/C3900.0904 | 01 | 2019-04-04 | 2022-04-04 | N. A. | N. A. | C3900.0904 | TF-IN | IU/5 | Class B | SEMIFINISHED GOODS | RESTOR™ | INTRAMEDULLARY STEM PUNCH | 13 TO 17MM | 17 | No | Yes |  | No | N. A. | No | N. A. | No | Yes | No | No | M. L.: MFG/MD/2023/000312 | N. A. | 1 | ADLER PRODUCTS\INSTRUMENTS \JRP_INSTRUMENTS |  | Restor RH activated on 12JUN2024 | N | Knee System Instruments |  | No | No | Yes | No | Yes | N. A.
C3900.0904.01 | C3900.0904.01 | INTRAMEDULLARY STEM PUNCH, 13 TO 17MM, RESTOR, BODY |  | C3900.0904.01 | 01 | 2016-04-27 | N. A. | N. A. | N. A. | N. A. | N. A. | N. A. | N. A. | N. A. | N. A. | PS/C3900.0904.01 | 01 | 2019-04-04 | 2022-04-04 | N. A. | N. A. | C3900.0904 | TF-IN | IU/5 | N. A. | SEMIFINISHED GOODS | N. A. | N. A. | N. A. | N. A. | N. A. | N. A. |  | N. A. | N. A. | N. A. | N. A. | N. A. | N. A. | N. A. | N. A. | N. A. | N. A. | 1 | SUB COMPONENTS |  | Initial issue | N | INSTRUMENTS |  | No | No | N. A. | N. A. | N. A. | N. A.
C3900.0904.02 | C3900.0904.02 | INTRAMEDULLARY STEM PUNCH, 13 TO 17MM, RESTOR, HANDLE |  | C3900.0904.02 | 01 | 2016-04-27 | N. A. | N. A. | N. A. | N. A. | N. A. | N. A. | N. A. | N. A. | N. A. | PS/C3900.0904.02 | 01 | 2019-04-04 | 2022-04-04 | N. A. | N. A. | C3900.0904 | TF-IN | IU/5 | N. A. | SEMIFINISHED GOODS | N. A. | N. A. | N. A. | N. A. | N. A. | N. A. |  | N. A. | N. A. | N. A. | N. A. | N. A. | N. A. | N. A. | N. A. | N. A. | N. A. | 1 | SUB COMPONENTS |  | Initial issue | N | INSTRUMENTS |  | No | No | N. A. | N. A. | N. A. | N. A.
C3900.0904.02 | C3900.0904.03 | INTRAMEDULLARY STEM PUNCH, 13 TO 17MM, RESTOR, CLOSING CAP |  | C3900.0904.03 | 01 | 2016-04-27 | N. A. | N. A. | N. A. | N. A. | N. A. | N. A. | N. A. | N. A. | N. A. | PS/C3900.0904.03 | 01 | 2019-04-04 | 2022-04-04 | N. A. | N. A. | C3900.0904 | TF-IN | IU/5 | N. A. | SEMIFINISHED GOODS | N. A. | N. A. | N. A. | N. A. | N. A. | N. A. |  | N. A. | N. A. | N. A. | N. A. | N. A. | N. A. | N. A. | N. A. | N. A. | N. A. | 1 | SUB COMPONENTS |  | Initial issue | N | INSTRUMENTS |  | No | No | N. A. | N. A. | N. A. | N. A.
C3900.10 | C3900.10 | RESTOR EXTRACTOR FOR I.M. STEM / FEMUR TR |  | C3900.10 | 03 | 2010-06-04 | N. A. | N. A. | N. A. | QPF/C3900.10 | 01 | 2017-02-28 | N. A. | N. A. | N. A. | PS/C3900.10 | 00 | 2010-08-21 | N. A. | N. A. | N. A. | C3900.10 | TF-IN | IU/5 | Class A | FINISHED GOODS | RESTOR™ | IMPLANT EXTRACTOR |  | 17 | No | Yes |  | No | N. A. | No | N. A. | No | Yes | No | No | M. L.: MFG/MD/2022/63252 |  | 1 | ADLER PRODUCTS\RESTOR PRODUCTS\Instruments | 0 | VL number changed to ML number | N | Extractor |  | No | No | Yes | No | Yes | N. A.
C3900.10 | C3900.10.01 | HANDLE AND EXTRACTION ROD ASSEMBLY FOR RESTOR EXTRACTOR FOR I.M. STEM / FEMUR TR |  | C3900.10.01 | 03 | 2010-06-04 | N. A. | N. A. | N. A. | N. A. | N. A. | N. A. | N. A. | N. A. | N. A. | PS/C3900.10.01 | 00 | 2010-08-21 | N. A. | N. A. | N. A. | C3900.10 | TF-IN | IU/5 | N. A. | SEMIFINISHED GOODS | N. A. | N. A. | N. A. | N. A. | N. A. | N. A. |  | N. A. | N. A. | N. A. | N. A. | N. A. | N. A. | N. A. | N. A. | N. A. | N. A. | 1 | SUB COMPONENTS | 0 | Initial issue | N | INSTRUMENTS |  | No | No | N. A. | N. A. | N. A. | N. A.
C3900.10 | C3900.10.01.01 | HANDLE FOR RESTOR EXTRACTOR FOR I.M. STEM / FEMUR TR |  | C3900.10.01.01 | 03 | 2010-06-04 | N. A. | N. A. | N. A. | N. A. | N. A. | N. A. | N. A. | N. A. | N. A. | PS/C3900.10.01.01 | 00 | 2010-08-21 | N. A. | N. A. | N. A. | C3900.10 | TF-IN | IU/5 | N. A. | SEMIFINISHED GOODS | N. A. | N. A. | N. A. | N. A. | N. A. | N. A. |  | N. A. | N. A. | N. A. | N. A. | N. A. | N. A. | N. A. | N. A. | N. A. | N. A. | 1 | SUB COMPONENTS | 0 | Initial issue | N | INSTRUMENTS |  | No | No | N. A. | N. A. | N. A. | N. A.
C3900.10 | C3900.10.01.02 | EXTRACTION ROD FOR RESTOR EXTRACTOR FOR I.M. STEM / FEMUR TR |  | C3900.10.01.02 | 03 | 2010-06-04 | N. A. | N. A. | N. A. | N. A. | N. A. | N. A. | N. A. | N. A. | N. A. | PS/C3900.10.01.02 | 00 | 2010-08-21 | N. A. | N. A. | N. A. | C3900.10 | TF-IN | IU/5 | N. A. | SEMIFINISHED GOODS | N. A. | N. A. | N. A. | N. A. | N. A. | N. A. |  | N. A. | N. A. | N. A. | N. A. | N. A. | N. A. | N. A. | N. A. | N. A. | N. A. | 1 | SUB COMPONENTS | 0 | Initial issue | N | INSTRUMENTS |  | No | No | N. A. | N. A. | N. A. | N. A.
C3900.10 | C3900.10.02 | EXTRACTION HAMMER ASSEMBLY FOR RESTOR EXTRACTOR FOR I.M. STEM / FEMUR TR |  | C3900.10.02 | 03 | 2010-06-04 | N. A. | N. A. | N. A. | N. A. | N. A. | N. A. | N. A. | N. A. | N. A. | PS/C3900.10.02 | 00 | 2010-08-21 | N. A. | N. A. | N. A. | C3900.10 | TF-IN | IU/5 | N. A. | SEMIFINISHED GOODS | N. A. | N. A. | N. A. | N. A. | N. A. | N. A. |  | N. A. | N. A. | N. A. | N. A. | N. A. | N. A. | N. A. | N. A. | N. A. | N. A. | 1 | SUB COMPONENTS | 0 | Initial issue | N | INSTRUMENTS |  | No | No | N. A. | N. A. | N. A. | N. A.
C3900.10 | C3900.10.02.01 | HAMMER BODY AND HAMMER ROD ASSEMBLY, RESTOR EXTRACTOR FOR I.M. STEM / FEMUR TR |  | C3900.10.02.01 | 03 | 2010-06-04 | N. A. | N. A. | N. A. | N. A. | N. A. | N. A. | N. A. | N. A. | N. A. | PS/C3900.10.02.01 | 00 | 2010-08-21 | N. A. | N. A. | N. A. | C3900.10 | TF-IN | IU/5 | N. A. | SEMIFINISHED GOODS | N. A. | N. A. | N. A. | N. A. | N. A. | N. A. |  | N. A. | N. A. | N. A. | N. A. | N. A. | N. A. | N. A. | N. A. | N. A. | N. A. | 1 | SUB COMPONENTS | 0 | Initial issue | N | INSTRUMENTS |  | No | No | N. A. | N. A. | N. A. | N. A.
C3900.10 | C3900.10.02.01.01 | HAMMER BODY FOR RESTOR EXTRACTOR FOR I.M. STEM / FEMUR TR |  | C3900.10.02.01.01 | 03 | 2010-06-04 | N. A. | N. A. | N. A. | N. A. | N. A. | N. A. | N. A. | N. A. | N. A. | PS/C3900.10.02.01.01 | 00 | 2010-08-21 | N. A. | N. A. | N. A. | C3900.10 | TF-IN | IU/5 | N. A. | SEMIFINISHED GOODS | N. A. | N. A. | N. A. | N. A. | N. A. | N. A. |  | N. A. | N. A. | N. A. | N. A. | N. A. | N. A. | N. A. | N. A. | N. A. | N. A. | 1 | SUB COMPONENTS | 0 | Initial issue | N | INSTRUMENTS |  | No | No | N. A. | N. A. | N. A. | N. A.
C3900.10 | C3900.10.02.01.02 | HAMMER ROD FOR RESTOR EXTRACTOR FOR I.M. STEM / FEMUR TR |  | C3900.10.02.01.02 | 03 | 2010-06-04 | N. A. | N. A. | N. A. | N. A. | N. A. | N. A. | N. A. | N. A. | N. A. | PS/C3900.10.02.01.02 | 00 | 2010-08-21 | N. A. | N. A. | N. A. | C3900.10 | TF-IN | IU/5 | N. A. | SEMIFINISHED GOODS | N. A. | N. A. | N. A. | N. A. | N. A. | N. A. |  | N. A. | N. A. | N. A. | N. A. | N. A. | N. A. | N. A. | N. A. | N. A. | N. A. | 1 | SUB COMPONENTS | 0 | Initial issue | N | INSTRUMENTS |  | No | No | N. A. | N. A. | N. A. | N. A.
C3900.10 | C3900.10.02.01.03 | PIVOT PIN FOR RESTOR EXTRACTOR FOR I.M. STEM / FEMUR TR |  | C3900.10.02.01.03 | 03 | 2010-06-04 | N. A. | N. A. | N. A. | N. A. | N. A. | N. A. | N. A. | N. A. | N. A. | PS/C3900.10.02.01.03 | 00 | 2010-08-21 | N. A. | N. A. | N. A. | C3900.10 | TF-IN | IU/5 | N. A. | SEMIFINISHED GOODS | N. A. | N. A. | N. A. | N. A. | N. A. | N. A. |  | N. A. | N. A. | N. A. | N. A. | N. A. | N. A. | N. A. | N. A. | N. A. | N. A. | 1 | SUB COMPONENTS | 0 | Initial issue | N | INSTRUMENTS |  | No | No | N. A. | N. A. | N. A. | N. A.
C3900.10 | C3900.10.02.01.04 | WASHER FOR RESTOR EXTRACTOR FOR I.M. STEM / FEMUR TR |  | C3900.10.02.01.04 | 03 | 2010-06-04 | N. A. | N. A. | N. A. | N. A. | N. A. | N. A. | N. A. | N. A. | N. A. | PS/C3900.10.02.01.04 | 00 | 2010-08-21 | N. A. | N. A. | N. A. | C3900.10 | TF-IN | IU/5 | N. A. | SEMIFINISHED GOODS | N. A. | N. A. | N. A. | N. A. | N. A. | N. A. |  | N. A. | N. A. | N. A. | N. A. | N. A. | N. A. | N. A. | N. A. | N. A. | N. A. | 1 | SUB COMPONENTS | 0 | Initial issue | N | INSTRUMENTS |  | No | No | N. A. | N. A. | N. A. | N. A.
C3900.10 | C3900.1001 | IMPLANT EXTRACTION ROD, RESTOR |  | C3900.10 | 02 | 2010-06-04 | N. A. | N. A. | N. A. | QPF/C3900.1001 | 00 | 2010-05-19 | N. A. | N. A. | N. A. | PS/C3900.1001 | 00 | 2010-08-21 | N. A. | N. A. | N. A. | C3900.10 | TF-IN | IU/5 | Class A | FINISHED GOODS | RESTOR™ | IMPLANT EXTRACTION ROD | UPPER LIMB | 17 | NO | Yes |  | No | N. A. | No | N. A. | No | Yes | No | No | M. L.: MFG/MD/2022/63252 |  | 1 | ADLER PRODUCTS\RESTOR PRODUCTS\Instruments | 0 | VL number changed to ML number | N | Extractor |  | No | No | Yes | No | Yes | N. A.
C3900.1001 | C3900.1001.01 | IMPLANT EXTRACTION ROD, RESTOR, ROD |  | C3900.10.01 | 02 | 2010-06-04 | N. A. | N. A. | N. A. | N. A. | N. A. | N. A. | N. A. | N. A. | N. A. | PS/C3900.1001.01 | 00 | 2010-08-21 | N. A. | N. A. | N. A. | C3900.10 | TF-IN | IU/5 | N. A. | SEMIFINISHED GOODS | N. A. | N. A. | N. A. | N. A. | N. A. | N. A. |  | N. A. | N. A. | N. A. | N. A. | N. A. | N. A. | N. A. | N. A. | N. A. | N. A. | 1 | SUB COMPONENTS | 0 | Initial issue | N | SUB COMPONENTS |  | No | No | N. A. | N. A. | N. A. | N. A.
C3900.1001 | C3900.1001.02 | IMPLANT EXTRACTION ROD, RESTOR, HANDLE |  | C3900.10.01.01 | 02 | 2010-06-04 | N. A. | N. A. | N. A. | N. A. | N. A. | N. A. | N. A. | N. A. | N. A. | PS/C3900.1001.02 | 00 | 2010-08-21 | N. A. | N. A. | N. A. | C3900.10 | TF-IN | IU/5 | N. A. | SEMIFINISHED GOODS | N. A. | N. A. | N. A. | N. A. | N. A. | N. A. |  | N. A. | N. A. | N. A. | N. A. | N. A. | N. A. | N. A. | N. A. | N. A. | N. A. | 1 | SUB COMPONENTS | 0 | Initial issue | N | SUB COMPONENTS |  | No | No | N. A. | N. A. | N. A. | N. A.
C3900.10 | C3900.1002 | IMPLANT EXTRACTION HAMMER, RESTOR |  | C3900.10.02 | #N/A | #N/A | N. A. | N. A. | N. A. | QPF/C3900.1002 | #N/A | #N/A | #N/A | #N/A | #N/A | PS/C3900.1002 | #N/A | #N/A | #N/A | #N/A | #N/A | C3900.10 | TF-IN | IU/5 | Class A | FINISHED GOODS | RESTOR™ | IMPLANT EXTRACTION HAMMER | UPPER LIMB | 17 | No | Yes |  | No | N. A. | No | N. A. | No | Yes | No | No | M. L.: MFG/MD/2022/63252 |  | 1 | ADLER PRODUCTS\RESTOR PRODUCTS\Instruments | 0 | Activated on 03JAN2024 | N | Surgical Mallet |  | No | No | Yes | No | Yes | N. A.
C3900.1002 | C3900.1002.01 | IMPLANT EXTRACTION HAMMER, RESTOR, HAMMER BODY SUB-ASSEMBY |  | C3900.10.02.01 | 02 | 2010-06-04 | N. A. | N. A. | N. A. | N. A. | N. A. | N. A. | N. A. | N. A. | N. A. | PS/C3900.1002.01 | 00 | 2010-08-21 | N. A. | N. A. | N. A. | C3900.10 | TF-IN | IU/5 | N. A. | SEMIFINISHED GOODS | N. A. | N. A. | N. A. | N. A. | N. A. | N. A. |  | N. A. | N. A. | N. A. | N. A. | N. A. | N. A. | N. A. | N. A. | N. A. | N. A. | 1 | SUB COMPONENTS | 0 | Initial issue | N | SUB COMPONENTS |  | No | No | N. A. | N. A. | N. A. | N. A.
C3900.1002 | C3900.1002.01.01 | IMPLANT EXTRACTION HAMMER, RESTOR, HAMMER BODY |  | C3900.10.02.01.01 | 02 | 2010-06-04 | N. A. | N. A. | N. A. | N. A. | N. A. | N. A. | N. A. | N. A. | N. A. | PS/C3900.1002.01.01 | 00 | 2010-08-21 | N. A. | N. A. | N. A. | C3900.10 | TF-IN | IU/5 | N. A. | SEMIFINISHED GOODS | N. A. | N. A. | N. A. | N. A. | N. A. | N. A. |  | N. A. | N. A. | N. A. | N. A. | N. A. | N. A. | N. A. | N. A. | N. A. | N. A. | 1 | SUB COMPONENTS | 0 | Initial issue | N | SUB COMPONENTS |  | No | No | N. A. | N. A. | N. A. | N. A.
C3900.1002 | C3900.1002.01.02 | IMPLANT EXTRACTION HAMMER, RESTOR, HAMMER ROD |  | C3900.10.02.01.02 | 02 | 2010-06-04 | N. A. | N. A. | N. A. | N. A. | N. A. | N. A. | N. A. | N. A. | N. A. | PS/C3900.1002.01.02 | 00 | 2010-08-21 | N. A. | N. A. | N. A. | C3900.10 | TF-IN | IU/5 | N. A. | SEMIFINISHED GOODS | N. A. | N. A. | N. A. | N. A. | N. A. | N. A. |  | N. A. | N. A. | N. A. | N. A. | N. A. | N. A. | N. A. | N. A. | N. A. | N. A. | 1 | SUB COMPONENTS | 0 | Initial issue | N | SUB COMPONENTS |  | No | No | N. A. | N. A. | N. A. | N. A.
C3900.1002 | C3900.1002.01.03 | IMPLANT EXTRACTION HAMMER, RESTOR, HAMMER PIVOT PIN |  | C3900.10.02.01.03 | 02 | 2010-06-04 | N. A. | N. A. | N. A. | N. A. | N. A. | N. A. | N. A. | N. A. | N. A. | PS/C3900.1002.01.03 | 00 | 2010-08-21 | N. A. | N. A. | N. A. | C3900.10 | TF-IN | IU/5 | N. A. | SEMIFINISHED GOODS | N. A. | N. A. | N. A. | N. A. | N. A. | N. A. |  | N. A. | N. A. | N. A. | N. A. | N. A. | N. A. | N. A. | N. A. | N. A. | N. A. | 1 | SUB COMPONENTS | 0 | Initial issue | N | SUB COMPONENTS |  | No | No | N. A. | N. A. | N. A. | N. A.
C3900.1002 | C3900.1002.01.04 | IMPLANT EXTRACTION HAMMER, RESTOR, HAMMER WASHER |  | C3900.10.02.01.04 | 02 | 2010-06-04 | N. A. | N. A. | N. A. | N. A. | N. A. | N. A. | N. A. | N. A. | N. A. | PS/C3900.1002.01.04 | 00 | 2010-08-21 | N. A. | N. A. | N. A. | C3900.10 | TF-IN | IU/5 | N. A. | SEMIFINISHED GOODS | N. A. | N. A. | N. A. | N. A. | N. A. | N. A. |  | N. A. | N. A. | N. A. | N. A. | N. A. | N. A. | N. A. | N. A. | N. A. | N. A. | 1 | SUB COMPONENTS | 0 | Initial issue | N | SUB COMPONENTS |  | No | No | N. A. | N. A. | N. A. | N. A.
C3900.11 | C3900.11 | RESTOR RETAINING RING INSERTER |  | C3900.11 | 03 | 2016-09-20 | N. A. | N. A. | N. A. | QPF/C3900.11 | 01 | 2011-07-22 | N. A. | N. A. | N. A. | PS/PUR006 | 00 | 2022-09-16 | 2022-06-29 | N. A. | N. A. | C3900.11 | TF-IN | IU/5 | Class A | FINISHED GOODS | RESTOR™ | RETAINING RING INSERTER |  | 17 | No | Yes |  | No | N. A. | No | N. A. | No | Yes | No | No | M. L.: MFG/MD/2022/63252 |  | 1 | ADLER PRODUCTS\RESTOR PRODUCTS\Instruments | 0 | VL number changed to ML number | N | Insertion and removal instruments |  | No | No | Yes | No | Yes | N. A.
C3900.11 | C3900.11.01 | LOWER ARM AND LEAF SPRING ASSEMBLY FOR RESTOR RETAINING RING INSERTER |  | C3900.11.01 | 01 | 2019-06-30 | N. A. | N. A. | N. A. | N. A. | N. A. | N. A. | N. A. | N. A. | N. A. | PS/C3900.11.01 | 01 | 2019-06-30 | 2022-06-29 | N. A. | N. A. | C3900.11 | TF-IN | IU/5 | N. A. | SEMIFINISHED GOODS | N. A. | N. A. | N. A. | N. A. | N. A. | N. A. |  | N. A. | N. A. | N. A. | N. A. | N. A. | N. A. | N. A. | N. A. | N. A. | N. A. | 1 | SUB COMPONENTS | 0 | Initial issue | N | INSTRUMENTS |  | No | No | N. A. | N. A. | N. A. | N. A.
C3900.11 | C3900.11.01.01 | LOWER ARM FOR RESTOR RETAINING RING INSERTER |  | C3900.11.01.01 | 01 | 2019-06-30 | N. A. | N. A. | N. A. | N. A. | N. A. | N. A. | N. A. | N. A. | N. A. | PS/C3900.11.01.01 | 01 | 2019-06-30 | 2022-06-29 | N. A. | N. A. | C3900.11 | TF-IN | IU/5 | N. A. | SEMIFINISHED GOODS | N. A. | N. A. | N. A. | N. A. | N. A. | N. A. |  | N. A. | N. A. | N. A. | N. A. | N. A. | N. A. | N. A. | N. A. | N. A. | N. A. | 1 | SUB COMPONENTS | 0 | Initial issue | N | INSTRUMENTS |  | No | No | N. A. | N. A. | N. A. | N. A.
C3900.11 | C3900.11.01.02 | RETAINING RING INSERTER, RESTOR, LEAF SPRING |  | C3900.11.01.02 | 01 | 2019-06-30 | N. A. | N. A. | N. A. | N. A. | N. A. | N. A. | N. A. | N. A. | N. A. | PS/C3900.11.01.02 | 01 | 2019-06-30 | 2022-06-29 | N. A. | N. A. | C3900.11 | TF-IN | IU/5 | N. A. | SEMIFINISHED GOODS | N. A. | N. A. | N. A. | N. A. | N. A. | N. A. |  | N. A. | N. A. | N. A. | N. A. | N. A. | N. A. | N. A. | N. A. | N. A. | N. A. | 1 | SUB COMPONENTS | 0 | Initial issue | N | INSTRUMENTS |  | No | No | N. A. | N. A. | N. A. | N. A.
C3900.11 | C3900.11.01.03 | RETAINING RING INSERTER, RESTOR, PAN HEAD SCREW |  | C3900.11.01.03 | 01 | 2019-06-30 | N. A. | N. A. | N. A. | QPR/C3900.11.01.03 | 01 | 2011-07-22 | N. A. | N. A. | N. A. | PS/C3900.11.01.03 | 01 | 2019-06-30 | 2022-06-29 | N. A. | N. A. | C3900.11 | TF-IN | IU/5 | N. A. | SEMIFINISHED GOODS | N. A. | N. A. | N. A. | N. A. | N. A. | N. A. |  | N. A. | N. A. | N. A. | N. A. | N. A. | N. A. | N. A. | N. A. | N. A. | N. A. | 1 | SUB COMPONENTS | 0 | Initial issue | N | INSTRUMENTS |  | No | No | N. A. | N. A. | N. A. | N. A.
C3900.11 | C3900.11.02 | TOP ARM FOR RESTOR RETAINING RING INSERTER |  | C3900.11.02 | 01 | 2019-06-30 | N. A. | N. A. | N. A. | N. A. | N. A. | N. A. | N. A. | N. A. | N. A. | PS/C3900.11.02 | 01 | 2019-06-30 | 2022-06-29 | N. A. | N. A. | C3900.11 | TF-IN | IU/5 | N. A. | SEMIFINISHED GOODS | N. A. | N. A. | N. A. | N. A. | N. A. | N. A. |  | N. A. | N. A. | N. A. | N. A. | N. A. | N. A. | N. A. | N. A. | N. A. | N. A. | 1 | SUB COMPONENTS | 0 | Initial issue | N | INSTRUMENTS |  | No | No | N. A. | N. A. | N. A. | N. A.
C3900.11 | C3900.11.03 | RETAINING RING INSERTER, RESTOR, PIVOT SCREW |  | C3900.11.03 | 01 | 2019-06-30 | N. A. | N. A. | N. A. | N. A. | N. A. | N. A. | N. A. | N. A. | N. A. | PS/C3900.11.03 | 01 | 2019-06-30 | 2022-06-29 | N. A. | N. A. | C3900.11 | TF-IN | IU/5 | N. A. | SEMIFINISHED GOODS | N. A. | N. A. | N. A. | N. A. | N. A. | N. A. |  | N. A. | N. A. | N. A. | N. A. | N. A. | N. A. | N. A. | N. A. | N. A. | N. A. | 1 | SUB COMPONENTS | 0 | Initial issue | N | INSTRUMENTS |  | No | No | N. A. | N. A. | N. A. | N. A.
C3900.1101 | C3900.1101 | RETAINING RING INSERTER, UPPER LIMB, RESTOR |  | C3900.1101 | 00 | 2010-08-25 | N. A. | N. A. | N. A. | QPF/C3900.1101 | N. A. | N. A. | N. A. | N. A. | N. A. | PS/PUR006 | 00 | 2022-09-16 | N. A. | N. A. | N. A. | C3900.1101 | TF-IN | IU/5 | Class A | FINISHED GOODS | RESTOR™ | RETAINING RING INSERTER | UPPER LIMB | 17 | No | Yes |  | No | N. A. | No | N. A. | No | Yes | No | No | M. L.: MFG/MD/2022/63252 |  | 1 | ADLER PRODUCTS\RESTOR PRODUCTS\Instruments | 0 | VL number changed to ML number | N | Insertion and removal instruments |  | No | No | Yes | No | Yes | N. A.
C3900.1101 | C3900.1101.01 | RETAINING RING INSERTER, RESTOR, UPPER LIMB, LOWER ARM & LEAF SPRING SUB ASSEMBLY |  | C3900.1101.01 | 00 | 2010-08-25 | N. A. | N. A. | N. A. | N. A. | N. A. | N. A. | N. A. | N. A. | N. A. | PS/C3900.1101.01 | 00 | 2019-05-29 | N. A. | N. A. | N. A. | C3900.1101 | TF-IN | IU/5 | N. A. | SEMIFINISHED GOODS | N. A. | N. A. | N. A. | N. A. | N. A. | N. A. |  | N. A. | N. A. | N. A. | N. A. | N. A. | N. A. | N. A. | N. A. | N. A. | N. A. | 1 | SUB COMPONENTS |  | Initial issue | N | INSTRUMENTS |  | No | No | N. A. | N. A. | N. A. | N. A.
C3900.1101 | C3900.1101.01.01 | RETAINING RING INSERTER, RESTOR, UPPER LIMB, LOWER ARM |  | C3900.1101.01.01 | 00 | 2010-08-25 | N. A. | N. A. | N. A. | N. A. | N. A. | N. A. | N. A. | N. A. | N. A. | PS/C3900.1101.01.01 | 00 | 2019-05-29 | N. A. | N. A. | N. A. | C3900.1101 | TF-IN | IU/5 | N. A. | SEMIFINISHED GOODS | N. A. | N. A. | N. A. | N. A. | N. A. | N. A. |  | N. A. | N. A. | N. A. | N. A. | N. A. | N. A. | N. A. | N. A. | N. A. | N. A. | 1 | SUB COMPONENTS |  | Initial issue | N | INSTRUMENTS |  | No | No | N. A. | N. A. | N. A. | N. A.
C3900.1101 | C3900.1101.02 | RETAINING RING INSERTER, RESTOR, UPPER LIMB, UPPER ARM |  | C3900.1101.02 | 00 | 2010-08-25 | N. A. | N. A. | N. A. | N. A. | N. A. | N. A. | N. A. | N. A. | N. A. | PS/C3900.1101.02 | 00 | 2019-05-29 | N. A. | N. A. | N. A. | C3900.1101 | TF-IN | IU/5 | N. A. | SEMIFINISHED GOODS | N. A. | N. A. | N. A. | N. A. | N. A. | N. A. |  | N. A. | N. A. | N. A. | N. A. | N. A. | N. A. | N. A. | N. A. | N. A. | N. A. | 1 | SUB COMPONENTS |  | Initial issue | N | INSTRUMENTS |  | No | No | N. A. | N. A. | N. A. | N. A.
C3900.1102 | C3900.1102 | CUTTING BLOCK HOLDING PIN EXTRACTOR, RESTOR |  | C3900.1102 | 00 | 2010-08-25 | N. A. | N. A. | N. A. | QPF/C3900.1102 | 01 | 2011-07-22 | N. A. | N. A. | N. A. | PS/PUR006 | 00 | 2022-09-16 | N. A. | N. A. | N. A. | C3900.1102 | TF-IN | IU/5 | Class A | FINISHED GOODS | RESTOR™ | CUTTING BLOCK HOLDING PIN EXTRACTOR |  | 17 | No | Yes |  | No | N. A. | No | N. A. | No | Yes | No | No | M. L.: MFG/MD/2022/63252 |  | 1 | ADLER PRODUCTS\RESTOR PRODUCTS\Instruments | 0 | VL number changed to ML number | N | Extractor |  | No | No | Yes | No | Yes | N. A.
C3900.1101 | C3900.1102.01 | CUTTING BLOCK HOLDING PIN EXTRACTOR, RESTOR, LOWER ARM AND LEAF SPRING SUB ASSEMBLY |  | C3900.1102.01 | 00 | 2010-08-25 | N. A. | N. A. | N. A. | N. A. | N. A. | N. A. | N. A. | N. A. | N. A. | PS/C3900.1102.01 | 00 | 2019-05-29 | N. A. | N. A. | N. A. | C3900.1102 | TF-IN | IU/5 | N. A. | SEMIFINISHED GOODS | N. A. | N. A. | N. A. | N. A. | N. A. | N. A. |  | N. A. | N. A. | N. A. | N. A. | N. A. | N. A. | N. A. | N. A. | N. A. | N. A. | 1 | SUB COMPONENTS | 0 | Initial issue | N | INSTRUMENTS |  | No | No | N. A. | N. A. | N. A. | N. A.
C3900.1102 | C3900.1102.01.01 | CUTTING BLOCK HOLDING PIN EXTRACTOR, RESTOR, LOWER ARM |  | C3900.1102.01.01 | 00 | 2010-08-25 | N. A. | N. A. | N. A. | N. A. | N. A. | N. A. | N. A. | N. A. | N. A. | PS/C3900.1102.01.01 | 00 | 2019-05-29 | N. A. | N. A. | N. A. | C3900.1102 | TF-IN | IU/5 | N. A. | SEMIFINISHED GOODS | N. A. | N. A. | N. A. | N. A. | N. A. | N. A. |  | N. A. | N. A. | N. A. | N. A. | N. A. | N. A. | N. A. | N. A. | N. A. | N. A. | 1 | SUB COMPONENTS | 0 | Initial issue | N | INSTRUMENTS |  | No | No | N. A. | N. A. | N. A. | N. A.
C3900.1102 | C3900.1102.02 | CUTTING BLOCK HOLDING PIN EXTRACTOR, RESTOR, UPPER ARM |  | C3900.1102.02 | 00 | 2010-08-25 | N. A. | N. A. | N. A. | N. A. | N. A. | N. A. | N. A. | N. A. | N. A. | PS/C3900.1102.02 | 00 | 2019-05-29 | N. A. | N. A. | N. A. | C3900.1102 | TF-IN | IU/5 | N. A. | SEMIFINISHED GOODS | N. A. | N. A. | N. A. | N. A. | N. A. | N. A. |  | N. A. | N. A. | N. A. | N. A. | N. A. | N. A. | N. A. | N. A. | N. A. | N. A. | 1 | SUB COMPONENTS | 0 | Initial issue | N | INSTRUMENTS |  | No | No | N. A. | N. A. | N. A. | N. A.
C3900.12 | C3900.12 | PUNCH FOR POLY WEDGE, RESTOR |  | C3900.12 | 06 | 2011-03-03 | N. A. | N. A. | N. A. | QPF/C3900.12 | 02 | 2011-07-21 | N. A. | N. A. | N. A. | PS/C3900.12 | 00 | 2010-08-10 | N. A. | N. A. | N. A. | C3900.12 | TF-IN | IU/5 | Class B | FINISHED GOODS | RESTOR™ | PUNCH FOR POLY WEDGE | UPPER LIMB | 17 | No | Yes |  | No | N. A. | No | N. A. | No | Yes | No | No | M. L.: MFG/MD/2023/000312 |  | 1 | ADLER PRODUCTS\RESTOR PRODUCTS\Instruments | 0 | Initial issue | Y | Knee System Instruments |  | No | No | Yes | No | Yes | N. A.
C3900.12 | C3900.12.01 | PUNCH FOR POLY WEDGE, RESTOR, BODY |  | C3900.12.01 | 06 | 2011-03-03 | N. A. | N. A. | N. A. | N. A. | N. A. | N. A. | N. A. | N. A. | N. A. | PS/C3900.12.01 | 00 | 2010-08-10 | N. A. | N. A. | N. A. | C3900.12 | TF-IN | IU/5 | N. A. | SEMIFINISHED GOODS | N. A. | N. A. | N. A. | N. A. | N. A. | N. A. |  | N. A. | N. A. | N. A. | N. A. | N. A. | N. A. | N. A. | N. A. | N. A. | N. A. | 1 | SUB COMPONENTS | 0 | Initial issue | N | SUB COMPONENTS |  | No | No | N. A. | N. A. | N. A. | N. A.
C3900.12 | C3900.12.02 | PUNCH FOR POLY WEDGE, RESTOR, HANDLE |  | C3900.12.02 | 06 | 2011-03-03 | N. A. | N. A. | N. A. | N. A. | N. A. | N. A. | N. A. | N. A. | N. A. | PS/C3900.12.02 | 00 | 2010-08-10 | N. A. | N. A. | N. A. | C3900.12 | TF-IN | IU/5 | N. A. | SEMIFINISHED GOODS | N. A. | N. A. | N. A. | N. A. | N. A. | N. A. |  | N. A. | N. A. | N. A. | N. A. | N. A. | N. A. | N. A. | N. A. | N. A. | N. A. | 1 | SUB COMPONENTS | 0 | Initial issue | N | SUB COMPONENTS |  | No | No | N. A. | N. A. | N. A. | N. A.
C3900.13 | C3900.13 | RESTOR WEDGE FORK (FOR MODULAR COMPONENT DIS-IMPACTION) |  | C3900.13 | 05 | 2015-12-04 | N. A. | N. A. | N. A. | QPF/C3900.13 | 00 | 2010-05-18 | N. A. | N. A. | N. A. | PS/C3900.13 | 00 | 2010-08-14 | N. A. | 2019-11-17 | 44882 | C3900.13 | TF-IN | IU/5 | Class A | FINISHED GOODS | RESTOR™ | WEDGE FORK | FOR MODULAR COMPONENT DIS-IMPACTION | 17 | No | Yes |  | No | N. A. | No | N. A. | No | Yes | No | No | M. L.: MFG/MD/2022/63252 |  | 1 | ADLER PRODUCTS\RESTOR PRODUCTS\Instruments | 0 | VL number changed to ML number | N | Insertion and removal instruments |  | No | No | Yes | No | Yes | N. A.
C3900.13 | C3900.13.01 | TIP FOR RESTOR WEDGE FORK FOR MODULAR COMPONENT DIS-IMPACTION |  | C3900.13.01 | 05 | 2015-12-04 | N. A. | N. A. | N. A. | N. A. | N. A. | N. A. | N. A. | N. A. | N. A. | PS/C3900.13.01 | 00 | 2010-08-14 | N. A. | 2019-11-17 | 44882 | C3900.13 | TF-IN | IU/5 | N. A. | SEMIFINISHED GOODS | N. A. | N. A. | N. A. | N. A. | N. A. | N. A. |  | N. A. | N. A. | N. A. | N. A. | N. A. | N. A. | N. A. | N. A. | N. A. | N. A. | 1 | SUB COMPONENTS | 0 | Initial issue | N | INSTRUMENTS |  | No | No | N. A. | N. A. | N. A. | N. A.
C3900.13 | C3900.13.02 | HANDLE FOR RESTOR WEDGE FORK FOR MODULAR COMPONENT DIS-IMPACTION |  | C3900.13.02 | 05 | 2015-12-04 | N. A. | N. A. | N. A. | N. A. | N. A. | N. A. | N. A. | N. A. | N. A. | PS/C3900.13.02 | 00 | 2010-08-14 | N. A. | 2019-11-17 | 44882 | C3900.13 | TF-IN | IU/5 | N. A. | SEMIFINISHED GOODS | N. A. | N. A. | N. A. | N. A. | N. A. | N. A. |  | N. A. | N. A. | N. A. | N. A. | N. A. | N. A. | N. A. | N. A. | N. A. | N. A. | 1 | SUB COMPONENTS | 0 | Initial issue | N | INSTRUMENTS |  | No | No | N. A. | N. A. | N. A. | N. A.
C3900.1401 | C3900.1401 | RESTOR CONICAL REAMER WITH HUDSON SHANK AND CENTRALIZER DIA. 9 MM, 80 MM LONG |  | C3900.1401 | 06 | 2012-05-17 | N. A. | N. A. | N. A. | QPF/C3900.1401 | 00 | 2010-05-16 | N. A. | N. A. | N. A. | PS/C3900.1401 | 01 | 2019-01-18 | 2022-01-18 | N. A. | N. A. | C3900.1401 | TF-IN | IU/5 | Class A | FINISHED GOODS | RESTOR™ | CONICAL REAMER | WITH HUDSON SHANK AND CENTRALIZER DIA. 9 MM, 80 MM LONG | 17 | No | Yes |  | No | N. A. | No | N. A. | No | Yes | No | No | M. L.: MFG/MD/2022/63252 |  | 1 | ADLER PRODUCTS\RESTOR PRODUCTS\Instruments | 0 | VL number changed to ML number | N | Reamer & its attachment |  | No | No | Yes | No | Yes | N. A.
#N/A | C3900.1402 | RESTOR CONICAL REAMER WITH HUDSON SHANK AND CENTRALIZER DIA. 11 MM, 80 MM LONG |  | C3900.1402 | 06 | 2012-05-17 | N. A. | N. A. | N. A. | QPF/C3900.1402 | 00 | 2010-05-16 | N. A. | N. A. | N. A. | PS/C3900.1402 | 01 | 2019-01-18 | 2022-01-18 | N. A. | N. A. | C3900.1402 | TF-IN | IU/5 | Class A | FINISHED GOODS | RESTOR™ | CONICAL REAMER | WITH HUDSON SHANK AND CENTRALIZER DIA. 11 MM, 80 MM LONG | 17 | No | Yes |  | No | N. A. | No | N. A. | No | Yes | No | No | M. L.: MFG/MD/2022/63252 |  | 1 | ADLER PRODUCTS\RESTOR PRODUCTS\Instruments | 0 | VL number changed to ML number | Y | Reamer & its attachment |  | No | No | Yes | No | Yes | N. A.
C3900.1403 | C3900.1403 | RESTOR CONICAL REAMER CENTRALIZER, 9MM |  | C3900.1403 | 06 | 2012-05-17 | N. A. | N. A. | N. A. | QPF/C3900.1403 | 00 | 2010-05-16 | N. A. | N. A. | N. A. | PS/C3900.1403 | 01 | 2019-01-18 | 2022-01-18 | N. A. | N. A. | C3900.1403 | TF-IN | IU/5 | Class A | FINISHED GOODS | RESTOR™ | CONICAL REAMER CENTRALIZER | 9MM | 17 | No | Yes |  | No | N. A. | No | N. A. | No | Yes | No | No | M. L.: MFG/MD/2022/63252 |  | 1 | ADLER PRODUCTS\RESTOR PRODUCTS\Instruments | 0 | VL number changed to ML number | N | Reamer & its attachment |  | No | No | Yes | No | Yes | N. A.
C3900.1404 | C3900.1404 | RESTOR CONICAL REAMER CENTRALIZER, 11MM |  | C3900.1404 | 06 | 2012-05-17 | N. A. | N. A. | N. A. | QPF/C3900.1403 | 00 | 2010-05-16 | N. A. | N. A. | N. A. | PS/3900.1404 | 01 | 2019-01-18 | 2022-01-18 | N. A. | N. A. | C3900.1404 | TF-IN | IU/5 | Class A | FINISHED GOODS | RESTOR™ | CONICAL REAMER CENTRALIZER | 11MM | 17 | No | Yes |  | No | N. A. | No | N. A. | No | Yes | No | No | M. L.: MFG/MD/2022/63252 |  | 1 | ADLER PRODUCTS\RESTOR PRODUCTS\Instruments | 0 | VL number changed to ML number | N | Reamer & its attachment |  | No | No | Yes | No | Yes | N. A.
C3900.1405 | C3900.1405 | RESTOR CONICAL REAMER CENTRALIZER, 10MM |  | C3900.1405 | 06 | 2012-05-17 | N. A. | N. A. | N. A. | QPF/C3900.1403 | 00 | 2010-05-16 | N. A. | N. A. | N. A. | PS/3900.1405 | 01 | 2019-01-18 | 2022-01-18 | N. A. | N. A. | C3900.1405 | TF-IN | IU/5 | Class A | FINISHED GOODS | RESTOR™ | CONICAL REAMER CENTRALIZER | 10MM | 17 | No | Yes |  | No | N. A. | No | N. A. | No | Yes | No | No | M. L.: MFG/MD/2022/63252 |  | 1 | ADLER PRODUCTS\RESTOR PRODUCTS\Instruments | 0 | VL number changed to ML number | N | Reamer & its attachment |  | No | No | Yes | No | Yes | N. A.
C3900.1500 | C3900.1500 | ULNAR COMPONENT PUNCH, RESTOR |  | C3900.1500 | 02 | 2013-04-26 | N. A. | N. A. | N. A. | QPF/C3900.1500 | 01 | 2011-07-08 | N. A. | N. A. | N. A. | PS/C3900.1500 | 00 | 2019-03-16 | 2022-03-16 | N. A. | N. A. | C3900.1500 | TF-IN | IU/5 | Class B | FINISHED GOODS | RESTOR™ | ULNAR COMPONENT PUNCH | UPPER LIMB | 17 | No | Yes |  | No | N. A. | No | N. A. | No | Yes | No | No | M. L.: MFG/MD/2023/000312 |  | 1 | ADLER PRODUCTS\RESTOR PRODUCTS\Instruments | 0 | Initial issue | N | Knee System Instruments |  | No | No | Yes | No | Yes | N. A.
C3900.1500 | C3900.1500.01 | ULNAR COMPONENT PUNCH, RESTOR, TIP |  | C3900.1500.01 | 02 | 2013-04-26 | N. A. | N. A. | N. A. | N. A. | 01 | 2011-07-08 | N. A. | N. A. | N. A. | PS/C3900.1500.01 | 00 | 2019-03-16 | 2022-03-16 | N. A. | N. A. | C3900.1500 | TF-IN | IU/5 | N. A. | SEMIFINISHED GOODS | N. A. | N. A. | N. A. | N. A. | N. A. | N. A. |  | N. A. | N. A. | N. A. | N. A. | N. A. | N. A. | N. A. | N. A. | N. A. | N. A. | 1 | SUB COMPONENTS |  | Initial issue | N | INSTRUMENTS |  | No | No | N. A. | N. A. | N. A. | N. A.
C3900.1600 | C3900.1600 | ULNAR COMPONENT HOOK, RESTOR |  | C3900.1600 | 00 | 2010-08-25 | N. A. | N. A. | N. A. | QPF/C3900.1600 | 01 | 2018-01-03 | N. A. | N. A. | N. A. | PS/C3900.1600 | 00 | 2019-03-16 | 2022-03-16 | N. A. | N. A. | C3900.1600 | TF-IN | IU/5 | Class A | FINISHED GOODS | RESTOR™ | ULNAR COMPONENT HOOK | UPPER LIMB | 17 | No | Yes |  | No | N. A. | No | N. A. | No | Yes | No | No | M. L.: MFG/MD/2022/63252 |  | 1 | ADLER PRODUCTS\RESTOR PRODUCTS\Instruments | 0 | VL number changed to ML number | N | Hook |  | No | No | Yes | No | Yes | N. A.
C3900.1600 | C3900.1600.01 | ULNAR COMPONENT HOOK, RESTOR, HOOK AND BUSH SUB ASSEMBLY |  | C3900.1600.01 | 00 | 2010-08-25 | N. A. | N. A. | N. A. | N. A. | N. A. | N. A. | N. A. | N. A. | N. A. | PS/C3900.1600.01 | 00 | 2019-03-16 | 2022-03-16 | N. A. | N. A. | C3900.1600 | TF-IN | IU/5 | N. A. | SEMIFINISHED GOODS | N. A. | N. A. | N. A. | N. A. | N. A. | N. A. |  | N. A. | N. A. | N. A. | N. A. | N. A. | N. A. | N. A. | N. A. | N. A. | N. A. | 1 | SUB COMPONENTS |  | Initial issue | N | INSTRUMENTS |  | No | No | N. A. | N. A. | N. A. | N. A.
C3900.1600 | C3900.1600.01.01 | ULNAR COMPONENT HOOK, RESTOR, HOOK |  | C3900.1600.01.01 | 00 | 2010-08-25 | N. A. | N. A. | N. A. | N. A. | N. A. | N. A. | N. A. | N. A. | N. A. | PS/C3900.1600.01.01 | 00 | 2019-03-16 | 2022-03-16 | N. A. | N. A. | C3900.1600 | TF-IN | IU/5 | N. A. | SEMIFINISHED GOODS | N. A. | N. A. | N. A. | N. A. | N. A. | N. A. |  | N. A. | N. A. | N. A. | N. A. | N. A. | N. A. | N. A. | N. A. | N. A. | N. A. | 1 | SUB COMPONENTS |  | Initial issue | N | INSTRUMENTS |  | No | No | N. A. | N. A. | N. A. | N. A.
C3900.1600 | C3900.1600.01.02 | ULNAR COMPONENT HOOK, RESTOR, BUSH |  | C3900.1600.01.02 | 00 | 2010-08-25 | N. A. | N. A. | N. A. | N. A. | N. A. | N. A. | N. A. | N. A. | N. A. | PS/C3900.1600.01.02 | 00 | 2019-03-16 | 2022-03-16 | N. A. | N. A. | C3900.1600 | TF-IN | IU/5 | N. A. | SEMIFINISHED GOODS | N. A. | N. A. | N. A. | N. A. | N. A. | N. A. |  | N. A. | N. A. | N. A. | N. A. | N. A. | N. A. | N. A. | N. A. | N. A. | N. A. | 1 | SUB COMPONENTS |  | Initial issue | N | INSTRUMENTS |  | No | No | N. A. | N. A. | N. A. | N. A.
C3900.1600 | C3900.1600.02 | ULNAR COMPONENT HOOK, RESTOR, STOPPER |  | C3900.1600.02 | 00 | 2010-08-25 | N. A. | N. A. | N. A. | N. A. | N. A. | N. A. | N. A. | N. A. | N. A. | PS/C3900.1600.02 | 00 | 2019-03-16 | 2022-03-16 | N. A. | N. A. | C3900.1600 | TF-IN | IU/5 | N. A. | SEMIFINISHED GOODS | N. A. | N. A. | N. A. | N. A. | N. A. | N. A. |  | N. A. | N. A. | N. A. | N. A. | N. A. | N. A. | N. A. | N. A. | N. A. | N. A. | 1 | SUB COMPONENTS |  | Initial issue | N | INSTRUMENTS |  | No | No | N. A. | N. A. | N. A. | N. A.
C3900.1700 | C3900.1700 | SLOTTED HAMMER, SMALL, ADLER |  | C3900.1700 | 00 | 2010-08-24 | N. A. | N. A. | N. A. | QPF/C3900.1700 | 01 | 2021-02-09 | N. A. | N. A. | N. A. | PS/C3900.1700 | 00 | 2019-03-16 | 2022-03-16 | N. A. | N. A. | C3900.1700 | TF-IN | IU/5 | Class A | FINISHED GOODS | ADLER™ | SLOTTED HAMMER, SMALL |  | 17 | No | Yes |  | No | N. A. | No | N. A. | No | Yes | No | No | M. L.: MFG/MD/2022/63252 |  | 1 | ADLER PRODUCTS\RESTOR PRODUCTS\Instruments | 0 | VL number changed to ML number | N | Surgical Mallet |  | No | No | Yes | No | Yes | N. A.
C3900.1700 | C3900.1700.01 | SLOTTED HAMMER, SMALL, ADLER, HAMMER AND SHAFT SUB ASSEMBLY |  | C3900.1700.01 | 00 | 2010-08-24 | N. A. | N. A. | N. A. | N. A. | N. A. | N. A. | N. A. | N. A. | N. A. | PS/C3900.1700.01 | 00 | 2019-03-16 | 2022-03-16 | N. A. | N. A. | C3900.1700 | TF-IN | IU/5 | N. A. | SEMIFINISHED GOODS | N. A. | N. A. | N. A. | N. A. | N. A. | N. A. |  | N. A. | N. A. | N. A. | N. A. | N. A. | N. A. | N. A. | N. A. | N. A. | N. A. | 1 | SUB COMPONENTS |  | Initial issue | N | INSTRUMENTS |  | No | No | N. A. | N. A. | N. A. | N. A.
C3900.1700 | C3900.1700.01.01 | SLOTTED HAMMER, SMALL, ADLER, HAMMER |  | C3900.1700.01.01 | 00 | 2010-08-24 | N. A. | N. A. | N. A. | N. A. | N. A. | N. A. | N. A. | N. A. | N. A. | PS/C3900.1700.01.01 | 00 | 2019-03-16 | 2022-03-16 | N. A. | N. A. | C3900.1700 | TF-IN | IU/5 | N. A. | SEMIFINISHED GOODS | N. A. | N. A. | N. A. | N. A. | N. A. | N. A. |  | N. A. | N. A. | N. A. | N. A. | N. A. | N. A. | N. A. | N. A. | N. A. | N. A. | 1 | SUB COMPONENTS |  | Initial issue | N | INSTRUMENTS |  | No | No | N. A. | N. A. | N. A. | N. A.
C3900.1700 | C3900.1700.01.02 | SLOTTED HAMMER, SMALL, ADLER, SHAFT |  | C3900.1700.01.02 | 00 | 2010-08-24 | N. A. | N. A. | N. A. | N. A. | N. A. | N. A. | N. A. | N. A. | N. A. | PS/C3900.1700.01.02 | 00 | 2019-03-16 | 2022-03-16 | N. A. | N. A. | C3900.1700 | TF-IN | IU/5 | N. A. | SEMIFINISHED GOODS | N. A. | N. A. | N. A. | N. A. | N. A. | N. A. |  | N. A. | N. A. | N. A. | N. A. | N. A. | N. A. | N. A. | N. A. | N. A. | N. A. | 1 | SUB COMPONENTS |  | Initial issue | N | INSTRUMENTS |  | No | No | N. A. | N. A. | N. A. | N. A.
C3900.18 | C3900.18 | WEDGE FORK, UPPER LIMB, RESTOR |  | C3900.18 | 00 | 2010-09-19 | N. A. | N. A. | N. A. | N. A. | N. A. | N. A. | N. A. | N. A. | N. A. | PS/C3900.18 | 00 | 2019-03-16 | 2022-03-16 | N. A. | N. A. | C3900.18 | TF-IN | IU/5 | Class A | FINISHED GOODS | RESTOR™ | WEDGE FORK | UPPER LIMB | 17 | No | Yes |  | No | N. A. | No | N. A. | No | Yes | No | No | M. L.: MFG/MD/2022/63252 |  | 1 | ADLER PRODUCTS\RESTOR PRODUCTS\Instruments | 0 | VL number changed to ML number | N | Insertion and removal instruments |  | No | No | Yes | No | Yes | N. A.
C3900.18 | C3900.18.01 | WEDGE FORK, UPPER LIMB, RESTOR, TIP |  | C3900.18.01 | 00 | 2010-09-19 | N. A. | N. A. | N. A. | N. A. | N. A. | N. A. | N. A. | N. A. | N. A. | PS/C3900.18.01 | 00 | 2019-03-16 | 2022-03-16 | N. A. | N. A. | C3900.18 | TF-IN | IU/5 | N. A. | SEMIFINISHED GOODS | N. A. | N. A. | N. A. | N. A. | N. A. | N. A. |  | N. A. | N. A. | N. A. | N. A. | N. A. | N. A. | N. A. | N. A. | N. A. | N. A. | 1 | SUB COMPONENTS |  | Initial issue | N | INSTRUMENTS |  | No | No | N. A. | N. A. | N. A. | N. A.
C3900.18 | C3900.18.02 | WEDGE FORK, UPPER LIMB, RESTOR, BODY |  | C3900.18.02 | 00 | 2010-09-19 | N. A. | N. A. | N. A. | N. A. | N. A. | N. A. | N. A. | N. A. | N. A. | PS/C3900.18.02 | 00 | 2019-03-16 | 2022-03-16 | N. A. | N. A. | C3900.18 | TF-IN | IU/5 | N. A. | SEMIFINISHED GOODS | N. A. | N. A. | N. A. | N. A. | N. A. | N. A. |  | N. A. | N. A. | N. A. | N. A. | N. A. | N. A. | N. A. | N. A. | N. A. | N. A. | 1 | SUB COMPONENTS |  | Initial issue | N | INSTRUMENTS |  | No | No | N. A. | N. A. | N. A. | N. A.
C3900.1901 | C3900.1901 | CONICAL REAMER, MODULAR, UPPER LIMB, RESTOR |  | C3900.1901 | 03 | 2012-05-17 | N. A. | N. A. | N. A. | QPF/C3900.1901 | 02 | 2021-02-09 | N. A. | N. A. | N. A. | PS/C3900.1901 | 00 | 2019-01-18 | 2022-01-18 | N. A. | N. A. | C3900.1901 | TF-IN | IU/5 | Class A | FINISHED GOODS | RESTOR™ | CONICAL REAMER, MODULAR | UPPER LIMB | 17 | No | Yes |  | No | N. A. | No | N. A. | No | Yes | No | No | M. L.: MFG/MD/2022/63252 |  | 1 | ADLER PRODUCTS\RESTOR PRODUCTS\Instruments | 0 | VL number changed to ML number | N | Reamer & its attachment |  | No | No | Yes | No | Yes | N. A.
C3900.1902 | C3900.1902 | CONICAL REAMER CENTRALIZER, 6MM, UPPER LIMB, RESTOR |  | C3900.1902 | 03 | 2012-05-17 | N. A. | N. A. | N. A. | QPF/C3900.1902 | 01 | 2011-07-08 | N. A. | N. A. | N. A. | PS/C3900.1902 | 00 | 2019-01-18 | 2022-01-18 | N. A. | N. A. | C3900.1901 | TF-IN | IU/5 | Class A | FINISHED GOODS | RESTOR™ | CONICAL REAMER CENTRALIZER | 6MM, UPPER LIMB | 17 | No | Yes |  | No | N. A. | No | N. A. | No | Yes | No | No | M. L.: MFG/MD/2022/63252 |  | 1 | ADLER PRODUCTS\RESTOR PRODUCTS\Instruments | 0 | VL number changed to ML number | N | Reamer & its attachment |  | No | No | Yes | No | Yes | N. A.
C3900.1903 | C3900.1903 | CONICAL REAMER CENTRALIZER, 7MM, UPPER LIMB, RESTOR |  | C3900.1903 | 03 | 2012-05-17 | N. A. | N. A. | N. A. | QPF/C3900.1902 | 01 | 2011-07-08 | N. A. | N. A. | N. A. | PS/C3900.1902 | 00 | 2019-01-18 | 2022-01-18 | N. A. | N. A. | C3900.1901 | TF-IN | IU/5 | Class A | FINISHED GOODS | RESTOR™ | CONICAL REAMER CENTRALIZER | 7MM, UPPER LIMB | 17 | No | Yes |  | No | N. A. | No | N. A. | No | Yes | No | No | M. L.: MFG/MD/2022/63252 |  | 1 | ADLER PRODUCTS\RESTOR PRODUCTS\Instruments | 0 | VL number changed to ML number | Y | Reamer & its attachment |  | No | No | Yes | No | Yes | N. A.
C3900.1904 | C3900.1904 | CONICAL REAMER CENTRALIZER, 8MM, UPPER LIMB, RESTOR |  | C3900.1904 | 03 | 2012-05-17 | N. A. | N. A. | N. A. | QPF/C3900.1902 | 01 | 2011-07-08 | N. A. | N. A. | N. A. | PS/C3900.1902 | 00 | 2019-01-18 | 2022-01-18 | N. A. | N. A. | C3900.1901 | TF-IN | IU/5 | Class A | FINISHED GOODS | RESTOR™ | CONICAL REAMER CENTRALIZER | 8MM, UPPER LIMB | 17 | No | Yes |  | No | N. A. | No | N. A. | No | Yes | No | No | M. L.: MFG/MD/2022/63252 |  | 1 | ADLER PRODUCTS\RESTOR PRODUCTS\Instruments | 0 | VL number changed to ML number | Y | Reamer & its attachment |  | No | No | Yes | No | Yes | N. A.
C3901.011 | C3901.011 | RESTOR EXTRAMEDULLARY JIG FOR TIBIAL CUT IN DISTAL FEMUR RESECTION PROSTHESIS |  | C3901.011 | 06 | 2018-01-16 | N. A. | N. A. | N. A. | QPF/C3901.011 | 00 | 2011-07-22 | N. A. | N. A. | N. A. | PS/C3901.011 | 00 | 2018-06-14 | N. A. | N. A. | N. A. | C3901.011 | TF-IN | IU/5 | Class B | FINISHED GOODS | RESTOR™ | EXTRAMEDULLARY JIG |  | 17 | No | Yes |  | No | N. A. | No | N. A. | No | Yes | No | No | M. L.: MFG/MD/2023/000312 |  | 1 | ADLER PRODUCTS\RESTOR PRODUCTS\Instruments | 0 | Initial issue | N | Knee System Instruments |  | No | No | Yes | No | Yes | N. A.
C3901.011 | C3901.011.01 | EXTRAMEDULLARY JIG, RESTOR, CUTTING BLOCK SUB ASSEMBLY |  | C3901.011.01 | 06 | 2018-01-16 | N. A. | N. A. | N. A. | N. A. | N. A. | N. A. | N. A. | N. A. | N. A. | PS/C3901.011.01 | 00 | 2018-06-14 | N. A. | N. A. | N. A. | C3901.011 | TF-IN | IU/5 | N. A. | SEMIFINISHED GOODS | N. A. | N. A. | N. A. | N. A. | N. A. | N. A. |  | N. A. | N. A. | N. A. | N. A. | N. A. | N. A. | N. A. | N. A. | N. A. | N. A. | 1 | SUB COMPONENTS | 0 | Initial issue | N | SUB COMPONENTS |  | No | No | N. A. | N. A. | N. A. | N. A.
C3901.011 | C3901.011.01.01 | EXTRAMEDULLARY JIG, RESTOR, CUTTING BLOCK, LOCKING SLEEVE & BUSH SUB ASSEMBLY |  | C3901.011.01.01 | 06 | 2018-01-16 | N. A. | N. A. | N. A. | N. A. | N. A. | N. A. | N. A. | N. A. | N. A. | PS/C3901.011.01.01 | 00 | 2018-06-14 | N. A. | N. A. | N. A. | C3901.011 | TF-IN | IU/5 | N. A. | SEMIFINISHED GOODS | N. A. | N. A. | N. A. | N. A. | N. A. | N. A. |  | N. A. | N. A. | N. A. | N. A. | N. A. | N. A. | N. A. | N. A. | N. A. | N. A. | 1 | SUB COMPONENTS | 0 | Initial issue | N | SUB COMPONENTS |  | No | No | N. A. | N. A. | N. A. | N. A.
C3901.011 | C3901.011.01.01.01 | EXTRAMEDULLARY JIG, RESTOR, CUTTING BLOCK |  | C3901.011.01.01.01 | 06 | 2018-01-16 | N. A. | N. A. | N. A. | N. A. | N. A. | N. A. | N. A. | N. A. | N. A. | PS/C3901.011.01.01.01 | 00 | 2018-06-14 | N. A. | N. A. | N. A. | C3901.011 | TF-IN | IU/5 | N. A. | SEMIFINISHED GOODS | N. A. | N. A. | N. A. | N. A. | N. A. | N. A. |  | N. A. | N. A. | N. A. | N. A. | N. A. | N. A. | N. A. | N. A. | N. A. | N. A. | 1 | SUB COMPONENTS | 0 | Initial issue | N | SUB COMPONENTS |  | No | No | N. A. | N. A. | N. A. | N. A.
C3901.011 | C3901.011.01.01.02 | EXTRAMEDULLARY JIG, RESTOR, LOCKING SLEEVE SUB ASSEMBLY |  | C3901.011.01.01.02 | 06 | 2018-01-16 | N. A. | N. A. | N. A. | N. A. | N. A. | N. A. | N. A. | N. A. | N. A. | PS/C3901.011.01.01.02 | 00 | 2018-06-14 | N. A. | N. A. | N. A. | C3901.011 | TF-IN | IU/5 | N. A. | SEMIFINISHED GOODS | N. A. | N. A. | N. A. | N. A. | N. A. | N. A. |  | N. A. | N. A. | N. A. | N. A. | N. A. | N. A. | N. A. | N. A. | N. A. | N. A. | 1 | SUB COMPONENTS | 0 | Initial issue | N | SUB COMPONENTS |  | No | No | N. A. | N. A. | N. A. | N. A.
C3901.011 | C3901.011.01.01.02.01 | EXTRAMEDULLARY JIG, RESTOR, LOCKING SLEEVE |  | C3901.011.01.01.02.01 | 06 | 2018-01-16 | N. A. | N. A. | N. A. | N. A. | N. A. | N. A. | N. A. | N. A. | N. A. | PS/C3901.011.01.01.02.01 | 00 | 2018-06-14 | N. A. | N. A. | N. A. | C3901.011 | TF-IN | IU/5 | N. A. | SEMIFINISHED GOODS | N. A. | N. A. | N. A. | N. A. | N. A. | N. A. |  | N. A. | N. A. | N. A. | N. A. | N. A. | N. A. | N. A. | N. A. | N. A. | N. A. | 1 | SUB COMPONENTS | 0 | Initial issue | N | SUB COMPONENTS |  | No | No | N. A. | N. A. | N. A. | N. A.
C3901.011 | C3901.011.01.01.02.02 | EXTRAMEDULLARY JIG, RESTOR, LOCKING SCREW BUSH |  | C3901.011.01.01.02.02 | 06 | 2018-01-16 | N. A. | N. A. | N. A. | N. A. | N. A. | N. A. | N. A. | N. A. | N. A. | PS/C3901.011.01.01.02.02 | 00 | 2018-06-14 | N. A. | N. A. | N. A. | C3901.011 | TF-IN | IU/5 | N. A. | SEMIFINISHED GOODS | N. A. | N. A. | N. A. | N. A. | N. A. | N. A. |  | N. A. | N. A. | N. A. | N. A. | N. A. | N. A. | N. A. | N. A. | N. A. | N. A. | 1 | SUB COMPONENTS | 0 | Initial issue | N | SUB COMPONENTS |  | No | No | N. A. | N. A. | N. A. | N. A.
C3901.011 | C3901.011.01.02 | EXTRAMEDULLARY JIG, RESTOR, LOCKING SCREW |  | C3901.011.01.02 | 06 | 2018-01-16 | N. A. | N. A. | N. A. | N. A. | N. A. | N. A. | N. A. | N. A. | N. A. | PS/C3901.011.01.02 | 00 | 2018-06-14 | N. A. | N. A. | N. A. | C3901.011 | TF-IN | IU/5 | N. A. | SEMIFINISHED GOODS | N. A. | N. A. | N. A. | N. A. | N. A. | N. A. |  | N. A. | N. A. | N. A. | N. A. | N. A. | N. A. | N. A. | N. A. | N. A. | N. A. | 1 | SUB COMPONENTS | 0 | Initial issue | N | SUB COMPONENTS |  | No | No | N. A. | N. A. | N. A. | N. A.
C3901.011 | C3901.011.01.03 | EXTRAMEDULLARY JIG, RESTOR, LOCKING SCREW, PUSH PIN |  | C3901.011.01.03 | 06 | 2018-01-16 | N. A. | N. A. | N. A. | N. A. | N. A. | N. A. | N. A. | N. A. | N. A. | PS/C3901.011.01.03 | 00 | 2018-06-14 | N. A. | N. A. | N. A. | C3901.011 | TF-IN | IU/5 | N. A. | SEMIFINISHED GOODS | N. A. | N. A. | N. A. | N. A. | N. A. | N. A. |  | N. A. | N. A. | N. A. | N. A. | N. A. | N. A. | N. A. | N. A. | N. A. | N. A. | 1 | SUB COMPONENTS | 0 | Initial issue | N | SUB COMPONENTS |  | No | No | N. A. | N. A. | N. A. | N. A.
C3901.011 | C3901.011.02 | EXTRAMEDULLARY JIG, RESTOR, CUTTING BLOCK ADJUSTMENT ROD |  | C3901.011.02 | 00 | 2010-06-06 | N. A. | N. A. | N. A. | N. A. | N. A. | N. A. | N. A. | N. A. | N. A. | PS/C3901.011.02 | 00 | 2018-06-14 | N. A. | N. A. | N. A. | C3901.011 | TF-IN | IU/5 | N. A. | SEMIFINISHED GOODS | N. A. | N. A. | N. A. | N. A. | N. A. | N. A. |  | N. A. | N. A. | N. A. | N. A. | N. A. | N. A. | N. A. | N. A. | N. A. | N. A. | 1 | SUB COMPONENTS | 0 | Initial issue | N | SUB COMPONENTS |  | No | No | N. A. | N. A. | N. A. | N. A.
C3901.011 | C3901.011.03 | EXTRAMEDULLARY JIG, RESTOR, CUTTING BLOCK ADJUSTMENT ROD SLEEVE SUB ASSEMBLY |  | C3901.011.03 | 00 | 2010-06-06 | N. A. | N. A. | N. A. | N. A. | N. A. | N. A. | N. A. | N. A. | N. A. | PS/C3901.011.03 | 00 | 2018-06-14 | N. A. | N. A. | N. A. | C3901.011 | TF-IN | IU/5 | N. A. | SEMIFINISHED GOODS | N. A. | N. A. | N. A. | N. A. | N. A. | N. A. |  | N. A. | N. A. | N. A. | N. A. | N. A. | N. A. | N. A. | N. A. | N. A. | N. A. | 1 | SUB COMPONENTS | 0 | Initial issue | N | SUB COMPONENTS |  | No | No | N. A. | N. A. | N. A. | N. A.
C3901.011 | C3901.011.03.01 | EXTRAMEDULLARY JIG, RESTOR, CUTTING BLOCK ADJUSTMENT ROD SLEEVE AND BUSH, SUB ASSEMBLY |  | C3901.011.03.01 | 00 | 2010-06-06 | N. A. | N. A. | N. A. | N. A. | N. A. | N. A. | N. A. | N. A. | N. A. | PS/C3901.011.03.01 | 00 | 2018-06-14 | N. A. | N. A. | N. A. | C3901.011 | TF-IN | IU/5 | N. A. | SEMIFINISHED GOODS | N. A. | N. A. | N. A. | N. A. | N. A. | N. A. |  | N. A. | N. A. | N. A. | N. A. | N. A. | N. A. | N. A. | N. A. | N. A. | N. A. | 1 | SUB COMPONENTS | 0 | Initial issue | N | SUB COMPONENTS |  | No | No | N. A. | N. A. | N. A. | N. A.
C3901.011 | C3901.011.03.01.01 | EXTRAMEDULLARY JIG, RESTOR, CUTTING BLOCK ADJUSTMENT ROD SLEEVE |  | C3901.011.03.01.01 | 00 | 2010-06-06 | N. A. | N. A. | N. A. | N. A. | N. A. | N. A. | N. A. | N. A. | N. A. | PS/C3901.011.03.01.01 | 00 | 2018-06-14 | N. A. | N. A. | N. A. | C3901.011 | TF-IN | IU/5 | N. A. | SEMIFINISHED GOODS | N. A. | N. A. | N. A. | N. A. | N. A. | N. A. |  | N. A. | N. A. | N. A. | N. A. | N. A. | N. A. | N. A. | N. A. | N. A. | N. A. | 1 | SUB COMPONENTS | 0 | Initial issue | N | SUB COMPONENTS |  | No | No | N. A. | N. A. | N. A. | N. A.
C3901.011 | C3901.011.04 | EXTRAMEDULLARY JIG, RESTOR, ANKLE SUPPORT SUB ASSEMBLY |  | C3901.011.04 | 00 | 2010-06-06 | N. A. | N. A. | N. A. | N. A. | N. A. | N. A. | N. A. | N. A. | N. A. | PS/C3901.011.04 | 00 | 2018-06-14 | N. A. | N. A. | N. A. | C3901.011 | TF-IN | IU/5 | N. A. | SEMIFINISHED GOODS | N. A. | N. A. | N. A. | N. A. | N. A. | N. A. |  | N. A. | N. A. | N. A. | N. A. | N. A. | N. A. | N. A. | N. A. | N. A. | N. A. | 1 | SUB COMPONENTS | 0 | Initial issue | N | SUB COMPONENTS |  | No | No | N. A. | N. A. | N. A. | N. A.
C3901.011 | C3901.011.04.01 | EXTRAMEDULLARY JIG, RESTOR, ANKLE SUPPORT |  | C3901.011.04.01 | 00 | 2010-06-06 | N. A. | N. A. | N. A. | N. A. | N. A. | N. A. | N. A. | N. A. | N. A. | PS/C3901.011.04.01 | 00 | 2018-06-14 | N. A. | N. A. | N. A. | C3901.011 | TF-IN | IU/5 | N. A. | SEMIFINISHED GOODS | N. A. | N. A. | N. A. | N. A. | N. A. | N. A. |  | N. A. | N. A. | N. A. | N. A. | N. A. | N. A. | N. A. | N. A. | N. A. | N. A. | 1 | SUB COMPONENTS | 0 | Initial issue | N | SUB COMPONENTS |  | No | No | N. A. | N. A. | N. A. | N. A.
C3901.011 | C3901.011.04.01.01 | EXTRAMEDULLARY JIG, RESTOR, ANKLE SUPPORT, MAIN BODY |  | C3901.011.04.01.01 | 00 | 2010-06-06 | N. A. | N. A. | N. A. | N. A. | N. A. | N. A. | N. A. | N. A. | N. A. | PS/C3901.011.04.01.01 | 00 | 2018-06-14 | N. A. | N. A. | N. A. | C3901.011 | TF-IN | IU/5 | N. A. | SEMIFINISHED GOODS | N. A. | N. A. | N. A. | N. A. | N. A. | N. A. |  | N. A. | N. A. | N. A. | N. A. | N. A. | N. A. | N. A. | N. A. | N. A. | N. A. | 1 | SUB COMPONENTS | 0 | Initial issue | N | SUB COMPONENTS |  | No | No | N. A. | N. A. | N. A. | N. A.
C3901.011 | C3901.011.04.01.02 | EXTRAMEDULLARY JIG, RESTOR, ANKLE SUPPORT, EXTENSION ROD |  | C3901.011.04.01.02 | 00 | 2010-06-06 | N. A. | N. A. | N. A. | N. A. | N. A. | N. A. | N. A. | N. A. | N. A. | PS/C3901.011.04.01.02 | 00 | 2018-06-14 | N. A. | N. A. | N. A. | C3901.011 | TF-IN | IU/5 | N. A. | SEMIFINISHED GOODS | N. A. | N. A. | N. A. | N. A. | N. A. | N. A. |  | N. A. | N. A. | N. A. | N. A. | N. A. | N. A. | N. A. | N. A. | N. A. | N. A. | 1 | SUB COMPONENTS | 0 | Initial issue | N | SUB COMPONENTS |  | No | No | N. A. | N. A. | N. A. | N. A.
C3901.011 | C3901.011.04.01.03 | DOWEL PIN DIA. 3.0 X LENGTH 13.0MM |  | C3901.011.04.01.03 | 00 | 2010-06-06 | N. A. | N. A. | N. A. | N. A. | N. A. | N. A. | N. A. | N. A. | N. A. | PS/C3901.011.04.01.03 | 00 | 2018-06-14 | N. A. | N. A. | N. A. | C3901.011 | N. A. | N. A. | N. A. | SEMIFINISHED GOODS | N. A. | N. A. | N. A. | N. A. | N. A. | N. A. |  | N. A. | N. A. | N. A. | N. A. | N. A. | N. A. | N. A. | N. A. | N. A. | N. A. | 1 | SUB COMPONENTS | 0 | Initial issue | N | SUB COMPONENTS |  | No | No | N. A. | N. A. | N. A. | N. A.
C3901.011 | C3901.011.04.01.04 | EXTRAMEDULLARY JIG, RESTOR, ANKLE SUPPORT, HOOK |  | C3901.011.04.01.04 | 00 | 2010-06-06 | N. A. | N. A. | N. A. | N. A. | N. A. | N. A. | N. A. | N. A. | N. A. | PS/C3901.011.04.01.04 | 00 | 2018-06-14 | N. A. | N. A. | N. A. | C3901.011 | TF-IN | IU/5 | N. A. | SEMIFINISHED GOODS | N. A. | N. A. | N. A. | N. A. | N. A. | N. A. |  | N. A. | N. A. | N. A. | N. A. | N. A. | N. A. | N. A. | N. A. | N. A. | N. A. | 1 | SUB COMPONENTS | 0 | Initial issue | N | SUB COMPONENTS |  | No | No | N. A. | N. A. | N. A. | N. A.
C3901.011 | C3901.011.04.02 | EXTRAMEDULLARY JIG, RESTOR, ANKLE SUPPORT, CHAIN |  | C3901.011.04.02 | 00 | 2010-06-06 | N. A. | N. A. | N. A. | N. A. | N. A. | N. A. | N. A. | N. A. | N. A. | PS/C3901.011.04.02 | 00 | 2018-06-14 | N. A. | N. A. | N. A. | C3901.011 | TF-IN | IU/5 | N. A. | SEMIFINISHED GOODS | N. A. | N. A. | N. A. | N. A. | N. A. | N. A. |  | N. A. | N. A. | N. A. | N. A. | N. A. | N. A. | N. A. | N. A. | N. A. | N. A. | 1 | SUB COMPONENTS | 0 | Initial issue | N | SUB COMPONENTS |  | No | No | N. A. | N. A. | N. A. | N. A.
C3901.011 | C3901.011.04.03 | EXTRAMEDULLARY JIG, RESTOR, ANKLE SUPPORT EXTENSION ROD |  | C3901.011.04.03 | 00 | 2010-06-06 | N. A. | N. A. | N. A. | N. A. | N. A. | N. A. | N. A. | N. A. | N. A. | PS/C3901.011.04.03 | 00 | 2018-06-14 | N. A. | N. A. | N. A. | C3901.011 | N. A. | N. A. | N. A. | SEMIFINISHED GOODS | N. A. | N. A. | N. A. | N. A. | N. A. | N. A. |  | N. A. | N. A. | N. A. | N. A. | N. A. | N. A. | N. A. | N. A. | N. A. | N. A. | 1 | SUB COMPONENTS | 0 | Initial issue | N | SUB COMPONENTS |  | No | No | N. A. | N. A. | N. A. | N. A.
C3901.011 | C3901.011.06 | EXTRAMEDULLARY JIG, RESTOR, ANKLE SUPPORT, ALIGNMENT ROD |  | C3901.011.06 | 00 | 2010-06-06 | N. A. | N. A. | N. A. | N. A. | N. A. | N. A. | N. A. | N. A. | N. A. | PS/C3901.011.06 | 00 | 2018-06-14 | N. A. | N. A. | N. A. | C3901.011 | TF-IN | IU/5 | N. A. | SEMIFINISHED GOODS | N. A. | N. A. | N. A. | N. A. | N. A. | N. A. |  | N. A. | N. A. | N. A. | N. A. | N. A. | N. A. | N. A. | N. A. | N. A. | N. A. | 1 | SUB COMPONENTS |  | Initial issue | N | INSTRUMENTS |  | No | No | N. A. | N. A. | N. A. | N. A.
C3901.011 | C3901.011.06.01 | EXTRAMEDULLARY JIG, RESTOR, ALIGNMENT ROD, BLANK |  | C3901.011.06.01 | 00 | 2010-06-06 | N. A. | N. A. | N. A. | N. A. | N. A. | N. A. | N. A. | N. A. | N. A. | PS/C3901.011.06.01 | 00 | 2018-06-14 | N. A. | N. A. | N. A. | C3901.011 | N. A. | N. A. | N. A. | SEMIFINISHED GOODS | N. A. | N. A. | N. A. | N. A. | N. A. | N. A. |  | N. A. | N. A. | N. A. | N. A. | N. A. | N. A. | N. A. | N. A. | N. A. | N. A. | 1 | SUB COMPONENTS | 0 | Initial issue | N | SUB COMPONENTS |  | No | No | N. A. | N. A. | N. A. | N. A.
C3901.011 | C3901.011.06.02 | EXTRAMEDULLARY JIG, RESTOR, ALIGNMENT ROD, CAP |  | C3901.011.06.02 | 00 | 2010-06-06 | N. A. | N. A. | N. A. | N. A. | N. A. | N. A. | N. A. | N. A. | N. A. | PS/C3901.011.06.02 | 00 | 2018-06-14 | N. A. | N. A. | N. A. | C3901.011 | N. A. | N. A. | N. A. | SEMIFINISHED GOODS | N. A. | N. A. | N. A. | N. A. | N. A. | N. A. |  | N. A. | N. A. | N. A. | N. A. | N. A. | N. A. | N. A. | N. A. | N. A. | N. A. | 1 | SUB COMPONENTS | 0 | Initial issue | N | SUB COMPONENTS |  | No | No | N. A. | N. A. | N. A. | N. A.
C3901.012 | C3901.012 | RESTOR INTRAMEDULLARY JIG FOR TIBIAL CUT FOR RESTOR DISTAL FEMUR RESECTION PROSTHESIS |  | C3901.012 | 02 | 2010-09-25 | N. A. | N. A. | N. A. | QPF/C3901.012 | 00 | 2010-08-25 | N. A. | N. A. | N. A. | PS/C3901.012 | 01 | 2019-04-17 | 2022-04-17 | N. A. | N. A. | C3901.012 | TF-IN | IU/5 | Class B | FINISHED GOODS | RESTOR™ | INTRAMEDULLARY JIG FOR TIBIAL CUT | FOR DISTAL FEMUR RESECTION PROSTHESIS | 17 | No | Yes |  | No | N. A. | No | N. A. | No | Yes | No | No | M. L.: MFG/MD/2023/000312 |  | 1 | ADLER PRODUCTS\RESTOR PRODUCTS\Instruments | 0 | Initial issue | N | Knee System Instruments |  | No | No | Yes | No | Yes | N. A.
C3901.013 | C3901.013 | EXTRAMEDULLARY JIG, RESTOR, CUTTING BLOCK HOLDING PIN |  | C3901.013 | 02 | 2010-09-25 | N. A. | N. A. | N. A. | QPF/C3901.013 | 00 | 2010-08-25 | N. A. | N. A. | N. A. | PS/C3901.013 | 01 | 2019-04-17 | 2022-04-17 | N. A. | N. A. | C3901.013 | TF-IN | IU/5 | Class B | FINISHED GOODS | RESTOR™ | EXTRAMEDULLARY JIG, RESTOR | CUTTING BLOCK HOLDING PIN | 17 | No | Yes |  | No | N. A. | No | N. A. | No | Yes | No | No | M. L.: MFG/MD/2023/000312 |  | 1 | ADLER PRODUCTS\RESTOR PRODUCTS\Instruments | 0 | Initial issue | N | Knee System Instruments |  | No | No | Yes | No | Yes | N. A.
C3901.014 | C3901.014 | EXTRAMEDULLARY JIG, RESTOR, CUTTING BLOCK HOLDING PIN, SHORT |  | C3901.014 | 04 | 2020-01-28 | N. A. | N. A. | N. A. | QPF/C3901.014 | 00 | 2010-08-25 | N. A. | N. A. | N. A. | PS/C3901.014 | 01 | 2019-04-17 | 2022-04-17 | N. A. | N. A. | C3901.014 | TF-IN | IU/5 | Class B | FINISHED GOODS | RESTOR™ | MODULAR RESECTION PROSTHESIS | EXTRAMEDULLARY JIG, CUTTING BLOCK HOLDING PIN, SHORT | 17 | No | Yes |  | No | N. A. | No | N. A. | No | Yes | No | No | M. L.: MFG/MD/2023/000312 | N. A. | 1 | SUB COMPONENTS |  | Initial issue | N | Knee System Instruments |  | No | No | Yes | No | Yes | N. A.
C3901.021 | C3901.021 | RESTOR JIG FOR TIBIAL POSITIONING FOR RESTOR PROSTHESIS WITH FEMORAL RESECTION |  | C3901.021 | 02 | 2010-09-25 | N. A. | N. A. | N. A. | QPF/C3901.021 | 00 | 2010-08-25 | N. A. | N. A. | N. A. | PS/C3901.021 | 01 | 2019-04-17 | 2022-04-17 | N. A. | N. A. | C3901.021 | TF-IN | IU/5 | Class B | FINISHED GOODS | RESTOR™ | JIG FOR TIBIAL POSITIONING | PROSTHESIS WITH FEMORAL RESECTION | 17 | No | Yes |  | No | N. A. | No | N. A. | No | Yes | No | No | M. L.: MFG/MD/2023/000312 |  | 1 | ADLER PRODUCTS\RESTOR PRODUCTS\Instruments | 0 | Initial issue | N | Knee System Instruments |  | No | No | Yes | No | Yes | N. A.
C3901.021 | C3901.021.01 | TIBIAL POSITIONING JIG, RESTOR, EXTENSION ROD AND GUIDE PLATE SUB ASSEMBLY |  | C3901.021.01 | 03 | 2013-09-21 | N. A. | N. A. | N. A. | N. A. | N. A. | N. A. | N. A. | N. A. | N. A. | QPF/C3901.021.01 | 00 | 2010-08-17 | N. A. | N. A. | N. A. | C3901.021 | N. A. | N. A. | N. A. | SEMIFINISHED GOODS | N. A. | N. A. | N. A. | N. A. | N. A. | N. A. |  | N. A. | N. A. | N. A. | N. A. | N. A. | N. A. | N. A. | N. A. | N. A. | N. A. | N. A. | SUB COMPONENTS | N. A. | Added New Product as per required from Production (Lingayat) on 11JUL2018 | N | INSTRUMENTS |  | No | No | N. A. | N. A. | N. A. | N. A.
C3901.021 | C3901.021.01.01 | TIBIAL POSITIONING JIG, RESTOR, GUIDE PLATE SUB ASSEMBLY |  | C3901.021.01.01 | N. A. | N. A. | N. A. | N. A. | N. A. | N. A. | N. A. | N. A. | N. A. | N. A. | N. A. | QPF/C3901.021.01.01 | 00 | 2010-08-17 | N. A. | N. A. | N. A. | C3901.021 | N. A. | N. A. | N. A. | SEMIFINISHED GOODS | N. A. | N. A. | N. A. | N. A. | N. A. | N. A. |  | N. A. | N. A. | N. A. | N. A. | N. A. | N. A. | N. A. | N. A. | N. A. | N. A. | N. A. | SUB COMPONENTS | N. A. | Added New Product as per required from Production (Lingayat) on 11JUL2018 | N | INSTRUMENTS |  | No | No | N. A. | N. A. | N. A. | N. A.
C3901.021 | C3901.021.01.01.01 | TIBIAL POSITIONING JIG, RESTOR, BASE PLATE |  | C3901.021.01.01.01 | 03 | 2013-09-21 | N. A. | N. A. | N. A. | N. A. | N. A. | N. A. | N. A. | N. A. | N. A. | QPF/C3901.021.01.01.01 | 00 | 2010-08-17 | N. A. | N. A. | N. A. | C3901.021 | N. A. | N. A. | N. A. | SEMIFINISHED GOODS | N. A. | N. A. | N. A. | N. A. | N. A. | N. A. |  | N. A. | N. A. | N. A. | N. A. | N. A. | N. A. | N. A. | N. A. | N. A. | N. A. | N. A. | SUB COMPONENTS | N. A. | Added New Product as per required from Production (Lingayat) on 11JUL2018 | N | INSTRUMENTS |  | No | No | N. A. | N. A. | N. A. | N. A.
C3901.021 | C3901.021.01.01.02 | TIBIAL POSITIONING JIG, RESTOR, GUIDE BUSH |  | C3901.021.01.01.02 | 03 | 2013-09-21 | N. A. | N. A. | N. A. | N. A. | N. A. | N. A. | N. A. | N. A. | N. A. | QPF/C3901.021.01.01.02 | 00 | 2010-08-17 | N. A. | N. A. | N. A. | C3901.021 | N. A. | N. A. | N. A. | SEMIFINISHED GOODS | N. A. | N. A. | N. A. | N. A. | N. A. | N. A. |  | N. A. | N. A. | N. A. | N. A. | N. A. | N. A. | N. A. | N. A. | N. A. | N. A. | N. A. | SUB COMPONENTS | N. A. | Added New Product as per required from Production (Lingayat) on 11JUL2018 | N | INSTRUMENTS |  | No | No | N. A. | N. A. | N. A. | N. A.
C3901.021 | C3901.021.01.01.03 | TIBIAL POSITIONING JIG, RESTOR, BASE PLATE PEG |  | C3901.021.01.01.03 | 04 | 2013-09-21 | N. A. | N. A. | N. A. | N. A. | N. A. | N. A. | N. A. | N. A. | N. A. | QPF/C3901.021.01.01.03 | 00 | 2010-08-17 | N. A. | N. A. | N. A. | C3901.021 | N. A. | N. A. | N. A. | SEMIFINISHED GOODS | N. A. | N. A. | N. A. | N. A. | N. A. | N. A. |  | N. A. | N. A. | N. A. | N. A. | N. A. | N. A. | N. A. | N. A. | N. A. | N. A. | N. A. | SUB COMPONENTS | N. A. | Added New Product as per required from Production (Lingayat) on 11JUL2018 | N | INSTRUMENTS |  | No | No | N. A. | N. A. | N. A. | N. A.
C3901.021 | C3901.021.01.02 | TIBIAL POSITIONING JIG, RESTOR, EXTENSION ROD |  | C3901.021.01.02 | 03 | 2013-09-21 | N. A. | N. A. | N. A. | N. A. | N. A. | N. A. | N. A. | N. A. | N. A. | QPF/C3901.021.01.02 | 00 | 2010-08-17 | N. A. | N. A. | N. A. | C3901.021 | N. A. | N. A. | N. A. | SEMIFINISHED GOODS | N. A. | N. A. | N. A. | N. A. | N. A. | N. A. |  | N. A. | N. A. | N. A. | N. A. | N. A. | N. A. | N. A. | N. A. | N. A. | N. A. | N. A. | SUB COMPONENTS | N. A. | Added New Product as per required from Production (Lingayat) on 11JUL2018 | N | INSTRUMENTS |  | No | No | N. A. | N. A. | N. A. | N. A.
C3901.0211 | C3901.0211 | RESTOR PUNCH FOR C3901.021 AND TIBIA FR / TIBIA TR |  | C3901.0211 | 02 | 2010-09-25 | N. A. | N. A. | N. A. | QPF/C3901.0211 | 00 | 2010-08-25 | N. A. | N. A. | N. A. | PS/C3901.0211 | 01 | 2019-04-17 | 2022-04-17 | N. A. | N. A. | C3901.0211 | TF-IN | IU/5 | Class B | FINISHED GOODS | RESTOR™ | PUNCH | FOR C3901.021 AND TIBIA FR / TIBIA TR | 17 | No | Yes |  | No | N. A. | No | N. A. | No | Yes | No | No | M. L.: MFG/MD/2023/000312 |  | 1 | ADLER PRODUCTS\RESTOR PRODUCTS\Instruments | 0 | Initial issue | N | Knee System Instruments |  | No | No | Yes | No | Yes | N. A.
C3901.0211.01 | C3901.0211.01 | HANDLE FOR RESTOR PUNCH FOR C3901.021 AND TIBIA FR / TIBIA TR |  | C3901.0211.01 | 03 | 2018-04-25 | N. A. | N. A. | N. A. | N. A. | N. A. | N. A. | N. A. | N. A. | N. A. | PS/C3901.0211.01 | 01 | 2019-04-17 | 2022-04-17 | N. A. | N. A. | C3901.021 | TF-IN | IU/5 | N. A. | SEMIFINISHED GOODS | N. A. | N. A. | N. A. | N. A. | N. A. | N. A. |  | N. A. | N. A. | N. A. | N. A. | N. A. | N. A. | N. A. | N. A. | N. A. | N. A. | 1 | SUB COMPONENTS | 0 | Initial issue | N | INSTRUMENTS |  | No | No | N. A. | N. A. | N. A. | N. A.
C3901.0211.02 | C3901.0211.02 | BODY FOR RESTOR PUNCH FOR C3901.021 AND TIBIA FR / TIBIA TR |  | C3901.0211.02 | 03 | 2018-04-25 | N. A. | N. A. | N. A. | N. A. | N. A. | N. A. | N. A. | N. A. | N. A. | PS/C3901.0211.02 | 01 | 2019-04-17 | 2022-04-17 | N. A. | N. A. | C3901.021 | TF-IN | IU/5 | N. A. | SEMIFINISHED GOODS | N. A. | N. A. | N. A. | N. A. | N. A. | N. A. |  | N. A. | N. A. | N. A. | N. A. | N. A. | N. A. | N. A. | N. A. | N. A. | N. A. | 1 | SUB COMPONENTS | 0 | Initial issue | N | INSTRUMENTS |  | No | No | N. A. | N. A. | N. A. | N. A.
#N/A | C3901.0211.03 | DOWEL PIN |  | C3901.0211.03 | 03 | 2018-04-25 | N. A. | N. A. | N. A. | N. A. | N. A. | N. A. | N. A. | N. A. | N. A. | PS/C3901.0211.03 | 01 | 2019-04-17 | 2022-04-17 | N. A. | N. A. | C3901.021 | TF-IN | IU/5 | N. A. | SEMIFINISHED GOODS | N. A. | N. A. | N. A. | N. A. | N. A. | N. A. |  | N. A. | N. A. | N. A. | N. A. | N. A. | N. A. | N. A. | N. A. | N. A. | N. A. | 1 | SUB COMPONENTS | 0 | Initial issue | N | INSTRUMENTS |  | No | No | N. A. | N. A. | N. A. | N. A.
#N/A | C3901.0211.04 | LINER FOR RESTOR PUNCH FOR C3901.021 AND TIBIA FR / TIBIA TR |  | C3901.0211.04 | 03 | 2018-04-25 | N. A. | N. A. | N. A. | N. A. | N. A. | N. A. | N. A. | N. A. | N. A. | PS/C3901.0211.04 | 01 | 2019-04-17 | 2022-04-17 | N. A. | N. A. | C3901.021 | TF-IN | IU/5 | N. A. | SEMIFINISHED GOODS | N. A. | N. A. | N. A. | N. A. | N. A. | N. A. |  | N. A. | N. A. | N. A. | N. A. | N. A. | N. A. | N. A. | N. A. | N. A. | N. A. | 1 | SUB COMPONENTS | 0 | Initial issue | N | INSTRUMENTS |  | No | No | N. A. | N. A. | N. A. | N. A.
#N/A | C3901.0211.05 | ALLEN HEAD SCREW, M4 FOR RESTOR PUNCH FOR C3901.021 AND TIBIA FR / TIBIA TR |  | C3901.0211.05 | 03 | 2018-04-25 | N. A. | N. A. | N. A. | N. A. | N. A. | N. A. | N. A. | N. A. | N. A. | PS/C3901.0211.05 | 01 | 2019-04-17 | 2022-04-17 | N. A. | N. A. | C3901.021 | TF-IN | IU/5 | N. A. | SEMIFINISHED GOODS | N. A. | N. A. | N. A. | N. A. | N. A. | N. A. |  | N. A. | N. A. | N. A. | N. A. | N. A. | N. A. | N. A. | N. A. | N. A. | N. A. | 1 | SUB COMPONENTS | 0 | Initial issue | N | INSTRUMENTS |  | No | No | N. A. | N. A. | N. A. | N. A.
C3901.031 | C3901.031 | RASP FOR TIBIA FR, CEMENTED, RESTOR |  | C3901.031 | 05 | 2013-02-23 | N. A. | N. A. | N. A. | QPF/C3901.031 | 01 | 2015-09-06 | N. A. | N. A. | N. A. | PS/C3901.031 | 00 | 2010-08-12 | N. A. | N. A. | N. A. | C3901.031 | TF-IN | IU/5 | Class A | FINISHED GOODS | RESTOR™ | RASP | FOR TIBIA FR, CEMENTED | 17 | No | Yes |  | No | N. A. | No | N. A. | No | Yes | No | No | M. L.: MFG/MD/2022/63252 |  | 1 | ADLER PRODUCTS\RESTOR PRODUCTS\Instruments | 0 | VL number changed to ML number | N | Instrument system for bipolar hip system |  | No | No | Yes | No | Yes | N. A.
C3901.031.01 | C3901.031.01 | RASP BLADE AND HANDLE ASSEMBLY BEFORE PUNCHING FOR RESTOR RASP FOR TIBIAL INTRAMEDULLARY CANNAL (CEMENTED STEM) TIBIA FR |  | C3901.031.01 | 05 | 2013-02-23 | N. A. | N. A. | N. A. | N. A. | N. A. | N. A. | N. A. | N. A. | N. A. | PS/C3901.031.01 | 00 | 2010-08-12 | N. A. | N. A. | N. A. | C3901.031 | TF-IN | IU/5 | N. A. | SEMIFINISHED GOODS | N. A. | N. A. | N. A. | N. A. | N. A. | N. A. |  | N. A. | N. A. | N. A. | N. A. | N. A. | N. A. | N. A. | N. A. | N. A. | N. A. | 1 | SUB COMPONENTS | 0 | Initial issue | N | INSTRUMENTS |  | No | No | N. A. | N. A. | N. A. | N. A.
C3901.031.01.01 | C3901.031.01.01 | RASP BLADE, BLANK FOR RESTOR RASP FOR TIBIAL INTRAMEDULLARY CANNAL (CEMENTED STEM) TIBIA FR |  | C3901.031.01.01 | 05 | 2013-02-23 | N. A. | N. A. | N. A. | N. A. | N. A. | N. A. | N. A. | N. A. | N. A. | PS/C3901.031.01.01 | 00 | 2010-08-12 | N. A. | N. A. | N. A. | C3901.031 | TF-IN | IU/5 | N. A. | SEMIFINISHED GOODS | N. A. | N. A. | N. A. | N. A. | N. A. | N. A. |  | N. A. | N. A. | N. A. | N. A. | N. A. | N. A. | N. A. | N. A. | N. A. | N. A. | 1 | SUB COMPONENTS | 0 | Initial issue | N | INSTRUMENTS |  | No | No | N. A. | N. A. | N. A. | N. A.
C3901.031.01.02 | C3901.031.01.02 | RASP HANDLE FOR RESTOR RASP FOR TIBIAL INTRAMEDULLARY CANNAL (CEMENTED STEM) TIBIA FR |  | C3901.031.01.02 | 05 | 2013-02-23 | N. A. | N. A. | N. A. | N. A. | N. A. | N. A. | N. A. | N. A. | N. A. | PS/C3901.031.01.02 | 00 | 2010-08-12 | N. A. | N. A. | N. A. | C3901.031 | TF-IN | IU/5 | N. A. | SEMIFINISHED GOODS | N. A. | N. A. | N. A. | N. A. | N. A. | N. A. |  | N. A. | N. A. | N. A. | N. A. | N. A. | N. A. | N. A. | N. A. | N. A. | N. A. | 1 | SUB COMPONENTS | 0 | Initial issue | N | INSTRUMENTS |  | No | No | N. A. | N. A. | N. A. | N. A.
C3901.031.01.03 | C3901.031.01.03 | IMPACTION DISK FOR RESTOR RASP FOR TIBIAL INTRAMEDULLARY CANNAL (CEMENTED STEM) TIBIA FR |  | C3901.031.01.03 | 05 | 2013-02-23 | N. A. | N. A. | N. A. | N. A. | N. A. | N. A. | N. A. | N. A. | N. A. | PS/C3901.031.01.03 | 00 | 2010-08-12 | N. A. | N. A. | N. A. | C3901.031 | TF-IN | IU/5 | N. A. | SEMIFINISHED GOODS | N. A. | N. A. | N. A. | N. A. | N. A. | N. A. |  | N. A. | N. A. | N. A. | N. A. | N. A. | N. A. | N. A. | N. A. | N. A. | N. A. | 1 | SUB COMPONENTS | 0 | Initial issue | N | INSTRUMENTS |  | No | No | N. A. | N. A. | N. A. | N. A.
C3901.032 | C3901.032 | RESTOR RASP FOR TIBIAL INTRAMEDULLARY CANAL (NON CEMENTED STEM) RESTOR DISTAL FEMUR RESECTION PROSTHESIS |  | C3901.032 | 05 | 2013-02-23 | N. A. | N. A. | N. A. | QPF/C3901.032 | N. A. | N. A. | N. A. | N. A. | N. A. | PS/C3901.032 | 00 | 2010-08-12 | N. A. | N. A. | N. A. | C3901.032 | TF-IN | IU/5 | Class A | FINISHED GOODS | RESTOR™ | RASP FOR TIBIAL INTRAMEDULLARY CANAL | (NON CEMENTED STEM) DISTAL FEMUR RESECTION PROSTHESIS | 17 | No | Yes |  | No | N. A. | No | N. A. | No | Yes | No | No | M. L.: MFG/MD/2022/63252 |  | 1 | ADLER PRODUCTS\RESTOR PRODUCTS\Instruments | 0 | VL number changed to ML number | Y | Instrument system for bipolar hip system |  | No | No | Yes | No | Yes | N. A.
C3901.0411 | C3901.0411 | PIVOT PIN ALIGNER, RESTOR |  | C3901.0411 | 03 | 2014-03-08 | N. A. | N. A. | N. A. | QPF/C3901.0411 | 00 | 2010-05-19 | N. A. | N. A. | N. A. | PS/C3901.0411 | 01 | 2019-01-18 | 2022-01-18 | N. A. | N. A. | C3901.0411 | TF-IN | IU/5 | Class B | FINISHED GOODS | RESTOR™ | PIVOT PIN ALIGNER | LOWER LIMB | 17 | No | Yes |  | No | N. A. | No | N. A. | No | Yes | No | No | M. L.: MFG/MD/2023/000312 |  | 1 | ADLER PRODUCTS\RESTOR PRODUCTS\Instruments | 0 | Initial issue | N | Knee System Instruments |  | No | No | Yes | No | Yes | N. A.
C3901.0412 | C3901.0412 | ARTICULATION ALIGNER, UPPER LIMB, RESTOR |  | C3901.0412 | 03 | 2014-03-08 | N. A. | N. A. | N. A. | QPF/C3901.0412 | 00 | 2010-05-19 | N. A. | N. A. | N. A. | PS/C3901.0412 | 01 | 2019-01-18 | 2022-01-18 | N. A. | N. A. | C3901.0412 | TF-IN | IU/5 | Class B | FINISHED GOODS | RESTOR™ | ARTICULATION ALIGNER | UPPER LIMB | 17 | No | Yes |  | No | N. A. | No | N. A. | No | Yes | No | No | M. L.: MFG/MD/2023/000312 |  | 1 | ADLER PRODUCTS\RESTOR PRODUCTS\Instruments | 0 | Initial issue | N | Knee System Instruments |  | No | No | Yes | No | Yes | N. A.
C3901.09 | C3901.09 | BASE FOR FEMUR FR ASSEMBLY, RESTOR |  | C3901.09 | 03 | 2016-08-10 | N. A. | N. A. | N. A. | QPF/C3901.09 | 01 | 2016-09-01 | N. A. | N. A. | N. A. | PS/C3901.09 | 00 | 2010-08-10 | N. A. | 2019-11-17 | 44881 | C3901.09 | TF-IN | IU/5 | Class B | FINISHED GOODS | RESTOR™ | BASE FOR FEMUR FR ASSEMBLY | LOWER LIMB | 17 | No | Yes |  | No | N. A. | No | N. A. | No | Yes | No | No | M. L.: MFG/MD/2023/000312 |  | 1 | ADLER PRODUCTS\RESTOR PRODUCTS\Instruments | 0 | Initial issue | N | Knee System Instruments |  | No | No | Yes | No | Yes | N. A.
C3901.10 | C3901.10 | EXTRACTOR HOOK FOR RESTOR TIBIA FR |  | C3901.10 | 00 | 2010-05-19 | N. A. | N. A. | N. A. | QPF/C3901.10 | 00 | 2010-05-19 | N. A. | N. A. | N. A. | PS/C3901.10 | 00 | 2010-08-17 | N. A. | N. A. | N. A. | C3901.10 | TF-IN | IU/5 | Class B | FINISHED GOODS | RESTOR™ | EXTRACTOR HOOK ASSEMBLY |  | 17 | No | Yes |  | No | N. A. | No | N. A. | No | Yes | No | No | M. L.: MFG/MD/2023/000312 |  | 1 | ADLER PRODUCTS\RESTOR PRODUCTS\Instruments | 0 | Initial issue | N | Knee System Instruments |  | No | No | Yes | No | Yes | N. A.
C3901.10.01 | C3901.10.01 | ASSEMBLY OF HOOK MAIN BODY AND TAPPED BUSH FOR RESTOR EXTRACTOR HOOK FOR RESTOR TIBIA FR |  | C3901.10.01 | 00 | 2010-05-19 | N. A. | N. A. | N. A. | N. A. | N. A. | N. A. | N. A. | N. A. | N. A. | PS/C3901.10.01 | 00 | 2010-08-17 | N. A. | N. A. | N. A. | C3901.10 | TF-IN | IU/5 | N. A. | SEMIFINISHED GOODS | N. A. | N. A. | N. A. | N. A. | N. A. | N. A. |  | N. A. | N. A. | N. A. | N. A. | N. A. | N. A. | N. A. | N. A. | N. A. | N. A. | 1 | SUB COMPONENTS | 0 | Initial issue | N | INSTRUMENTS |  | No | No | N. A. | N. A. | N. A. | N. A.
C3901.10.01.01 | C3901.10.01.01 | HOOK MAIN BODY FOR RESTOR EXTRACTOR HOOK FOR RESTOR TIBIA FR |  | C3901.10.01.01 | 00 | 2010-05-19 | N. A. | N. A. | N. A. | N. A. | N. A. | N. A. | N. A. | N. A. | N. A. | PS/C3901.10.01.01 | 00 | 2010-08-17 | N. A. | N. A. | N. A. | C3901.10 | TF-IN | IU/5 | N. A. | SEMIFINISHED GOODS | N. A. | N. A. | N. A. | N. A. | N. A. | N. A. |  | N. A. | N. A. | N. A. | N. A. | N. A. | N. A. | N. A. | N. A. | N. A. | N. A. | 1 | SUB COMPONENTS | 0 | Initial issue | N | INSTRUMENTS |  | No | No | N. A. | N. A. | N. A. | N. A.
C3901.10.01.02 | C3901.10.01.02 | TAPPED BUSH FOR RESTOR EXTRACTOR HOOK FOR RESTOR TIBIA FR |  | C3901.10.01.02 | 00 | 2010-05-19 | N. A. | N. A. | N. A. | N. A. | N. A. | N. A. | N. A. | N. A. | N. A. | PS/C3901.10.01.02 | 00 | 2010-08-17 | N. A. | N. A. | N. A. | C3901.10 | TF-IN | IU/5 | N. A. | SEMIFINISHED GOODS | N. A. | N. A. | N. A. | N. A. | N. A. | N. A. |  | N. A. | N. A. | N. A. | N. A. | N. A. | N. A. | N. A. | N. A. | N. A. | N. A. | 1 | SUB COMPONENTS | 0 | Initial issue | N | INSTRUMENTS |  | No | No | N. A. | N. A. | N. A. | N. A.
C3901.10.02 | C3901.10.02 | STOPPER FOR RESTOR EXTRACTOR HOOK FOR RESTOR TIBIA FR |  | C3901.10.02 | 00 | 2010-05-19 | N. A. | N. A. | N. A. | N. A. | N. A. | N. A. | N. A. | N. A. | N. A. | PS/C3901.10.02 | 00 | 2010-08-17 | N. A. | N. A. | N. A. | C3901.10 | TF-IN | IU/5 | N. A. | SEMIFINISHED GOODS | N. A. | N. A. | N. A. | N. A. | N. A. | N. A. |  | N. A. | N. A. | N. A. | N. A. | N. A. | N. A. | N. A. | N. A. | N. A. | N. A. | 1 | SUB COMPONENTS | 0 | Initial issue | N | INSTRUMENTS |  | No | No | N. A. | N. A. | N. A. | N. A.
C3902.05 | C3902.05 | CURVED CHISEL, 10MM, RESTOR |  | C3902.05 | 06 | 2010-10-28 | N. A. | N. A. | N. A. | QPF/C3902.05, QPR/C3902.05 | 01 | 2017-02-08 | N. A. | N. A. | N. A. | PS/PUR006 | 00 | 2022-09-16 | N. A. | 2019-11-17 | 44881 | C3902.05 | TF-IN | IU/5 | Class A | FINISHED GOODS | RESTOR™ | CURVED CHISEL, 10MM |  | 17 | No | Yes |  | No | N. A. | No | N. A. | No | Yes | No | No | M. L.: MFG/MD/2022/63252 |  | 1 | ADLER PRODUCTS\RESTOR PRODUCTS\Instruments | 0 | VL number changed to ML number | N | Bone Chisel |  | No | No | Yes | No | Yes | N. A.
C3902.051 | C3902.051 | STRAIGHT CHISEL, 25MM, RESTOR |  | C3902.051 | 06 | 2010-10-28 | N. A. | N. A. | N. A. | QPF/C3902.051, QPR/C3902.051 | 01 | 2017-02-08 | N. A. | N. A. | N. A. | PS/PUR006 | 00 | 2022-09-16 | N. A. | 2019-11-17 | 44881 | C3902.051 | TF-IN | IU/5 | Class A | FINISHED GOODS | RESTOR™ | STRAIGHT CHISEL, 25MM |  | 17 | No | Yes |  | No | N. A. | No | N. A. | No | Yes | No | No | M. L.: MFG/MD/2022/63252 |  | 1 | ADLER PRODUCTS\RESTOR PRODUCTS\Instruments | 0 | VL number changed to ML number | N | Bone Chisel |  | No | No | Yes | No | Yes | N. A.
C3902.06 | C3902.06 | PIVOT PIN DRILL GUIDE ASSEMBLY FOR RESTOR PROX. TIBIA RESECTION PROSTHESIS, RESTOR |  | C3902.06 | 07 | 2012-06-02 | N. A. | N. A. | N. A. | QPF/C3902.06 | 00 | 2010-05-19 | N. A. | N. A. | N. A. | PS/C3902.06 | 01 | 2019-01-25 | N. A. | N. A. | N. A. | C3902.06 | TF-IN | IU/5 | Class B | FINISHED GOODS | RESTOR™ | PIVOT PIN DRILL GUIDE |  | 17 | No | Yes |  | No | N. A. | No | N. A. | No | Yes | No | No | M. L.: MFG/MD/2023/000312 |  | 1 | ADLER PRODUCTS\RESTOR PRODUCTS\Instruments | 0 | Initial issue | N | Surgical Drill & its attachment |  | No | No | Yes | No | Yes | N. A.
C3902.06 | C3902.06.01 | PIVOT PIN DRILL GUIDE ARM ASSEMBLY FOR RESTOR PIVOT PIN DRILL GUIDE ASSEMBLY FOR FEMUR TR |  | C3902.06.01 | 07 | 2012-06-02 | N. A. | N. A. | N. A. | N. A. | N. A. | N. A. | N. A. | N. A. | N. A. | PS/C3902.06.01 | 01 | 2019-01-25 | N. A. | N. A. | N. A. | C3902.06 | TF-IN | IU/5 | N. A. | SEMIFINISHED GOODS | N. A. | N. A. | N. A. | N. A. | N. A. | N. A. |  | N. A. | N. A. | N. A. | N. A. | N. A. | N. A. | N. A. | N. A. | N. A. | N. A. | 1 | SUB COMPONENTS | 0 | Initial issue | N | INSTRUMENTS |  | No | No | N. A. | N. A. | N. A. | N. A.
C3902.06 | C3902.06.01.01 | ASSEMBLY OF HOUSING AND LOCATOR ROLLER FOR RESTOR PIVOT PIN DRILL GUIDE ASSEMBLY FOR FEMUR TR |  | C3902.06.01.01 | 07 | 2012-06-02 | N. A. | N. A. | N. A. | N. A. | N. A. | N. A. | N. A. | N. A. | N. A. | PS/C3902.06.01.01 | 01 | 2019-01-25 | N. A. | N. A. | N. A. | C3902.06 | TF-IN | IU/5 | N. A. | SEMIFINISHED GOODS | N. A. | N. A. | N. A. | N. A. | N. A. | N. A. |  | N. A. | N. A. | N. A. | N. A. | N. A. | N. A. | N. A. | N. A. | N. A. | N. A. | 1 | SUB COMPONENTS | 0 | Initial issue | N | INSTRUMENTS |  | No | No | N. A. | N. A. | N. A. | N. A.
C3902.06 | C3902.06.01.01.01 | STRAIGHT LEG FOR RESTOR PIVOT PIN DRILL GUIDE ASSEMBLY FOR FEMUR TR |  | C3902.06.01.01.01 | 07 | 2012-06-02 | N. A. | N. A. | N. A. | N. A. | N. A. | N. A. | N. A. | N. A. | N. A. | PS/C3902.06.01.01.01 | 01 | 2019-01-25 | N. A. | N. A. | N. A. | C3902.06 | TF-IN | IU/5 | N. A. | SEMIFINISHED GOODS | N. A. | N. A. | N. A. | N. A. | N. A. | N. A. |  | N. A. | N. A. | N. A. | N. A. | N. A. | N. A. | N. A. | N. A. | N. A. | N. A. | 1 | SUB COMPONENTS | 0 | Initial issue | N | INSTRUMENTS |  | No | No | N. A. | N. A. | N. A. | N. A.
C3902.06 | C3902.06.01.01.02 | HOUSING FOR LOCATOR ROLLER FOR RESTOR PIVOT PIN DRILL GUIDE ASSEMBLY FOR FEMUR TR |  | C3902.06.01.01.02 | 07 | 2012-06-02 | N. A. | N. A. | N. A. | N. A. | N. A. | N. A. | N. A. | N. A. | N. A. | PS/C3902.06.01.01.02 | 01 | 2019-01-25 | N. A. | N. A. | N. A. | C3902.06 | TF-IN | IU/5 | N. A. | SEMIFINISHED GOODS | N. A. | N. A. | N. A. | N. A. | N. A. | N. A. |  | N. A. | N. A. | N. A. | N. A. | N. A. | N. A. | N. A. | N. A. | N. A. | N. A. | 1 | SUB COMPONENTS | 0 | Initial issue | N | INSTRUMENTS |  | No | No | N. A. | N. A. | N. A. | N. A.
C3902.06 | C3902.06.01.01.03 | OFFSET LEG FOR RESTOR PIVOT PIN DRILL GUIDE ASSEMBLY FOR FEMUR TR |  | C3902.06.01.01.03 | 07 | 2012-06-02 | N. A. | N. A. | N. A. | N. A. | N. A. | N. A. | N. A. | N. A. | N. A. | PS/C3902.06.01.01.03 | 01 | 2019-01-25 | N. A. | N. A. | N. A. | C3902.06 | TF-IN | IU/5 | N. A. | SEMIFINISHED GOODS | N. A. | N. A. | N. A. | N. A. | N. A. | N. A. |  | N. A. | N. A. | N. A. | N. A. | N. A. | N. A. | N. A. | N. A. | N. A. | N. A. | 1 | SUB COMPONENTS | 0 | Initial issue | N | INSTRUMENTS |  | No | No | N. A. | N. A. | N. A. | N. A.
C3902.06 | C3902.06.01.02 | PIVOT PIN DRILL GUIDE, RESTOR, PUSHER ROD ASSEMBLY |  | C3902.06.01.02 | 05 | 2014-04-02 | N. A. | N. A. | N. A. | N. A. | N. A. | N. A. | N. A. | N. A. | N. A. | PS/C3902.06.01.02 | 01 | 2019-01-25 | N. A. | N. A. | N. A. | C3902.06 | TF-IN | IU/5 | N. A. | SEMIFINISHED GOODS | N. A. | N. A. | N. A. | N. A. | N. A. | N. A. |  | N. A. | N. A. | N. A. | N. A. | N. A. | N. A. | N. A. | N. A. | N. A. | N. A. | 1 | SUB COMPONENTS | 0 | Initial issue | N | INSTRUMENTS |  | No | No | N. A. | N. A. | N. A. | N. A.
C3902.06 | C3902.06.01.02.01 | PIVOT PIN DRILL GUIDE, RESTOR, PUSHER |  | C3902.06.01.02.01 | 05 | 2014-04-02 | N. A. | N. A. | N. A. | N. A. | N. A. | N. A. | N. A. | N. A. | N. A. | PS/C3902.06.01.02.01 | 01 | 2019-01-25 | N. A. | N. A. | N. A. | C3902.06 | TF-IN | IU/5 | N. A. | SEMIFINISHED GOODS | N. A. | N. A. | N. A. | N. A. | N. A. | N. A. |  | N. A. | N. A. | N. A. | N. A. | N. A. | N. A. | N. A. | N. A. | N. A. | N. A. | 1 | SUB COMPONENTS | 0 | Initial issue | N | INSTRUMENTS |  | No | No | N. A. | N. A. | N. A. | N. A.
C3902.06 | C3902.06.01.02.02 | PIVOT PIN DRILL GUIDE, RESTOR, PUSHER ROD |  | C3902.06.01.02.02 | 05 | 2014-04-02 | N. A. | N. A. | N. A. | N. A. | N. A. | N. A. | N. A. | N. A. | N. A. | PS/C3902.06.01.02.02 | 01 | 2019-01-25 | N. A. | N. A. | N. A. | C3902.06 | TF-IN | IU/5 | N. A. | SEMIFINISHED GOODS | N. A. | N. A. | N. A. | N. A. | N. A. | N. A. |  | N. A. | N. A. | N. A. | N. A. | N. A. | N. A. | N. A. | N. A. | N. A. | N. A. | 1 | SUB COMPONENTS | 0 | Initial issue | N | INSTRUMENTS |  | No | No | N. A. | N. A. | N. A. | N. A.
C3902.06 | C3902.06.01.03 | PIVOT PIN DRILL GUIDE, RESTOR, LOCATOR BUSH |  | C3902.06.01.03 | 00 | 2012-07-12 | N. A. | N. A. | N. A. | N. A. | N. A. | N. A. | N. A. | N. A. | N. A. | PS/C3902.06.01.03 | 01 | 2019-01-25 | N. A. | N. A. | N. A. | C3902.06 | TF-IN | IU/5 | N. A. | SEMIFINISHED GOODS | N. A. | N. A. | N. A. | N. A. | N. A. | N. A. |  | N. A. | N. A. | N. A. | N. A. | N. A. | N. A. | N. A. | N. A. | N. A. | N. A. | 1 | SUB COMPONENTS | 0 | Initial issue | N | INSTRUMENTS |  | No | No | N. A. | N. A. | N. A. | N. A.
C3902.06 | C3902.06.01.04 | PIVOT PIN DRILL GUIDE, RESTOR, COILED SPRING |  | C3902.06.01.04 | 00 | 2012-07-12 | N. A. | N. A. | N. A. | QPR/C3902.06.01.04 | 01 | 2011-07-21 | N. A. | N. A. | N. A. | PS/C3902.06.01.04 | 01 | 2019-01-25 | N. A. | N. A. | N. A. | C3902.06 | TF-IN | IU/5 | N. A. | SEMIFINISHED GOODS | N. A. | N. A. | N. A. | N. A. | N. A. | N. A. |  | N. A. | N. A. | N. A. | N. A. | N. A. | N. A. | N. A. | N. A. | N. A. | N. A. | 1 | SUB COMPONENTS | 0 | Initial issue | N | INSTRUMENTS |  | No | No | N. A. | N. A. | N. A. | N. A.
C3902.06 | C3902.06.02 | STRAIGHT SILICON GRIP ASSEMBLY (MODIFIED) FOR PIVOT PIN DRILL GUIDE, RESTOR |  | C3902.06.02 | 00 | 2012-06-01 | N. A. | N. A. | N. A. | N. A. | N. A. | N. A. | N. A. | N. A. | N. A. | PS/C3902.06.02 | N. A. | N. A. | N. A. | N. A. | N. A. | C3902.06 | TF-IN | IU/5 | N. A. | SEMIFINISHED GOODS | N. A. | N. A. | N. A. | N. A. | N. A. | N. A. |  | N. A. | N. A. | N. A. | N. A. | N. A. | N. A. | N. A. | N. A. | N. A. | N. A. | 1 | SUB COMPONENTS | 0 | Added Sub Component Codes as per Mail by lingayat dtd 04SEP2018 on 20SEP2018 | N | INSTRUMENTS |  | No | No | N. A. | N. A. | N. A. | N. A.
C3902.06 | C3902.06.03 | PIVOT PIN DRILL GUIDE, RESTOR, COILED SPRING FOR KNOB |  | C3902.06.03 | 00 | 2010-05-19 | N. A. | N. A. | N. A. | N. A. | N. A. | N. A. | N. A. | N. A. | N. A. | PS/C3902.06.03 | 01 | 2019-01-25 | N. A. | N. A. | N. A. | C3902.06 | TF-IN | IU/5 | N. A. | SEMIFINISHED GOODS | N. A. | N. A. | N. A. | N. A. | N. A. | N. A. |  | N. A. | N. A. | N. A. | N. A. | N. A. | N. A. | N. A. | N. A. | N. A. | N. A. | 1 | SUB COMPONENTS | 0 | Initial issue | N | INSTRUMENTS |  | No | No | N. A. | N. A. | N. A. | N. A.
C3902.06 | C3902.06.04 | PIVOT PIN DRILL GUIDE, RESTOR, KNOB |  | C3902.06.04 | 00 | 2010-05-19 | N. A. | N. A. | N. A. | N. A. | N. A. | N. A. | N. A. | N. A. | N. A. | PS/C3902.06.04 | 01 | 2019-01-25 | N. A. | N. A. | N. A. | C3902.06 | TF-IN | IU/5 | N. A. | SEMIFINISHED GOODS | N. A. | N. A. | N. A. | N. A. | N. A. | N. A. |  | N. A. | N. A. | N. A. | N. A. | N. A. | N. A. | N. A. | N. A. | N. A. | N. A. | 1 | SUB COMPONENTS | 0 | Initial issue | N | INSTRUMENTS |  | No | No | N. A. | N. A. | N. A. | N. A.
J0161.00 | J0161.00 | OUTER TUBE AND INNER TUBE ASSEMBLY OF ENDOSPINE (3D), INCLUDING PUNCH AND STELLATE |  | J0161.00 | 00 | N. A. | N. A. | N. A. | N. A. | QPF/J0161.00 | N. A. | N. A. | N. A. | N. A. | N. A. | PS/J0161.00 | 00 | #N/A | #N/A | #N/A | #N/A | J0161.00 | TF-IN | IU/5 | Class A | FINISHED GOODS | ADLER™ | TUBE | OUTER TUBE AND INNER TUBE ASSEMBLY OF ENDOSPINE (3D) | 17 | No | Yes |  | No | N. A. | No | N. A. | No | Yes | No | No | M. L.: MFG/MD/2022/63252 |  | 1 | N. A. |  | Modified product description on 15MAR2024 | N | Spinal Instrument |  | No | No | Yes | No | Yes | N. A.
C3902.061.01 | C3902.061.01 | RESTOR GUIDE SLEEVE FOR RESTOR DRILL SLEEVE DIA 5.5 MM |  | C3902.061.01 | 05 | 2014-04-02 | N. A. | N. A. | N. A. | N. A. | N. A. | N. A. | N. A. | N. A. | N. A. | PS/C3902.061.01 | 01 | 2019-02-26 | 2022-02-26 | 2020-01-05 | 44931 | C3902.061 | TF-IN | IU/5 | N. A. | SEMIFINISHED GOODS | N. A. | N. A. | N. A. | N. A. | N. A. | N. A. |  | N. A. | N. A. | N. A. | N. A. | N. A. | N. A. | N. A. | N. A. | N. A. | N. A. | 1 | SUB COMPONENTS | 0 | Initial issue | N | INSTRUMENTS |  | No | No | N. A. | N. A. | N. A. | N. A.
C3902.061.02 | C3902.061.02 | ANTIROTATION PIN FOR RESTOR DRILL SLEEVE DIA 5.5 MM |  | C3902.061.02 | 05 | 2014-04-02 | N. A. | N. A. | N. A. | N. A. | N. A. | N. A. | N. A. | N. A. | N. A. | PS/C3902.061.02 | 01 | 2019-02-26 | 2022-02-26 | 2020-01-05 | 44931 | C3902.061 | TF-IN | IU/5 | N. A. | SEMIFINISHED GOODS | N. A. | N. A. | N. A. | N. A. | N. A. | N. A. |  | N. A. | N. A. | N. A. | N. A. | N. A. | N. A. | N. A. | N. A. | N. A. | N. A. | 1 | SUB COMPONENTS | 0 | Initial issue | N | INSTRUMENTS |  | No | No | N. A. | N. A. | N. A. | N. A.
J0162.00 | J0162.00 | SUCTION TUBE, ANGLED, ENDOSPINE |  | J0162.00 | 00 | N. A. | N. A. | N. A. | N. A. | J0162.00 | N. A. | N. A. | N. A. | N. A. | N. A. | PS/J0162.00 | 00 | #N/A | #N/A | #N/A | #N/A | J0162.00 | TF-IN | IU/5 | Class A | FINISHED GOODS | ADLER™ | TUBE | SUCTION TUBE, ANGLED, ENDOSPINE | 17 | No | Yes |  | No | N. A. | No | N. A. | No | Yes | No | No | M. L.: MFG/MD/2022/63252 |  | 1 | N. A. | 0 | Added on 10NOV2022 | N | Spinal Instrument |  | No | No | Yes | No | Yes | N. A.
C3902.062.01 | C3902.062.01 | GUIDE SLEEVE FOR RESTOR DRILL SLEEVE DIA 13 MM |  | C3902.062.01 | 05 | 2014-04-02 | N. A. | N. A. | N. A. | N. A. | N. A. | N. A. | N. A. | N. A. | N. A. | PS/C3902.062.01 | 01 | 2019-02-26 | 2022-02-26 | 2020-01-05 | 44931 | C3902.062 | TF-IN | IU/5 | N. A. | SEMIFINISHED GOODS | N. A. | N. A. | N. A. | N. A. | N. A. | N. A. |  | N. A. | N. A. | N. A. | N. A. | N. A. | N. A. | N. A. | N. A. | N. A. | N. A. | 1 | SUB COMPONENTS | 0 | Initial issue | N | INSTRUMENTS |  | No | No | N. A. | N. A. | N. A. | N. A.
C3902.062.02 | C3902.062.02 | ANTIROTATION PIN FOR RESTOR DRILL SLEEVE DIA 13 MM |  | C3902.062.02 | 05 | 2014-04-02 | N. A. | N. A. | N. A. | N. A. | N. A. | N. A. | N. A. | N. A. | N. A. | PS/C3902.062.02 | 01 | 2019-02-26 | 2022-02-26 | 2020-01-05 | 44931 | C3902.062 | TF-IN | IU/5 | N. A. | SEMIFINISHED GOODS | N. A. | N. A. | N. A. | N. A. | N. A. | N. A. |  | N. A. | N. A. | N. A. | N. A. | N. A. | N. A. | N. A. | N. A. | N. A. | N. A. | 1 | SUB COMPONENTS | 0 | Initial issue | N | INSTRUMENTS |  | No | No | N. A. | N. A. | N. A. | N. A.
C3902.081 | C3902.081 | CUTTER FOR PIVOT PIN, RESTOR |  | C3902.081 | 05 | 2014-04-02 | N. A. | N. A. | N. A. | QPF/C3902.081 QPR/C3902.081 | 01 | 2011-07-21 | N. A. | N. A. | N. A. | PS/C3902.081 | 01 | 2019-02-26 | 2022-02-26 | 2020-01-05 | 44931 | C3902.081 | TF-IN | IU/5 | Class A | FINISHED GOODS | RESTOR™ | CUTTER FOR PIVOT PIN |  | 17 | No | Yes |  | No | N. A. | No | N. A. | No | Yes | No | No | M. L.: MFG/MD/2022/63252 |  | 1 | ADLER PRODUCTS\RESTOR PRODUCTS\Instruments | 0 | VL number changed to ML number | N | Rod Cutter/Reducer |  | No | No | Yes | No | Yes | N. A.
C3902.11 | C3902.11 | RESTOR RASP CUM NOTCH CUTTER FOR FEMUR TR, RIGHT (CEMENTED) |  | C3902.11 | 05 | 2014-07-28 | N. A. | N. A. | N. A. | QPF/C3902.11 | N. A. | N. A. | N. A. | N. A. | N. A. | PS/C3902.11 | 00 | 2010-08-12 | N. A. | N. A. | N. A. | C3902.11 | TF-IN | IU/5 | Class A | FINISHED GOODS | RESTOR™ | NOTCH CUTTER/RASP | CEMENTED, RIGHT | 17 | No | Yes |  | No | N. A. | No | N. A. | No | Yes | No | No | M. L.: MFG/MD/2022/63252 |  | 1 | ADLER PRODUCTS\RESTOR PRODUCTS\Instruments | 0 | VL number changed to ML number | N | Instrument system for bipolar hip system |  | No | No | Yes | No | Yes | N. A.
C3902.11 | C3902.11.01 | RASP BLADE AND HANDLE ASSEMBLY FOR RESTOR RASP CUM NOTCH CUTTER FOR FEMUR TR, RIGHT (CEMENTED) |  | C3902.11.01 | 02 | 2010-11-14 | N. A. | N. A. | N. A. | N. A. | N. A. | N. A. | N. A. | N. A. | N. A. | PS/C3902.11.01 | 00 | 2010-08-12 | N. A. | 2019-11-17 | 44881 | C3902.11 | TF-IN | IU/5 | N. A. | SEMIFINISHED GOODS | N. A. | N. A. | N. A. | N. A. | N. A. | N. A. |  | N. A. | N. A. | N. A. | N. A. | N. A. | N. A. | N. A. | N. A. | N. A. | N. A. | 1 | SUB COMPONENTS | 0 | Initial issue | N | INSTRUMENTS |  | No | No | N. A. | N. A. | N. A. | N. A.
C3902.11 | C3902.11.01.01 | RASP BLADE AND HANDLE ASSEMBLY BEFORE PUNCHING FOR RESTOR RASP CUM NOTCH CUTTER FOR FEMUR TR, RIGHT (CEMENTED) |  | C3902.11.01.01 | 02 | 2010-11-14 | N. A. | N. A. | N. A. | N. A. | N. A. | N. A. | N. A. | N. A. | N. A. | PS/C3902.11.01.01 | 00 | 2010-08-12 | N. A. | 2019-11-17 | 44881 | C3902.11 | TF-IN | IU/5 | N. A. | SEMIFINISHED GOODS | N. A. | N. A. | N. A. | N. A. | N. A. | N. A. |  | N. A. | N. A. | N. A. | N. A. | N. A. | N. A. | N. A. | N. A. | N. A. | N. A. | 1 | SUB COMPONENTS | 0 | Initial issue | N | INSTRUMENTS |  | No | No | N. A. | N. A. | N. A. | N. A.
C3902.11 | C3902.11.01.01.01 | RASP BLADE, BLANK, BENDING FOR RESTOR RASP CUM NOTCH CUTTER FOR FEMUR TR, RIGHT (CEMENTED) |  | C3902.11.01.01.01 | 02 | 2010-11-14 | N. A. | N. A. | N. A. | N. A. | N. A. | N. A. | N. A. | N. A. | N. A. | PS/C3902.11.01.01.01 | 00 | 2010-08-12 | N. A. | 2019-11-17 | 44881 | C3902.11 | TF-IN | IU/5 | N. A. | SEMIFINISHED GOODS | N. A. | N. A. | N. A. | N. A. | N. A. | N. A. |  | N. A. | N. A. | N. A. | N. A. | N. A. | N. A. | N. A. | N. A. | N. A. | N. A. | 1 | SUB COMPONENTS | 0 | Initial issue | N | INSTRUMENTS |  | No | No | N. A. | N. A. | N. A. | N. A.
C3902.11 | C3902.11.01.01.01.01 | RASP BLADE, BLANK, BEFORE BENDING FOR RESTOR RASP CUM NOTCH CUTTER FOR FEMUR TR, RIGHT (CEMENTED) |  | C3902.11.01.01.01.01 | 02 | 2010-11-14 | N. A. | N. A. | N. A. | N. A. | N. A. | N. A. | N. A. | N. A. | N. A. | PS/C3902.11.01.01.01.01 | 00 | 2010-08-12 | N. A. | 2019-11-17 | 44881 | C3902.11 | TF-IN | IU/5 | N. A. | SEMIFINISHED GOODS | N. A. | N. A. | N. A. | N. A. | N. A. | N. A. |  | N. A. | N. A. | N. A. | N. A. | N. A. | N. A. | N. A. | N. A. | N. A. | N. A. | 1 | SUB COMPONENTS | 0 | Initial issue | N | INSTRUMENTS |  | No | No | N. A. | N. A. | N. A. | N. A.
C3902.11 | C3902.11.01.01.02 | RASP HANDLE FOR RESTOR RASP CUM NOTCH CUTTER FOR FEMUR TR, RIGHT (CEMENTED) |  | C3902.11.01.01.02 | 02 | 2010-11-14 | N. A. | N. A. | N. A. | N. A. | N. A. | N. A. | N. A. | N. A. | N. A. | PS/C3902.11.01.01.02 | 00 | 2010-08-12 | N. A. | 2019-11-17 | 44881 | C3902.11 | TF-IN | IU/5 | N. A. | SEMIFINISHED GOODS | N. A. | N. A. | N. A. | N. A. | N. A. | N. A. |  | N. A. | N. A. | N. A. | N. A. | N. A. | N. A. | N. A. | N. A. | N. A. | N. A. | 1 | SUB COMPONENTS | 0 | Initial issue | N | INSTRUMENTS |  | No | No | N. A. | N. A. | N. A. | N. A.
C3902.11 | C3902.11.02 | NOTCH CUTTER FOR RESTOR RASP CUM NOTCH CUTTER FOR FEMUR TR, RIGHT (CEMENTED) |  | C3902.11.02 | 02 | 2010-11-14 | N. A. | N. A. | N. A. | N. A. | N. A. | N. A. | N. A. | N. A. | N. A. | PS/C3902.11.02 | 00 | 2010-08-12 | N. A. | 2019-11-17 | 44881 | C3902.11 | TF-IN | IU/5 | N. A. | SEMIFINISHED GOODS | N. A. | N. A. | N. A. | N. A. | N. A. | N. A. |  | N. A. | N. A. | N. A. | N. A. | N. A. | N. A. | N. A. | N. A. | N. A. | N. A. | 1 | SUB COMPONENTS | 0 | Initial issue | N | INSTRUMENTS |  | No | No | N. A. | N. A. | N. A. | N. A.
C3902.11 | C3902.12 | RESTOR RASP CUM NOTCH CUTTER FOR FEMUR TR LEFT (CEMENTED) |  | C3902.12 | 05 | 2014-07-28 | N. A. | N. A. | N. A. | QPF/C3902.11 | N. A. | N. A. | N. A. | N. A. | N. A. | PS/C3902.12 | 01 | 2017-12-08 | N. A. | 2019-11-17 | 44881 | C3902.11 | TF-IN | IU/5 | Class A | FINISHED GOODS | RESTOR™ | NOTCH CUTTER/RASP | CEMENTED, LEFT | 17 | No | Yes |  | No | N. A. | No | N. A. | No | Yes | No | No | M. L.: MFG/MD/2022/63252 |  | 1 | ADLER PRODUCTS\RESTOR PRODUCTS\Instruments | 0 | VL number changed to ML number | N | Instrument system for bipolar hip system |  | No | No | Yes | No | Yes | N. A.
C3902.11 | C3902.12.01 | NOTCH CUTTER FOR RESTOR RASP CUM NOTCH CUTTER FOR FEMUR TR, LEFT (CEMENTED) |  | C3902.12.01 | 05 | 2014-07-28 | N. A. | N. A. | N. A. | N. A. | N. A. | N. A. | N. A. | N. A. | N. A. | PS/C3902.12.01 | 01 | 2017-12-08 | N. A. | 2019-11-17 | 44881 | C3902.11 | TF-IN | IU/5 | N. A. | SEMIFINISHED GOODS | N. A. | N. A. | N. A. | N. A. | N. A. | N. A. |  | N. A. | N. A. | N. A. | N. A. | N. A. | N. A. | N. A. | N. A. | N. A. | N. A. | 1 | SUB COMPONENTS | 0 | Initial issue | N | INSTRUMENTS |  | No | No | N. A. | N. A. | N. A. | N. A.
C3902.13 | C3902.13 | PUNCH FOR FEMUR FR, RESTOR |  | C3902.13 | 07 | 2013-04-25 | N. A. | N. A. | N. A. | QPF/C3902.13 | 02 | 2011-07-21 | N. A. | N. A. | N. A. | PS/C3902.13 | 01 | 2018-02-25 | N. A. | 2019-11-17 | 44881 | C3902.13 | TF-IN | IU/5 | Class B | FINISHED GOODS | RESTOR™ | PUNCH FOR FEMUR FR |  | 17 | No | Yes |  | No | N. A. | No | N. A. | No | Yes | No | No | M. L.: MFG/MD/2023/000312 |  | 1 | ADLER PRODUCTS\RESTOR PRODUCTS\Instruments | 0 | Initial issue | N | Knee System Instruments |  | No | No | Yes | No | Yes | N. A.
C3902.13.01 | C3902.13.01 | TIP FOR RESTOR PUNCH FOR RESTOR FEMUR FR |  | C3902.13.01 | 07 | 2013-04-25 | N. A. | N. A. | N. A. | N. A. | N. A. | N. A. | N. A. | N. A. | N. A. | PS/C3902.13.01 | 01 | 2018-02-25 | N. A. | 2019-11-17 | 44881 | C3902.13 | TF-IN | IU/5 | N. A. | SEMIFINISHED GOODS | N. A. | N. A. | N. A. | N. A. | N. A. | N. A. |  | N. A. | N. A. | N. A. | N. A. | N. A. | N. A. | N. A. | N. A. | N. A. | N. A. | 1 | SUB COMPONENTS | 0 | Initial issue | N | INSTRUMENTS |  | No | No | N. A. | N. A. | N. A. | N. A.
C3902.13.02 | C3902.13.02 | HANDLE FOR RESTOR PUNCH FOR RESTOR FEMUR FR AND FEMUR TR |  | C3902.13.02 | 07 | 2013-04-25 | N. A. | N. A. | N. A. | N. A. | N. A. | N. A. | N. A. | N. A. | N. A. | PS/C3902.13.02 | 01 | 2018-02-25 | N. A. | 2019-11-17 | 44881 | C3902.13 | TF-IN | IU/5 | N. A. | SEMIFINISHED GOODS | N. A. | N. A. | N. A. | N. A. | N. A. | N. A. |  | N. A. | N. A. | N. A. | N. A. | N. A. | N. A. | N. A. | N. A. | N. A. | N. A. | 1 | SUB COMPONENTS | 0 | Initial issue | N | INSTRUMENTS |  | No | No | N. A. | N. A. | N. A. | N. A.
#N/A | C3902.13.03 | DOWEL PIN FOR RESTOR PUNCH FOR RESTOR FEMUR FR AND FEMUR TR |  | C3902.13.03 | 07 | 2013-04-25 | N. A. | N. A. | N. A. | N. A. | N. A. | N. A. | N. A. | N. A. | N. A. | PS/C3902.13.03 | 01 | 2018-02-25 | N. A. | 2019-11-17 | 44881 | C3902.13 | TF-IN | IU/5 | N. A. | SEMIFINISHED GOODS | N. A. | N. A. | N. A. | N. A. | N. A. | N. A. |  | N. A. | N. A. | N. A. | N. A. | N. A. | N. A. | N. A. | N. A. | N. A. | N. A. | 1 | SUB COMPONENTS | 0 | Initial issue | N | INSTRUMENTS |  | No | No | N. A. | N. A. | N. A. | N. A.
C3902.14 | C3902.14 | BASE FOR TIBIA TR ASSEMBLY, RESTOR |  | C3902.14 | 03 | 2010-06-03 | N. A. | N. A. | N. A. | QPF/C3902.14 | 00 | 2010-05-19 | N. A. | N. A. | N. A. | PS/C3902.14 | 00 | 2010-08-10 | N. A. | N. A. | N. A. | C3902.14 | TF-IN | IU/5 | Class B | FINISHED GOODS | RESTOR™ | BASE FOR TIBIA TR ASSEMBLY |  | 17 | No | Yes |  | No | N. A. | No | N. A. | No | Yes | No | No | M. L.: MFG/MD/2023/000312 |  | 1 | ADLER PRODUCTS\RESTOR PRODUCTS\Instruments | 0 | Initial issue | N | Knee System Instruments |  | No | No | Yes | No | Yes | N. A.
C3902.15 | C3902.15 | ARTICULATION ALINER, RESTOR |  | C3902.15 | 03 | 2010-06-03 | N. A. | N. A. | N. A. | QPF/C3902.15 | 00 | 2010-05-19 | N. A. | N. A. | N. A. | PS/C3902.15 | 00 | 2010-08-10 | N. A. | N. A. | N. A. | C3902.15 | TF-IN | IU/5 | Class B | FINISHED GOODS | RESTOR™ | ARTICULATION ALINER |  | 17 | No | Yes |  | No | N. A. | No | N. A. | No | Yes | No | No | M. L.: MFG/MD/2023/000312 |  | 1 | ADLER PRODUCTS\RESTOR PRODUCTS\Instruments | 0 | Initial issue | N | Knee System Instruments |  | No | No | Yes | No | Yes | N. A.
C3902.16 | C3902.16 | RESTOR PUNCH FOR RESTOR FEMUR TR |  | C3902.16 | #N/A | #N/A | N. A. | N. A. | N. A. | QPF/C3902.16 | #N/A | #N/A | #N/A | #N/A | #N/A | PS/C3902.16 | #N/A | #N/A | #N/A | #N/A | #N/A | C3902.16 | TF-IN | IU/5 | Class B | FINISHED GOODS | RESTOR™ | PUNCH FOR FEMUR TR |  | 17 | No | Yes |  | No | N. A. | No | N. A. | No | Yes | No | No | M. L.: MFG/MD/2023/000312 |  | 1 | ADLER PRODUCTS\RESTOR PRODUCTS\Instruments | 0 | Initial issue | Y | Knee System Instruments |  | No | No | Yes | No | Yes | N. A.
C3902.16.01 | C3902.16.01 | TIP FOR RESTOR PUNCH FOR RESTOR FEMUR TR |  | C3902.16 | N. A. | N. A. | N. A. | N. A. | N. A. | N. A. | N. A. | N. A. | N. A. | N. A. | N. A. | PS/C3902.16.01 | N. A. | N. A. | N. A. | N. A. | N. A. | C3902.16.01 | TF-IN | IU/5 | N. A. | SEMIFINISHED GOODS | N. A. | N. A. | N. A. | N. A. | N. A. | N. A. |  | N. A. | N. A. | N. A. | N. A. | N. A. | N. A. | N. A. | N. A. | N. A. | N. A. | 1 | SUB COMPONENTS | 0 | Initial issue | N | INSTRUMENTS |  | No | No | N. A. | N. A. | N. A. | N. A.
C3902.16 | C3902.16.02 | PUNCH FOR FEMUR TR, RESTOR, DOWEL PIN DIA 3.0, LENGTH 33.5MM. |  | C3902.16 | N. A. | N. A. | N. A. | N. A. | N. A. | N. A. | N. A. | N. A. | N. A. | N. A. | N. A. | PS/C3902.16.02 | N. A. | N. A. | N. A. | N. A. | N. A. | C3902.23 | TF-IN | IU/5 | N. A. | SEMIFINISHED GOODS | N. A. | N. A. | N. A. | N. A. | N. A. | N. A. |  | N. A. | N. A. | N. A. | N. A. | N. A. | N. A. | N. A. | N. A. | N. A. | N. A. | 1 | SUB COMPONENTS | 0 | Initial issue | N | INSTRUMENTS |  | No | No | N. A. | N. A. | N. A. | N. A.
C3902.17 | C3902.17 | SLOTTED HAMMER, RESTOR |  | C3902.17 | 04 | 2015-04-03 | N. A. | N. A. | N. A. | QPF/C3902.17 | 02 | 2021-02-07 | N. A. | N. A. | N. A. | PS/C3902.17 | 00 | 2010-08-13 | N. A. | N. A. | N. A. | C3902.17 | TF-IN | N. A. | Class A | FINISHED GOODS | RESTOR™ | SLOTTED HAMMER |  | 17 | No | Yes |  | No | N. A. | No | N. A. | No | Yes | No | No | M. L.: MFG/MD/2022/63252 |  | 1 | ADLER PRODUCTS\RESTOR PRODUCTS\Instruments | 0 | VL number changed to ML number | N | Surgical Mallet |  | No | No | Yes | No | Yes | N. A.
C3902.17 | C3902.17.01 | SLOTTED HAMMER, RESTOR, HANDLE |  | C3902.17.01 | 04 | 2015-04-03 | N. A. | N. A. | N. A. | N. A. | N. A. | N. A. | N. A. | N. A. | N. A. | PS/C3902.17.01 | 00 | 2010-08-13 | N. A. | N. A. | N. A. | C3902.17 | TF-IN | IU/5 | N. A. | SEMIFINISHED GOODS | N. A. | N. A. | N. A. | N. A. | N. A. | N. A. |  | N. A. | N. A. | N. A. | N. A. | N. A. | N. A. | N. A. | N. A. | N. A. | N. A. | 1 | SUB COMPONENTS | 0 | Initial issue | N | SUB COMPONENTS |  | No | No | N. A. | N. A. | N. A. | N. A.
C3902.17 | C3902.17.02 | SLOTTED HAMMER, RESTOR, HAMMER |  | C3902.17.02 | 04 | 2015-04-03 | N. A. | N. A. | N. A. | N. A. | N. A. | N. A. | N. A. | N. A. | N. A. | PS/C3902.17.02 | 00 | 2010-08-13 | N. A. | N. A. | N. A. | C3902.17 | TF-IN | IU/5 | N. A. | SEMIFINISHED GOODS | N. A. | N. A. | N. A. | N. A. | N. A. | N. A. |  | N. A. | N. A. | N. A. | N. A. | N. A. | N. A. | N. A. | N. A. | N. A. | N. A. | 1 | SUB COMPONENTS | 0 | Initial issue | N | SUB COMPONENTS |  | No | No | N. A. | N. A. | N. A. | N. A.
C3902.18 | C3902.18 | HAMMER WITH FIBRE HANDLE, RESTOR |  | C3902.18 | 04 | 2013-07-31 | N. A. | N. A. | N. A. | QPF/C3902.18 | 02 | 2021-02-09 | N. A. | N. A. | N. A. | PS/C3902.18 | 00 | 2010-08-11 | N. A. | N. A. | N. A. | C3902.18 | TF-IN | N. A. | Class A | FINISHED GOODS | RESTOR™ | HAMMER WITH FIBRE HANDLE |  | 17 | No | Yes |  | No | N. A. | No | N. A. | No | Yes | No | No | M. L.: MFG/MD/2022/63252 |  | 1 | ADLER PRODUCTS\RESTOR PRODUCTS\Instruments | 0 | VL number changed to ML number | N | Surgical Mallet |  | No | No | Yes | No | Yes | N. A.
C3902.18.01 | C3902.18.01 | HAMMER WITH FIBRE HANDLE, RESTOR, SLEDGE AND HANDLE ROD ASSEMBLY |  | C3902.18.01 | 04 | 2013-07-31 | N. A. | N. A. | N. A. | N. A. | N. A. | N. A. | N. A. | N. A. | N. A. | PS/C3902.18.01 | 00 | 2010-08-11 | N. A. | N. A. | N. A. | C3902.18.01 | TF-IN | IU/5 | N. A. | SEMIFINISHED GOODS | N. A. | N. A. | N. A. | N. A. | N. A. | N. A. |  | N. A. | N. A. | N. A. | N. A. | N. A. | N. A. | N. A. | N. A. | N. A. | N. A. | 1 | SUB COMPONENTS | 0 | Initial issue | N | SUB COMPONENTS |  | No | No | N. A. | N. A. | N. A. | N. A.
C3902.18.01.01 | C3902.18.01.01 | HAMMER WITH FIBRE HANDLE, RESTOR, SLEDGE |  | C3902.18.01.01 | 04 | 2013-07-31 | N. A. | N. A. | N. A. | N. A. | N. A. | N. A. | N. A. | N. A. | N. A. | PS/C3902.18.01.01 | 00 | 2010-08-11 | N. A. | N. A. | N. A. | C3902.18.01.01 | TF-IN | IU/5 | N. A. | SEMIFINISHED GOODS | N. A. | N. A. | N. A. | N. A. | N. A. | N. A. |  | N. A. | N. A. | N. A. | N. A. | N. A. | N. A. | N. A. | N. A. | N. A. | N. A. | 1 | SUB COMPONENTS | 0 | Initial issue | N | SUB COMPONENTS |  | No | No | N. A. | N. A. | N. A. | N. A.
C3902.18.01.02 | C3902.18.01.02 | HAMMER WITH FIBRE HANDLE, RESTOR, HANDLE ROD |  | C3902.18.01.02 | 04 | 2013-07-31 | N. A. | N. A. | N. A. | N. A. | N. A. | N. A. | N. A. | N. A. | N. A. | PS/C3902.18.01.02 | 00 | 2010-08-11 | N. A. | N. A. | N. A. | C3902.18.01.02 | TF-IN | IU/5 | N. A. | SEMIFINISHED GOODS | N. A. | N. A. | N. A. | N. A. | N. A. | N. A. |  | N. A. | N. A. | N. A. | N. A. | N. A. | N. A. | N. A. | N. A. | N. A. | N. A. | 1 | SUB COMPONENTS | 0 | Initial issue | N | SUB COMPONENTS |  | No | No | N. A. | N. A. | N. A. | N. A.
C3902.18.02 | C3902.18.02 | HAMMER WITH FIBRE HANDLE, RESTOR, HANDLE |  | C3902.18.02 | 04 | 2013-07-31 | N. A. | N. A. | N. A. | N. A. | N. A. | N. A. | N. A. | N. A. | N. A. | PS/C3902.18.02 | 00 | 2010-08-11 | N. A. | N. A. | N. A. | C3902.18.02 | TF-IN | IU/5 | N. A. | SEMIFINISHED GOODS | N. A. | N. A. | N. A. | N. A. | N. A. | N. A. |  | N. A. | N. A. | N. A. | N. A. | N. A. | N. A. | N. A. | N. A. | N. A. | N. A. | 1 | SUB COMPONENTS | 0 | Initial issue | N | SUB COMPONENTS |  | No | No | N. A. | N. A. | N. A. | N. A.
C3902.18.03 | C3902.18.03 | HAMMER WITH FIBRE HANDLE, RESTOR, DOWEL PIN |  | C3902.18.03 | 04 | 2013-07-31 | N. A. | N. A. | N. A. | N. A. | N. A. | N. A. | N. A. | N. A. | N. A. | PS/C3902.18.03 | 00 | 2010-08-11 | N. A. | N. A. | N. A. | C3902.18.03 | TF-IN | IU/5 | N. A. | SEMIFINISHED GOODS | N. A. | N. A. | N. A. | N. A. | N. A. | N. A. |  | N. A. | N. A. | N. A. | N. A. | N. A. | N. A. | N. A. | N. A. | N. A. | N. A. | 1 | SUB COMPONENTS | 0 | Initial issue | N | SUB COMPONENTS |  | No | No | N. A. | N. A. | N. A. | N. A.
C3902.19 | C3902.19 | BASE FOR TROCHANTERIC COMPONENT ASSEMBLY, RESTOR |  | C3902.19 | 02 | 2012-07-26 | N. A. | N. A. | N. A. | QPF/C3902.19 | 00 | 2010-06-19 | N. A. | N. A. | N. A. | PS/C3902.19 | 00 | 2018-10-20 | N. A. | N. A. | N. A. | C3902.19 | TF-IN | IU/5 | Class B | FINISHED GOODS | RESTOR™ | BASE FOR TROCHANTERIC COMPONENT | ASSEMBLY | 17 | No | Yes |  | No | N. A. | No | N. A. | No | Yes | No | No | M. L.: MFG/MD/2023/000312 |  | 1 | ADLER PRODUCTS\RESTOR PRODUCTS\Instruments | 0 | Initial issue | N | Knee System Instruments |  | No | No | Yes | No | Yes | N. A.
C3902.2000 | C3902.2045 | ULNAR RASP, LEFT, RESTOR |  | C3902.2050 | 02 | 2012-07-26 | N. A. | N. A. | N. A. | QPF/C3902.2000 | 00 | 2010-06-19 | N. A. | N. A. | N. A. | PS/C3902.2000 | 01 | 2018-02-25 | N. A. | 2019-11-17 | 44881 | C3902.2000 | TF-IN | IU/5 | Class A | FINISHED GOODS | RESTOR™ | ULNAR RASP | LEFT | 17 | No | Yes |  | No | N. A. | No | N. A. | No | Yes | No | No | M. L.: MFG/MD/2022/63252 |  | 1 | ADLER PRODUCTS\RESTOR PRODUCTS\Instruments | 0 | VL number changed to ML number | N | Instrument system for bipolar hip system |  | No | No | Yes | No | Yes | N. A.
C3902.2045 | C3902.2045.01 | ULNAR RASP, LEFT, RESTOR, BLADE BLANK WITH MAIN BODY SUB ASSEMBLY |  | C3902.2045.01 | 02 | 2016-09-24 | N. A. | N. A. | N. A. | N. A. | N. A. | N. A. | N. A. | N. A. | N. A. | PS/C3902.2045.01 | 00 | 2019-03-27 | N. A. | 2019-11-17 | 44881 | C3902.2045 | TF-IN | IU/5 | N. A. | SEMIFINISHED GOODS | N. A. | N. A. | N. A. | N. A. | N. A. | N. A. |  | N. A. | N. A. | N. A. | N. A. | N. A. | N. A. | N. A. | N. A. | N. A. | N. A. | 1 | SUB COMPONENTS |  | Initial issue | N | INSTRUMENTS |  | No | No | N. A. | N. A. | N. A. | N. A.
C3902.2045 | C3902.2045.01.01 | ULNAR RASP, LEFT, RESTOR, BLADE BLANK |  | C3902.2045.01.01 | 02 | 2016-09-24 | N. A. | N. A. | N. A. | N. A. | N. A. | N. A. | N. A. | N. A. | N. A. | PS/C3902.2045.01.01 | 00 | 2019-03-27 | N. A. | 2019-11-17 | 44881 | C3902.2045 | TF-IN | IU/5 | N. A. | SEMIFINISHED GOODS | N. A. | N. A. | N. A. | N. A. | N. A. | N. A. |  | N. A. | N. A. | N. A. | N. A. | N. A. | N. A. | N. A. | N. A. | N. A. | N. A. | 1 | SUB COMPONENTS |  | Initial issue | N | INSTRUMENTS |  | No | No | N. A. | N. A. | N. A. | N. A.
C3902.2045 | C3902.2045.01.02 | ULNAR RASP, RESTOR, BLADE IMPACTION DISC |  | C3902.2045.01.02 | 02 | 2016-09-24 | N. A. | N. A. | N. A. | N. A. | N. A. | N. A. | N. A. | N. A. | N. A. | PS/C3902.2045.01.02 | 00 | 2019-03-27 | N. A. | 2019-11-17 | 44881 | C3902.2045 | TF-IN | IU/5 | N. A. | SEMIFINISHED GOODS | N. A. | N. A. | N. A. | N. A. | N. A. | N. A. |  | N. A. | N. A. | N. A. | N. A. | N. A. | N. A. | N. A. | N. A. | N. A. | N. A. | 1 | SUB COMPONENTS |  | Initial issue | N | INSTRUMENTS |  | No | No | N. A. | N. A. | N. A. | N. A.
C3902.2045 | C3902.2045.01.03 | ULNAR RASP, RESTOR, MAIN BODY |  | C3902.2045.01.03 | 02 | 2016-09-24 | N. A. | N. A. | N. A. | N. A. | N. A. | N. A. | N. A. | N. A. | N. A. | PS/C3902.2045.01.03 | 00 | 2019-03-27 | N. A. | 2019-11-17 | 44881 | C3902.2045 | TF-IN | IU/5 | N. A. | SEMIFINISHED GOODS | N. A. | N. A. | N. A. | N. A. | N. A. | N. A. |  | N. A. | N. A. | N. A. | N. A. | N. A. | N. A. | N. A. | N. A. | N. A. | N. A. | 1 | SUB COMPONENTS |  | Initial issue | N | INSTRUMENTS |  | No | No | N. A. | N. A. | N. A. | N. A.
C3902.2045 | C3902.2045.01.04 | ULNAR RASP, RESTOR, BLADE EXTRACTION DISC |  | C3902.2045.01.04 | 02 | 2016-09-24 | N. A. | N. A. | N. A. | N. A. | N. A. | N. A. | N. A. | N. A. | N. A. | PS/C3902.2045.01.04 | 00 | 2019-03-27 | N. A. | 2019-11-17 | 44881 | C3902.2045 | TF-IN | IU/5 | N. A. | SEMIFINISHED GOODS | N. A. | N. A. | N. A. | N. A. | N. A. | N. A. |  | N. A. | N. A. | N. A. | N. A. | N. A. | N. A. | N. A. | N. A. | N. A. | N. A. | 1 | SUB COMPONENTS |  | Initial issue | N | INSTRUMENTS |  | No | No | N. A. | N. A. | N. A. | N. A.
C3902.2000 | C3902.2145 | ULNAR RASP, RIGHT, RESTOR |  | C3902.2150 | 02 | 2016-09-24 | N. A. | N. A. | N. A. | QPF/C3902.2000 | 02 | 2017-01-10 | N. A. | N. A. | N. A. | PS/C3902.2000 | 01 | 2018-02-25 | N. A. | 2019-11-17 | 44881 | C3902.2000 | TF-IN | IU/5 | Class A | FINISHED GOODS | RESTOR™ | ULNAR RASP | RIGHT | 17 | No | Yes |  | No | N. A. | No | N. A. | No | Yes | No | No | M. L.: MFG/MD/2022/63252 |  | 1 | ADLER PRODUCTS\RESTOR PRODUCTS\Instruments | 0 | VL number changed to ML number | N | Instrument system for bipolar hip system |  | No | No | Yes | No | Yes | N. A.
C3902.2145 | C3902.2145.01 | ULNAR RASP, RIGHT, RESTOR, BLADE BLANK WITH MAIN BODY SUB ASSEMBLY |  | C3902.2145.01 | 02 | 2016-09-24 | N. A. | N. A. | N. A. | N. A. | N. A. | N. A. | N. A. | N. A. | N. A. | PS/C3902.2145.01 | 00 | 2019-03-27 | N. A. | 2019-11-17 | 44881 | C3902.2145 | TF-IN | IU/5 | N. A. | SEMIFINISHED GOODS | N. A. | N. A. | N. A. | N. A. | N. A. | N. A. |  | N. A. | N. A. | N. A. | N. A. | N. A. | N. A. | N. A. | N. A. | N. A. | N. A. | 1 | SUB COMPONENTS |  | Initial issue | N | INSTRUMENTS |  | No | No | N. A. | N. A. | N. A. | N. A.
C3902.2145 | C3902.2145.01.01 | ULNAR RASP, RIGHT, RESTOR, BLADE BLANK |  | C3902.2145.01.01 | 02 | 2016-09-24 | N. A. | N. A. | N. A. | N. A. | N. A. | N. A. | N. A. | N. A. | N. A. | PS/C3902.2145.01.01 | 00 | 2019-03-27 | N. A. | 2019-11-17 | 44881 | C3902.2145 | TF-IN | IU/5 | N. A. | SEMIFINISHED GOODS | N. A. | N. A. | N. A. | N. A. | N. A. | N. A. |  | N. A. | N. A. | N. A. | N. A. | N. A. | N. A. | N. A. | N. A. | N. A. | N. A. | 1 | SUB COMPONENTS |  | Initial issue | N | INSTRUMENTS |  | No | No | N. A. | N. A. | N. A. | N. A.
C3902.2200 | C3902.2200 | IM STEM EXTRACTOR, UPPER LIMB, RESTOR |  | C3902.2200 | 01 | 2011-09-29 | N. A. | N. A. | N. A. | QPF/C3902.2200 | 02 | 2017-01-10 | N. A. | N. A. | N. A. | PS/C3902.2200 | 00 | 2019-03-16 | 2022-03-16 | N. A. | N. A. | C3902.2200 | TF-IN | IU/5 | Class A | FINISHED GOODS | RESTOR™ | IM STEM EXTRACTOR | UPPER LIMB | 17 | No | Yes |  | No | N. A. | No | N. A. | No | Yes | No | No | M. L.: MFG/MD/2022/63252 |  | 1 | ADLER PRODUCTS\RESTOR PRODUCTS\Instruments | 0 | VL number changed to ML number | N | Extractor |  | No | No | Yes | No | Yes | N. A.
C3902.2200 | C3902.2200.01 | IM STEM EXTRACTOR, UPPER LIMB, RESTOR, MAIN BODY WITH THREADED TIP |  | C3902.2200.01 | 01 | 2011-09-29 | N. A. | N. A. | N. A. | N. A. | N. A. | N. A. | N. A. | N. A. | N. A. | PS/C3902.2200.01 | 00 | 2019-03-16 | 2022-03-16 | N. A. | N. A. | C3902.2200 | TF-IN | IU/5 | N. A. | SEMIFINISHED GOODS | N. A. | N. A. | N. A. | N. A. | N. A. | N. A. |  | N. A. | N. A. | N. A. | N. A. | N. A. | N. A. | N. A. | N. A. | N. A. | N. A. | 1 | SUB COMPONENTS |  | Initial issue | N | INSTRUMENTS |  | No | No | N. A. | N. A. | N. A. | N. A.
C3902.23 | C3902.23 | PUNCH FOR FEMUR TR, RESTOR (MP) |  | C3902.23 | 01 | 2013-04-25 | N. A. | N. A. | N. A. | QPF/C3902.16 | N. A. | N. A. | N. A. | N. A. | N. A. | PS/C3902.16 | N. A. | N. A. | N. A. | N. A. | N. A. | C3902.23 | TF-IN | IU/5 | Class B | FINISHED GOODS | RESTOR™ | PUNCH FOR FEMUR TR, (MP) |  | 17 | No | Yes |  | No | N. A. | No | N. A. | No | Yes | No | No | M. L.: MFG/MD/2023/000312 |  | 1 | ADLER PRODUCTS\RESTOR PRODUCTS\Instruments | 0 | Initial issue | N | Knee System Instruments |  | No | No | Yes | No | Yes | N. A.
C3902.23 | C3902.23.01 | PUNCH FOR FEMUR TR, RESTOR, TIP, (MP) |  | C3902.23 | 01 | 2013-04-25 | N. A. | N. A. | N. A. | N. A. | N. A. | N. A. | N. A. | N. A. | N. A. | PS/C3902.23.01 | N. A. | N. A. | N. A. | N. A. | N. A. | C3902.23 | TF-IN | IU/5 | N. A. | SEMIFINISHED GOODS | N. A. | N. A. | N. A. | N. A. | N. A. | N. A. |  | N. A. | N. A. | N. A. | N. A. | N. A. | N. A. | N. A. | N. A. | N. A. | N. A. | 1 | SUB COMPONENTS | 0 | Initial issue | N | INSTRUMENTS |  | No | No | N. A. | N. A. | N. A. | N. A.
C3902.24 | C3902.24 | PUNCH FOR RESECTION COUPLER, RESTOR |  | C3902.24 | 01 | 2013-04-25 | N. A. | N. A. | N. A. | QPR/C3902.24 | 00 | 2012-10-09 | N. A. | N. A. | N. A. | PS/C3902.24 | 00 | 2019-03-16 | 2022-03-16 | N. A. | N. A. | C3902.24 | TF-IN | IU/5 | Class B | FINISHED GOODS | RESTOR™ | PUNCH FOR RESECTION COUPLER | RESTOR | 17 | No | Yes |  | No | N. A. | No | N. A. | No | Yes | No | No | M. L.: MFG/MD/2023/000312 |  | 1 | ADLER PRODUCTS\RESTOR PRODUCTS\Instruments | 0 | Initial issue | N | Knee System Instruments |  | No | No | Yes | No | Yes | N. A.
C3902.24 | C3902.24.01 | PUNCH FOR RESECTION COUPLER, RESTOR, TIP |  | C3902.24.01 | 01 | 2013-04-25 | N. A. | N. A. | N. A. | N. A. | N. A. | N. A. | N. A. | N. A. | N. A. | PS/C3902.24.01 | 00 | 2019-03-16 | 2022-03-16 | N. A. | N. A. | C3902.24 | TF-IN | IU/5 | N. A. | SEMIFINISHED GOODS | N. A. | N. A. | N. A. | N. A. | N. A. | N. A. |  | N. A. | N. A. | N. A. | N. A. | N. A. | N. A. | N. A. | N. A. | N. A. | N. A. | 1 | SUB COMPONENTS | 0 | Initial issue | N | SUB COMPONENTS |  | No | No | N. A. | N. A. | N. A. | N. A.
C4000.00 | C4000.00 | EXTRAMEDULLARY JIG, RESTOR |  | C4000.00 | 09 | 2018-04-25 | N. A. | N. A. | N. A. | QPF/C4000.00 | 00 | 2018-08-18 | N. A. | N. A. | N. A. | PS/C4000.00 | 00 | 2018-06-14 | N. A. | N. A. | N. A. | C4000.00 | TF-IN | IU/5 | Class B | FINISHED GOODS | RESTOR™ | EXTRAMEDULLARY JIG |  | 17 | No | Yes |  | No | N. A. | No | N. A. | No | Yes | No | No | M. L.: MFG/MD/2023/000312 |  | 1 | ADLER PRODUCTS\RESTOR PRODUCTS\Instruments |  | Initial issue | N | Knee System Instruments |  | No | No | Yes | No | Yes | N. A.
C4000.00 | C4000.00.01 | EXTRAMEDULLARY JIG, RESTOR, CUTTING GUIDE |  | C4000.00.01 | 09 | 2018-04-25 | N. A. | N. A. | N. A. | N. A. | N. A. | N. A. | N. A. | N. A. | N. A. | PS/C4000.00.01 | 00 | 2018-06-14 | N. A. | N. A. | N. A. | C4000.00 | TF-IN | IU/5 | N. A. | SEMIFINISHED GOODS | N. A. | N. A. | N. A. | N. A. | N. A. | N. A. |  | N. A. | N. A. | N. A. | N. A. | N. A. | N. A. | N. A. | N. A. | N. A. | N. A. | 1 | SUB COMPONENTS |  | Initial issue | N | INSTRUMENTS |  | No | No | N. A. | N. A. | N. A. | N. A.
C4000.00 | C4000.00.01.01 | EXTRAMEDULLARY JIG, RESTOR, CUTTING GUIDE, BLOCK |  | C4000.00.01.01 | 09 | 2018-04-25 | N. A. | N. A. | N. A. | N. A. | N. A. | N. A. | N. A. | N. A. | N. A. | PS/C4000.00.01.01 | 00 | 2018-06-14 | N. A. | N. A. | N. A. | C4000.00 | TF-IN | IU/5 | N. A. | SEMIFINISHED GOODS | N. A. | N. A. | N. A. | N. A. | N. A. | N. A. |  | N. A. | N. A. | N. A. | N. A. | N. A. | N. A. | N. A. | N. A. | N. A. | N. A. | 1 | SUB COMPONENTS | 0 | Initial issue | N | INSTRUMENTS |  | No | No | N. A. | N. A. | N. A. | N. A.
C4000.00 | C4000.00.01.02 | EXTRAMEDULLARY JIG, RESTOR, CUTTING GUIDE, FINE ADJUSTMENT ROD |  | C4000.00.01.02 | 06 | 2019-08-29 | N. A. | N. A. | N. A. | QPF/C4000.00.01.02 | 00 | 2018-08-18 | N. A. | N. A. | N. A. | PS/C4000.00.01.02 | 00 | 2018-06-14 | N. A. | N. A. | N. A. | C4000.00 | TF-IN | IU/5 | N. A. | SEMIFINISHED GOODS | N. A. | N. A. | N. A. | N. A. | N. A. | N. A. |  | N. A. | N. A. | N. A. | N. A. | N. A. | N. A. | N. A. | N. A. | N. A. | N. A. | 1 | SUB COMPONENTS | 0 | Initial issue | N | INSTRUMENTS |  | No | No | N. A. | N. A. | N. A. | N. A.
C4000.00 | C4000.00.02 | EXTRAMEDULLARY JIG, RESTOR, EXTENSION SLEEVE ASSEMBLY |  | C4000.00.02 | 06 | 2019-08-29 | N. A. | N. A. | N. A. | N. A. | N. A. | N. A. | N. A. | N. A. | N. A. | PS/C4000.00.02 | 00 | 2018-06-14 | N. A. | N. A. | N. A. | C4000.00 | TF-IN | IU/5 | N. A. | SEMIFINISHED GOODS | N. A. | N. A. | N. A. | N. A. | N. A. | N. A. |  | N. A. | N. A. | N. A. | N. A. | N. A. | N. A. | N. A. | N. A. | N. A. | N. A. | 1 | ADLER PRODUCTS\RESTOR PRODUCTS\Instruments |  | Initial issue | N | INSTRUMENTS |  | No | No | N. A. | N. A. | N. A. | N. A.
C4000.00 | C4000.00.02.01 | EXTRAMEDULLARY JIG, RESTOR, EXTENSION SLEEVE SUB ASSEMBLY |  | C4000.00.02.01 | 06 | 2019-08-29 | N. A. | N. A. | N. A. | N. A. | N. A. | N. A. | N. A. | N. A. | N. A. | PS/C4000.00.02.01 | 00 | 2018-06-14 | N. A. | N. A. | N. A. | C4000.00 | TF-IN | IU/5 | N. A. | SEMIFINISHED GOODS | N. A. | N. A. | N. A. | N. A. | N. A. | N. A. |  | N. A. | N. A. | N. A. | N. A. | N. A. | N. A. | N. A. | N. A. | N. A. | N. A. | 1 | SUB COMPONENTS |  | Initial issue | N | INSTRUMENTS |  | No | No | N. A. | N. A. | N. A. | N. A.
C4000.00 | C4000.00.02.01.01 | EXTRAMEDULLARY JIG, RESTOR, EXTENSION SLEEVE SUB ASSEMBLY, EXTENSION SLEEVE |  | C4000.00.02.01.01 | 06 | 2019-08-29 | N. A. | N. A. | N. A. | N. A. | N. A. | N. A. | N. A. | N. A. | N. A. | PS/C4000.00.02.01.01 | 00 | 2018-06-14 | N. A. | N. A. | N. A. | C4000.00 | TF-IN | IU/5 | N. A. | SEMIFINISHED GOODS | N. A. | N. A. | N. A. | N. A. | N. A. | N. A. |  | N. A. | N. A. | N. A. | N. A. | N. A. | N. A. | N. A. | N. A. | N. A. | N. A. | 1 | SUB COMPONENTS |  | Initial issue | N | INSTRUMENTS |  | No | No | N. A. | N. A. | N. A. | N. A.
C4000.00 | C4000.00.02.01.02 | EXTRAMEDULLARY JIG, RESTOR, EXTENSION SLEEVE SUB ASSEMBLY, ANKLE CLAMP LOCATOR |  | C4000.00.02.01.02 | 06 | 2019-08-29 | N. A. | N. A. | N. A. | N. A. | N. A. | N. A. | N. A. | N. A. | N. A. | PS/C4000.00.02.01.02 | 00 | 2018-06-14 | N. A. | N. A. | N. A. | C4000.00 | TF-IN | IU/5 | N. A. | SEMIFINISHED GOODS | N. A. | N. A. | N. A. | N. A. | N. A. | N. A. |  | N. A. | N. A. | N. A. | N. A. | N. A. | N. A. | N. A. | N. A. | N. A. | N. A. | 1 | SUB COMPONENTS |  | Initial issue | N | INSTRUMENTS |  | No | No | N. A. | N. A. | N. A. | N. A.
C4000.00 | C4000.00.02.01.03 | EXTRAMEDULLARY JIG, RESTOR, EXTENSION SLEEVE SUB ASSEMBLY, LOCKING SCREW BUSH |  | C4000.00.02.01.03 | 06 | 2019-08-29 | N. A. | N. A. | N. A. | N. A. | N. A. | N. A. | N. A. | N. A. | N. A. | PS/C4000.00.02.01.03 | 00 | 2018-06-14 | N. A. | N. A. | N. A. | C4000.00 | TF-IN | IU/5 | N. A. | SEMIFINISHED GOODS | N. A. | N. A. | N. A. | N. A. | N. A. | N. A. |  | N. A. | N. A. | N. A. | N. A. | N. A. | N. A. | N. A. | N. A. | N. A. | N. A. | 1 | SUB COMPONENTS |  | Initial issue | N | INSTRUMENTS |  | No | No | N. A. | N. A. | N. A. | N. A.
C4000.00 | C4000.00.02.02 | EXTRAMEDULLARY JIG, RESTOR, EXTENSION SLEEVE ASSEMBLY, LOCKING SCREW |  | C4000.00.02.02 | 06 | 2019-08-29 | N. A. | N. A. | N. A. | N. A. | N. A. | N. A. | N. A. | N. A. | N. A. | PS/C4000.00.02.02 | 00 | 2018-06-14 | N. A. | N. A. | N. A. | C4000.00 | TF-IN | IU/5 | N. A. | SEMIFINISHED GOODS | N. A. | N. A. | N. A. | N. A. | N. A. | N. A. |  | N. A. | N. A. | N. A. | N. A. | N. A. | N. A. | N. A. | N. A. | N. A. | N. A. | 1 | SUB COMPONENTS |  | Initial issue | N | INSTRUMENTS |  | No | No | N. A. | N. A. | N. A. | N. A.
C4000.00 | C4000.00.02.02.03 | EXTRAMEDULLARY JIG, RESTOR CUTTING GUIDE ADJUSTMENT ASSEMBLY, EXTENSION ROD LOCKING SCREW HOLDING PIN |  | C4000.00.02.02.03 | 06 | 2019-08-29 | N. A. | N. A. | N. A. | N. A. | N. A. | N. A. | N. A. | N. A. | N. A. | PS/C4000.00.02.02.03 | 00 | 2018-06-14 | N. A. | N. A. | N. A. | C4000.00 | TF-IN | IU/5 | N. A. | SEMIFINISHED GOODS | N. A. | N. A. | N. A. | N. A. | N. A. | N. A. |  | N. A. | N. A. | N. A. | N. A. | N. A. | N. A. | N. A. | N. A. | N. A. | N. A. | 1 | SUB COMPONENTS |  | Initial issue | N | INSTRUMENTS |  | No | No | N. A. | N. A. | N. A. | N. A.
C4000.00 | C4000.00.02.03 | EXTRAMEDULLARY JIG, RESTOR, EXTENSION SLEEVE ASSEMBLY, LOCKING SCREW PUSH PIN |  | C4000.00.02.03 | 01 | 2018-01-14 | N. A. | N. A. | N. A. | N. A. | N. A. | N. A. | N. A. | N. A. | N. A. | PS/C4000.00.02.03 | N. A. | N. A. | N. A. | N. A. | N. A. | C4000.00 | N. A. | N. A. | N. A. | SEMIFINISHED GOODS | N. A. | N. A. | N. A. | N. A. | N. A. | N. A. |  | N. A. | N. A. | N. A. | N. A. | N. A. | N. A. | N. A. | N. A. | N. A. | N. A. | 1 | SUB COMPONENTS | 0 | Added new codes as per requirement from Planning on 24AUG2018 (Lingayat) | N | INSTRUMENTS |  | No | No | N. A. | N. A. | N. A. | N. A.
C4000.00 | C4000.00.02.04 | EXTRAMEDULLARY JIG, RESTOR, EXTENSION SLEEVE ASSEMBLY, ANKLE CLAMP LOCKING BOLT |  | C4000.00.02.04 | 02 | 2018-01-14 | N. A. | N. A. | N. A. | N. A. | N. A. | N. A. | N. A. | N. A. | N. A. | PS/C4000.00.02.04 | 00 | 2018-06-21 | N. A. | N. A. | N. A. | C4000.00 | N. A. | N. A. | N. A. | SEMIFINISHED GOODS | N. A. | N. A. | N. A. | N. A. | N. A. | N. A. |  | N. A. | N. A. | N. A. | N. A. | N. A. | N. A. | N. A. | N. A. | N. A. | N. A. | 1 | SUB COMPONENTS | 0 | Added new codes as per requirement from Planning on 24AUG2018 (Lingayat) | N | INSTRUMENTS |  | No | No | N. A. | N. A. | N. A. | N. A.
C4000.00 | C4000.00.03.01.01 | EXTRAMEDULLARY JIG, RESTOR, FIXED HINGE STYLUS SUB ASSEMBLY, STYLUS 5MM |  | C4000.00.03.01.01 | 06 | 2019-08-29 | N. A. | N. A. | N. A. | N. A. | N. A. | N. A. | N. A. | N. A. | N. A. | PS/C4000.00.03.01.01 | 00 | 2018-06-14 | N. A. | N. A. | N. A. | C4000.00 | TF-IN | IU/5 | N. A. | SEMIFINISHED GOODS | N. A. | N. A. | N. A. | N. A. | N. A. | N. A. |  | N. A. | N. A. | N. A. | N. A. | N. A. | N. A. | N. A. | N. A. | N. A. | N. A. | 1 | SUB COMPONENTS | 0 | Initial issue | N | INSTRUMENTS |  | No | No | N. A. | N. A. | N. A. | N. A.
C4000.00 | C4000.00.03.01.02 | EXTRAMEDULLARY JIG, RESTOR, STYLUS SUB ASSEMBLY, DISC |  | C4000.00.03.01.02 | 06 | 2019-08-29 | N. A. | N. A. | N. A. | N. A. | N. A. | N. A. | N. A. | N. A. | N. A. | PS/C4000.00.03.01.02 | 00 | 2018-06-14 | N. A. | N. A. | N. A. | C4000.00 | TF-IN | IU/5 | N. A. | SEMIFINISHED GOODS | N. A. | N. A. | N. A. | N. A. | N. A. | N. A. |  | N. A. | N. A. | N. A. | N. A. | N. A. | N. A. | N. A. | N. A. | N. A. | N. A. | 1 | SUB COMPONENTS | 0 | Initial issue | N | INSTRUMENTS |  | No | No | N. A. | N. A. | N. A. | N. A.
C4000.00 | C4000.00.03.03.01 | EXTRAMEDULLARY JIG, RESTOR, STYLUS ASSEMBLY, BALL PUSHER, MAINBODY |  | C4000.00.03.03.01 | 06 | 2019-08-29 | N. A. | N. A. | N. A. | N. A. | N. A. | N. A. | N. A. | N. A. | N. A. | PS/C4000.00.03.03.01 | 00 | 2018-06-14 | N. A. | N. A. | N. A. | C4000.00 | TF-IN | IU/5 | N. A. | SEMIFINISHED GOODS | N. A. | N. A. | N. A. | N. A. | N. A. | N. A. |  | N. A. | N. A. | N. A. | N. A. | N. A. | N. A. | N. A. | N. A. | N. A. | N. A. | 1 | SUB COMPONENTS | 0 | Initial issue | N | INSTRUMENTS |  | No | No | N. A. | N. A. | N. A. | N. A.
C4000.00 | C4000.00.03.03.02 | EXTRAMEDULLARY JIG, RESTOR, STYLUS ASSEMBLY, BALL PUSHER, COMPRESSION SPRING |  | C4000.00.03.03.02 | 06 | 2019-08-29 | N. A. | N. A. | N. A. | N. A. | N. A. | N. A. | N. A. | N. A. | N. A. | PS/C4000.00.03.03.02 | 00 | 2018-06-14 | N. A. | N. A. | N. A. | C4000.00 | TF-IN | IU/5 | N. A. | SEMIFINISHED GOODS | N. A. | N. A. | N. A. | N. A. | N. A. | N. A. |  | N. A. | N. A. | N. A. | N. A. | N. A. | N. A. | N. A. | N. A. | N. A. | N. A. | 1 | SUB COMPONENTS | 0 | Initial issue | N | INSTRUMENTS |  | No | No | N. A. | N. A. | N. A. | N. A.
C4000.00 | C4000.00.03.04 | EXTRAMEDULLARY JIG, RESTOR, STYLUS ASSEMBLY, CAP |  | C4000.00.03.04 | 06 | 2019-08-29 | N. A. | N. A. | N. A. | N. A. | N. A. | N. A. | N. A. | N. A. | N. A. | PS/C4000.00.03.04 | 00 | 2018-06-14 | N. A. | N. A. | N. A. | C4000.00 | TF-IN | IU/5 | N. A. | SEMIFINISHED GOODS | N. A. | N. A. | N. A. | N. A. | N. A. | N. A. |  | N. A. | N. A. | N. A. | N. A. | N. A. | N. A. | N. A. | N. A. | N. A. | N. A. | 1 | SUB COMPONENTS | 0 | Initial issue | N | INSTRUMENTS |  | No | No | N. A. | N. A. | N. A. | N. A.
C4000.00 | C4000.00.03.05 | EXTRAMEDULLARY JIG, RESTOR, STYLUS ASSEMBLY, COMPRESSION SPRING FOR BALL CATCH |  | C4000.00.03.05 | 06 | 2019-08-29 | N. A. | N. A. | N. A. | N. A. | N. A. | N. A. | N. A. | N. A. | N. A. | PS/C4000.00.03.05 | 00 | 2018-06-14 | N. A. | N. A. | N. A. | C4000.00 | TF-IN | IU/5 | N. A. | SEMIFINISHED GOODS | N. A. | N. A. | N. A. | N. A. | N. A. | N. A. |  | N. A. | N. A. | N. A. | N. A. | N. A. | N. A. | N. A. | N. A. | N. A. | N. A. | 1 | SUB COMPONENTS | 0 | Initial issue | N | INSTRUMENTS |  | No | No | N. A. | N. A. | N. A. | N. A.
C4000.00 | C4000.00.04.01.01 | EXTRAMEDULLARY JIG, RESTOR, ROTATING HINGE STYLUS SUB ASSEMBLY, STYLUS 17MM-10MM |  | C4000.00.04.01.01 | 06 | 2019-08-29 | N. A. | N. A. | N. A. | N. A. | N. A. | N. A. | N. A. | N. A. | N. A. | PS/C4000.00.04.01.01 | 00 | 2018-06-14 | N. A. | N. A. | N. A. | C4000.00 | TF-IN | IU/5 | N. A. | SEMIFINISHED GOODS | N. A. | N. A. | N. A. | N. A. | N. A. | N. A. |  | N. A. | N. A. | N. A. | N. A. | N. A. | N. A. | N. A. | N. A. | N. A. | N. A. | 1 | SUB COMPONENTS | 0 | Initial issue | N | INSTRUMENTS |  | No | No | N. A. | N. A. | N. A. | N. A.
C4000.00 | C4000.00.05 | EXTRAMEDULLARY JIG, RESTOR, ANKLE CLAMP |  | C4000.00.05 | N. A. | N. A. | N. A. | N. A. | N. A. | QPR/C4000.00.05 | N. A. | N. A. | N. A. | N. A. | N. A. | N. A. | N. A. | N. A. | N. A. | N. A. | N. A. | C4000.00 | TF-IN | IU/5 | N. A. | SEMIFINISHED GOODS | N. A. | N. A. | N. A. | N. A. | N. A. | N. A. |  | N. A. | N. A. | N. A. | N. A. | N. A. | N. A. | N. A. | N. A. | N. A. | N. A. | 1 | SUB COMPONENTS | 0 | Initial issue | N | INSTRUMENTS |  | No | No | N. A. | N. A. | N. A. | N. A.
C4000 | C4000.01 | EXTRAMEDULLARY CUM INTRAMEDULLARY JIG, RESTOR, FIXED HINGE STYLUS ASSEMBLY |  | C4000.01 | 02 | 2019-08-09 | N. A. | N. A. | N. A. | QPF/C4000.01 | 00 | 2019-09-14 | N. A. | N. A. | N. A. | PS/C4000.01 | 00 | 2018-06-14 | N. A. | N. A. | N. A. | C4000.01 | N. A. | N. A. | Class B | FINISHED GOODS | RESTOR™ | EXTRAMED. CUM INTRAMED. JIG | FIXED HINGE STYLUS ASSEMBLY | 17 | No | Yes |  | No | N. A. | No | N. A. | No | Yes | No | No | M. L.: MFG/MD/2023/000312 |  | 1 | ADLER PRODUCTS\RESTOR PRODUCTS\Instruments | 0 | Initial issue | N | Knee System Instruments |  | No | No | Yes | No | Yes | N. A.
C4000 | C4000.01.01 | EXTRAMEDULLARY CUM INTRAMEDULLARY JIG, RESTOR, FIXED HINGE STYLUS SUB ASSEMBLY |  | C4000.01.01 | 00 | 2018-01-27 | N. A. | N. A. | N. A. | N. A. | N. A. | N. A. | N. A. | N. A. | N. A. | PS/C4000.01.01 | 00 | 2018-03-20 | N. A. | N. A. | N. A. | C4000.01 | N. A. | N. A. | N. A. | SEMIFINISHED GOODS | N. A. | N. A. | N. A. | N. A. | N. A. | N. A. |  | N. A. | N. A. | N. A. | N. A. | N. A. | N. A. | N. A. | N. A. | N. A. | N. A. | 1 | SUB COMPONENTS |  | Initial issue | N | INSTRUMENTS |  | No | No | N. A. | N. A. | N. A. | N. A.
C4000 | C4000.01.01.01 | EXTRAMEDULLARY CUM INTRAMEDULLARY JIG, RESTOR, FIXED HINGE STYLUS SUB ASSEMBLY, STYLUS 5MM |  | C4000.01.01.01 | 00 | 2018-01-27 | N. A. | N. A. | N. A. | N. A. | N. A. | N. A. | N. A. | N. A. | N. A. | PS/C4000.01.01.01 | 00 | 2018-03-20 | N. A. | N. A. | N. A. | C4000.01 | TF-IN | IU/5 | N. A. | SEMIFINISHED GOODS | N. A. | N. A. | N. A. | N. A. | N. A. | N. A. |  | N. A. | N. A. | N. A. | N. A. | N. A. | N. A. | N. A. | N. A. | N. A. | N. A. | 1 | SUB COMPONENTS |  | Initial issue | N | INSTRUMENTS |  | No | No | N. A. | N. A. | N. A. | N. A.
C4000 | C4000.01.01.02 | EXTRAMEDULLARY CUM INTRAMEDULLARY JIG, RESTOR, STYLUS SUB ASSEMBLY, DISC |  | C4000.01.01.02 | 00 | 2018-01-27 | N. A. | N. A. | N. A. | N. A. | N. A. | N. A. | N. A. | N. A. | N. A. | PS/C4000.01.01.02 | 00 | 2018-03-20 | N. A. | N. A. | N. A. | C4000.01 | TF-IN | IU/5 | N. A. | SEMIFINISHED GOODS | N. A. | N. A. | N. A. | N. A. | N. A. | N. A. |  | N. A. | N. A. | N. A. | N. A. | N. A. | N. A. | N. A. | N. A. | N. A. | N. A. | 1 | SUB COMPONENTS |  | Initial issue | N | INSTRUMENTS |  | No | No | N. A. | N. A. | N. A. | N. A.
C4000 | C4000.01.02 | EXTRAMEDULLARY CUM INTRAMEDULLARY JIG, RESTOR, FIXED HINGE STYLUS ASSEMBLY, FIXED HINGE STYLUS HOLDER |  | C4000.01.02 | 00 | 2018-01-27 | N. A. | N. A. | N. A. | N. A. | N. A. | N. A. | N. A. | N. A. | N. A. | PS/C4000.01.02 | 00 | 2018-03-20 | N. A. | N. A. | N. A. | C4000.01 | N. A. | N. A. | N. A. | SEMIFINISHED GOODS | N. A. | N. A. | N. A. | N. A. | N. A. | N. A. |  | N. A. | N. A. | N. A. | N. A. | N. A. | N. A. | N. A. | N. A. | N. A. | N. A. | 1 | SUB COMPONENTS |  | Initial issue | N | INSTRUMENTS |  | No | No | N. A. | N. A. | N. A. | N. A.
C4000 | C4000.01.03 | EXTRAMEDULLARY CUM INTRAMEDULLARY JIG, RESTOR, STYLUS ASSEMBLY, BALL PUSHER |  | C4000.01.03 | 00 | 2018-01-27 | N. A. | N. A. | N. A. | N. A. | N. A. | N. A. | N. A. | N. A. | N. A. | PS/C4000.01.03 | 00 | 2018-03-20 | N. A. | N. A. | N. A. | C4000.01 | N. A. | N. A. | N. A. | SEMIFINISHED GOODS | N. A. | N. A. | N. A. | N. A. | N. A. | N. A. |  | N. A. | N. A. | N. A. | N. A. | N. A. | N. A. | N. A. | N. A. | N. A. | N. A. | 1 | SUB COMPONENTS |  | Initial issue | N | INSTRUMENTS |  | No | No | N. A. | N. A. | N. A. | N. A.
C4000 | C4000.01.03.01 | EXTRAMEDULLARY CUM INTRAMEDULLARY JIG, RESTOR, STYLUS ASSEMBLY, BALL PUSHER, MAINBODY |  | C4000.01.03.01 | 00 | 2018-01-27 | N. A. | N. A. | N. A. | N. A. | N. A. | N. A. | N. A. | N. A. | N. A. | PS/C4000.01.03.01 | 00 | 2018-03-20 | N. A. | N. A. | N. A. | C4000.01 | TF-IN | IU/5 | N. A. | SEMIFINISHED GOODS | N. A. | N. A. | N. A. | N. A. | N. A. | N. A. |  | N. A. | N. A. | N. A. | N. A. | N. A. | N. A. | N. A. | N. A. | N. A. | N. A. | 1 | SUB COMPONENTS |  | Initial issue | N | INSTRUMENTS |  | No | No | N. A. | N. A. | N. A. | N. A.
C4000 | C4000.01.03.02 | EXTRAMEDULLARY CUM INTRAMEDULLARY JIG, RESTOR, STYLUS ASSEMBLY, BALL PUSHER, COMPRESSION SPRING |  | C4000.01.03.02 | 00 | 2018-01-27 | N. A. | N. A. | N. A. | N. A. | N. A. | N. A. | N. A. | N. A. | N. A. | PS/C4000.01.03.02 | 00 | 2018-03-20 | N. A. | N. A. | N. A. | C4000.01 | TF-IN | IU/5 | N. A. | SEMIFINISHED GOODS | N. A. | N. A. | N. A. | N. A. | N. A. | N. A. |  | N. A. | N. A. | N. A. | N. A. | N. A. | N. A. | N. A. | N. A. | N. A. | N. A. | 1 | SUB COMPONENTS |  | Initial issue | N | INSTRUMENTS |  | No | No | N. A. | N. A. | N. A. | N. A.
C4000 | C4000.01.04 | EXTRAMEDULLARY CUM INTRAMEDULLARY JIG, RESTOR, STYLUS ASSEMBLY, CAP |  | C4000.01.04 | 00 | 2018-01-27 | N. A. | N. A. | N. A. | N. A. | N. A. | N. A. | N. A. | N. A. | N. A. | PS/C4000.01.04 | 00 | 2018-03-20 | N. A. | N. A. | N. A. | C4000.01 | TF-IN | IU/5 | N. A. | SEMIFINISHED GOODS | N. A. | N. A. | N. A. | N. A. | N. A. | N. A. |  | N. A. | N. A. | N. A. | N. A. | N. A. | N. A. | N. A. | N. A. | N. A. | N. A. | 1 | SUB COMPONENTS |  | Initial issue | N | INSTRUMENTS |  | No | No | N. A. | N. A. | N. A. | N. A.
C4000 | C4000.01.05 | EXTRAMEDULLARY CUM INTRAMEDULLARY JIG, RESTOR, STYLUS ASSEMBLY, COMPRESSION SPRING FOR BALL CATCH |  | C4000.01.05 | 00 | 2018-01-27 | N. A. | N. A. | N. A. | N. A. | N. A. | N. A. | N. A. | N. A. | N. A. | PS/C4000.01.05 | 00 | 2018-03-20 | N. A. | N. A. | N. A. | C4000.01 | TF-IN | IU/5 | N. A. | SEMIFINISHED GOODS | N. A. | N. A. | N. A. | N. A. | N. A. | N. A. |  | N. A. | N. A. | N. A. | N. A. | N. A. | N. A. | N. A. | N. A. | N. A. | N. A. | 1 | SUB COMPONENTS |  | Initial issue | N | INSTRUMENTS |  | No | No | N. A. | N. A. | N. A. | N. A.
C4000 | C4000.02 | EXTRAMEDULLARY CUM INTRAMEDULLARY JIG, RESTOR, ROTATING HINGE STYLUS ASSEMBLY |  | C4000.02 | 02 | 2019-08-09 | N. A. | N. A. | N. A. | QPF/C4000.02 | 00 | 2019-09-14 | N. A. | N. A. | N. A. | PS/C4000.02 | 00 | 2018-06-14 | N. A. | N. A. | N. A. | C4000 | N. A. | N. A. | Class B | FINISHED GOODS | RESTOR™ | ROTATING HINGE STYLUS ASSEMBLY | ROTATING HINGE STYLUS ASSEMBLY | 17 | No | Yes |  | No | N. A. | No | N. A. | No | Yes | No | No | M. L.: MFG/MD/2023/000312 |  | 1 | ADLER PRODUCTS\RESTOR PRODUCTS\Instruments | 0 | Initial issue | N | Knee System Instruments |  | No | No | Yes | No | Yes | N. A.
C4000 | C4000.02.01 | EXTRAMEDULLARY CUM INTRAMEDULLARY JIG, RESTOR, ROTATING HINGE STYLUS SUB ASSEMBLY |  | C4000.02.01 | 02 | 2019-08-09 | N. A. | N. A. | N. A. | N. A. | N. A. | N. A. | N. A. | N. A. | N. A. | PS/C4000.02.01 | 00 | 2018-06-14 | N. A. | N. A. | N. A. | C4000 | N. A. | N. A. | N. A. | SEMIFINISHED GOODS | N. A. | N. A. | N. A. | N. A. | N. A. | N. A. |  | N. A. | N. A. | N. A. | N. A. | N. A. | N. A. | N. A. | N. A. | N. A. | N. A. | 1 | SUB COMPONENTS |  | Initial issue | N | INSTRUMENTS |  | No | No | N. A. | N. A. | N. A. | N. A.
C4000 | C4000.02.01.01 | EXTRAMEDULLARY CUM INTRAMEDULLARY JIG, RESTOR, ROTATING HINGE STYLUS SUB ASSEMBLY, STYLUS 17MM-10MM |  | C4000.02.01.01 | 02 | 2019-08-09 | N. A. | N. A. | N. A. | N. A. | N. A. | N. A. | N. A. | N. A. | N. A. | PS/C4000.02.01.01 | 00 | 2018-06-14 | N. A. | N. A. | N. A. | C4000 | TF-IN | IU/5 | N. A. | SEMIFINISHED GOODS | N. A. | N. A. | N. A. | N. A. | N. A. | N. A. |  | N. A. | N. A. | N. A. | N. A. | N. A. | N. A. | N. A. | N. A. | N. A. | N. A. | 1 | SUB COMPONENTS |  | Initial issue | N | INSTRUMENTS |  | No | No | N. A. | N. A. | N. A. | N. A.
C4000 | C4000.02.02 | EXTRAMEDULLARY CUM INTRAMEDULLARY JIG, RESTOR, ROTATING HINGE STYLUS ASSEMBLY, ROTATING HINGE STYLUS HOLDER |  | C4000.02.02 | 02 | 2019-08-09 | N. A. | N. A. | N. A. | N. A. | N. A. | N. A. | N. A. | N. A. | N. A. | PS/C4000.02.02 | 00 | 2018-06-14 | N. A. | N. A. | N. A. | C4000 | N. A. | N. A. | N. A. | SEMIFINISHED GOODS | N. A. | N. A. | N. A. | N. A. | N. A. | N. A. |  | N. A. | N. A. | N. A. | N. A. | N. A. | N. A. | N. A. | N. A. | N. A. | N. A. | 1 | SUB COMPONENTS |  | Initial issue | N | INSTRUMENTS |  | No | No | N. A. | N. A. | N. A. | N. A.
C4000 | C4000.03 | EXTRAMEDULLARY CUM INTRAMEDULLARY JIG, RESTOR, ANKLE CLAMP |  | C4000.03 | 02 | 2019-08-09 | N. A. | N. A. | N. A. | QPR/C4000.03 | 00 | 2019-05-03 | N. A. | N. A. | N. A. | PS/PUR001 | 00 | 2018-06-14 | N. A. | N. A. | N. A. | C4000 | TF-IN | IU/5 | Class B | FINISHED GOODS | RESTOR™ | EXTRAMED. CUM INTRAMED. JIG | ANKLE CLAMP | 17 | No | Yes |  | No | N. A. | No | N. A. | No | Yes | No | No | M. L.: MFG/MD/2023/000312 |  | 1 | ADLER PRODUCTS\RESTOR PRODUCTS\Instruments | 0 | Initial issue | N | Knee System Instruments |  | No | No | Yes | No | Yes | N. A.
C4000 | C4000.04 | EXTRAMEDULLARY CUM INTRAMEDULLARY JIG, RESTOR |  | C4000.04 | 00 | 2010-01-29 | N. A. | N. A. | N. A. | QPF/C4000.04 | 00 | 2019-01-25 | N. A. | N. A. | N. A. | PS/C4000.04 | N. A. | N. A. | N. A. | N. A. | N. A. | C4000 | TF-IN | IU/5 | Class B | FINISHED GOODS | RESTOR™ | EXTRAMEDULLARY CUM INTRAMEDULLARY JIG |  | 17 | No | Yes |  | No | N. A. | No | N. A. | No | Yes | No | No | M. L.: MFG/MD/2023/000312 |  | 1 | ADLER PRODUCTS\RESTOR PRODUCTS\Instruments | 0 | ADDED NEW CODE NO AS PER EMAIL FROM SL DTD 15JAN2019 ON 15JAN2019 | N | Knee System Instruments |  | No | No | Yes | No | Yes | N. A.
C4000 | C4000.05 | EXTRAMEDULLARY CUM INTRAMEDULLARY JIG, RESTOR, EM JIG |  | C4000.05 | 00 | 2019-01-09 | N. A. | N. A. | N. A. | QPF/C4000.05 | 00 | 2019-01-24 | N. A. | N. A. | N. A. | PS/C4000.05 | N. A. | N. A. | N. A. | N. A. | N. A. | C4000 | TF-IN | IU/5 | Class B | FINISHED GOODS | RESTOR™ | EXTRAMEDULLARY CUM INTRAMEDULLARY JIG | EM JIG | 17 | No | Yes |  | No | N. A. | No | N. A. | No | Yes | No | No | M. L.: MFG/MD/2023/000312 |  | 1 | ADLER PRODUCTS\RESTOR PRODUCTS\Instruments | 0 | CHANGED PRODUCT BRAND DETAILS, FAMILY NAME & SNN DESCRIPTION AS PER EMAIL FROM ASP DTD 04JUN2020 ON 06JUN2020 | N | Knee System Instruments |  | No | No | Yes | No | Yes | N. A.
C4000 | C4000.05.01 | EXTRAMEDULLARY CUM INTRAMEDULLARY JIG, RESTOR, EM JIG, EXTENSION ROD |  | C4000.05.01 | 00 | 2018-01-09 | N. A. | N. A. | N. A. | N. A. | N. A. | N. A. | N. A. | N. A. | N. A. | PS/C4000.05.01 | N. A. | N. A. | N. A. | N. A. | N. A. | C4000 | N. A. | N. A. | N. A. | SEMIFINISHED GOODS | N. A. | N. A. | N. A. | N. A. | N. A. | N. A. |  | N. A. | N. A. | N. A. | N. A. | N. A. | N. A. | N. A. | N. A. | N. A. | N. A. | 0 | SUB COMPONENTS | 0 | ADDED NEW CODE NO AS PER EMAIL FROM SL DTD 15JAN2019 ON 15JAN2019 | N | SUB COMPONENTS |  | No | No | N. A. | N. A. | N. A. | N. A.
C4000 | C4000.05.02 | EXTRAMEDULLARY CUM INTRAMEDULLARY JIG, RESTOR, EM JIG, EXTENSION SLEEVE ASSEMBLY |  | C4000.05.02 | N. A. | N. A. | N. A. | N. A. | N. A. | N. A. | N. A. | N. A. | N. A. | N. A. | N. A. | PS/C4000.05.02 | N. A. | N. A. | N. A. | N. A. | N. A. | C4000 | N. A. | N. A. | N. A. | SEMIFINISHED GOODS | N. A. | N. A. | N. A. | N. A. | N. A. | N. A. |  | N. A. | N. A. | N. A. | N. A. | N. A. | N. A. | N. A. | N. A. | N. A. | N. A. | 0 | SUB COMPONENTS | 0 | ADDED NEW CODE NO AS PER EMAIL FROM SL DTD 15JAN2019 ON 15JAN2019 | N | SUB COMPONENTS |  | No | No | N. A. | N. A. | N. A. | N. A.
C4000 | C4000.05.02.01 | EXTRAMEDULLARY CUM INTRAMEDULLARY JIG, RESTOR, EM JIG, EXTENSION SLEEVE ASSEMBLY, SLEEVE |  | C4000.05.02.01 | N. A. | N. A. | N. A. | N. A. | N. A. | N. A. | N. A. | N. A. | N. A. | N. A. | N. A. | PS/C4000.05.02.01 | N. A. | N. A. | N. A. | N. A. | N. A. | C4000 | N. A. | N. A. | N. A. | SEMIFINISHED GOODS | N. A. | N. A. | N. A. | N. A. | N. A. | N. A. |  | N. A. | N. A. | N. A. | N. A. | N. A. | N. A. | N. A. | N. A. | N. A. | N. A. | 0 | SUB COMPONENTS | 0 | ADDED NEW CODE NO AS PER EMAIL FROM SL DTD 15JAN2019 ON 15JAN2019 | N | SUB COMPONENTS |  | No | No | N. A. | N. A. | N. A. | N. A.
C4000 | C4000.05.02.02 | EXTRAMEDULLARY CUM INTRAMEDULLARY JIG, RESTOR, EM JIG, EXTENSION SLEEVE ASSEMBLY, LOCKING SCREW BUSH |  | C4000.05.02.02 | N. A. | N. A. | N. A. | N. A. | N. A. | N. A. | N. A. | N. A. | N. A. | N. A. | N. A. | PS/C4000.05.02.02 | N. A. | N. A. | N. A. | N. A. | N. A. | C4000 | N. A. | N. A. | N. A. | SEMIFINISHED GOODS | N. A. | N. A. | N. A. | N. A. | N. A. | N. A. |  | N. A. | N. A. | N. A. | N. A. | N. A. | N. A. | N. A. | N. A. | N. A. | N. A. | 0 | SUB COMPONENTS | 0 | ADDED NEW CODE NO AS PER EMAIL FROM SL DTD 15JAN2019 ON 15JAN2019 | N | SUB COMPONENTS |  | No | No | N. A. | N. A. | N. A. | N. A.
C4000 | C4000.05.02.03 | EXTRAMEDULLARY CUM INTRAMEDULLARY JIG, RESTOR, EM JIG, EXTENSION SLEEVE ASSEMBLY, SLIDING BLOCK |  | C4000.05.02.03 | N. A. | N. A. | N. A. | N. A. | N. A. | N. A. | N. A. | N. A. | N. A. | N. A. | N. A. | PS/C4000.05.02.03 | N. A. | N. A. | N. A. | N. A. | N. A. | C4000 | N. A. | N. A. | N. A. | SEMIFINISHED GOODS | N. A. | N. A. | N. A. | N. A. | N. A. | N. A. |  | N. A. | N. A. | N. A. | N. A. | N. A. | N. A. | N. A. | N. A. | N. A. | N. A. | 0 | SUB COMPONENTS | 0 | ADDED NEW CODE NO AS PER EMAIL FROM SL DTD 15JAN2019 ON 15JAN2019 | N | SUB COMPONENTS |  | No | No | N. A. | N. A. | N. A. | N. A.
C4000 | C4000.05.02.04 | EXTRAMEDULLARY CUM INTRAMEDULLARY JIG, RESTOR, EM JIG, EXTENSION SLEEVE ASSEMBLY, PIN DIA. 3 X 15MM |  | C4000.05.02.04 | N. A. | N. A. | N. A. | N. A. | N. A. | N. A. | N. A. | N. A. | N. A. | N. A. | N. A. | PS/C4000.05.02.04 | N. A. | N. A. | N. A. | N. A. | N. A. | C4000 | N. A. | N. A. | N. A. | SEMIFINISHED GOODS | N. A. | N. A. | N. A. | N. A. | N. A. | N. A. |  | N. A. | N. A. | N. A. | N. A. | N. A. | N. A. | N. A. | N. A. | N. A. | N. A. | 0 | SUB COMPONENTS | 0 | ADDED NEW CODE NO AS PER EMAIL FROM SL DTD 15JAN2019 ON 15JAN2019 | N | SUB COMPONENTS |  | No | No | N. A. | N. A. | N. A. | N. A.
C4000 | C4000.05.02.05 | EXTRAMEDULLARY CUM INTRAMEDULLARY JIG, RESTOR, EM JIG, EXTENSION SLEEVE ASSEMBLY, LOCKING SCREW PUSH PIN |  | C4000.05.02.05 | N. A. | N. A. | N. A. | N. A. | N. A. | N. A. | N. A. | N. A. | N. A. | N. A. | N. A. | PS/C4000.05.02.05 | N. A. | N. A. | N. A. | N. A. | N. A. | C4000 | N. A. | N. A. | N. A. | SEMIFINISHED GOODS | N. A. | N. A. | N. A. | N. A. | N. A. | N. A. |  | N. A. | N. A. | N. A. | N. A. | N. A. | N. A. | N. A. | N. A. | N. A. | N. A. | 0 | SUB COMPONENTS | 0 | ADDED NEW CODE NO AS PER EMAIL FROM SL DTD 15JAN2019 ON 15JAN2019 | N | SUB COMPONENTS |  | No | No | N. A. | N. A. | N. A. | N. A.
C4000 | C4000.05.02.06 | EXTRAMEDULLARY CUM INTRAMEDULLARY JIG, RESTOR, EM JIG, EXTENSION SLEEVE ASSEMBLY, LOCKING SCREW |  | C4000.05.02.06 | N. A. | N. A. | N. A. | N. A. | N. A. | N. A. | N. A. | N. A. | N. A. | N. A. | N. A. | PS/C4000.05.02.06 | N. A. | N. A. | N. A. | N. A. | N. A. | C4000 | N. A. | N. A. | N. A. | SEMIFINISHED GOODS | N. A. | N. A. | N. A. | N. A. | N. A. | N. A. |  | N. A. | N. A. | N. A. | N. A. | N. A. | N. A. | N. A. | N. A. | N. A. | N. A. | 0 | SUB COMPONENTS | 0 | ADDED NEW CODE NO AS PER EMAIL FROM SL DTD 15JAN2019 ON 15JAN2019 | N | SUB COMPONENTS |  | No | No | N. A. | N. A. | N. A. | N. A.
C4000 | C4000.05.03 | EXTRAMEDULLARY CUM INTRAMEDULLARY JIG, RESTOR, EM JIG, BLOCK |  | C4000.05.03 | N. A. | N. A. | N. A. | N. A. | N. A. | N. A. | N. A. | N. A. | N. A. | N. A. | N. A. | PS/C4000.05.03 | N. A. | N. A. | N. A. | N. A. | N. A. | C4000 | N. A. | N. A. | N. A. | SEMIFINISHED GOODS | N. A. | N. A. | N. A. | N. A. | N. A. | N. A. |  | N. A. | N. A. | N. A. | N. A. | N. A. | N. A. | N. A. | N. A. | N. A. | N. A. | 0 | SUB COMPONENTS | 0 | ADDED NEW CODE NO AS PER EMAIL FROM SL DTD 15JAN2019 ON 15JAN2019 | N | SUB COMPONENTS |  | No | No | N. A. | N. A. | N. A. | N. A.
C4000 | C4000.05.04 | EXTRAMEDULLARY CUM INTRAMEDULLARY JIG, RESTOR, EM JIG, SLIDING KNOB |  | C4000.05.04 | N. A. | N. A. | N. A. | N. A. | N. A. | N. A. | N. A. | N. A. | N. A. | N. A. | N. A. | PS/C4000.05.04 | N. A. | N. A. | N. A. | N. A. | N. A. | C4000 | N. A. | N. A. | N. A. | SEMIFINISHED GOODS | N. A. | N. A. | N. A. | N. A. | N. A. | N. A. |  | N. A. | N. A. | N. A. | N. A. | N. A. | N. A. | N. A. | N. A. | N. A. | N. A. | 0 | SUB COMPONENTS | 0 | ADDED NEW CODE NO AS PER EMAIL FROM SL DTD 15JAN2019 ON 15JAN2019 | N | SUB COMPONENTS |  | No | No | N. A. | N. A. | N. A. | N. A.
C4000 | C4000.05.05 | EXTRAMEDULLARY CUM INTRAMEDULLARY JIG, RESTOR, EM JIG, SLIDING ROD |  | C4000.05.05 | N. A. | N. A. | N. A. | N. A. | N. A. | N. A. | N. A. | N. A. | N. A. | N. A. | N. A. | PS/C4000.05.05 | N. A. | N. A. | N. A. | N. A. | N. A. | C4000 | N. A. | N. A. | N. A. | SEMIFINISHED GOODS | N. A. | N. A. | N. A. | N. A. | N. A. | N. A. |  | N. A. | N. A. | N. A. | N. A. | N. A. | N. A. | N. A. | N. A. | N. A. | N. A. | 0 | SUB COMPONENTS | 0 | ADDED NEW CODE NO AS PER EMAIL FROM SL DTD 15JAN2019 ON 15JAN2019 | N | SUB COMPONENTS |  | No | No | N. A. | N. A. | N. A. | N. A.
C4000 | C4000.05.06 | EXTRAMEDULLARY CUM INTRAMEDULLARY JIG, RESTOR, EM JIG, LOCKING SCREW |  | C4000.05.06 | N. A. | N. A. | N. A. | N. A. | N. A. | N. A. | N. A. | N. A. | N. A. | N. A. | N. A. | PS/C4000.05.06 | N. A. | N. A. | N. A. | N. A. | N. A. | C4000 | N. A. | N. A. | N. A. | SEMIFINISHED GOODS | N. A. | N. A. | N. A. | N. A. | N. A. | N. A. |  | N. A. | N. A. | N. A. | N. A. | N. A. | N. A. | N. A. | N. A. | N. A. | N. A. | 0 | SUB COMPONENTS | 0 | ADDED NEW CODE NO AS PER EMAIL FROM SL DTD 15JAN2019 ON 15JAN2019 | N | SUB COMPONENTS |  | No | No | N. A. | N. A. | N. A. | N. A.
C4000 | C4000.06 | EXTRAMEDULLARY CUM INTRAMEDULLARY JIG, RESTOR, IM JIG |  | C4000.06 | 00 | 2018-12-27 | N. A. | N. A. | N. A. | QPF/C4000.06 | 00 | 2019-01-25 | N. A. | N. A. | N. A. | PS/C4000.06 | N. A. | N. A. | N. A. | N. A. | N. A. | C4000 | TF-IN | IU/5 | Class B | FINISHED GOODS | RESTOR™ | EXTRAMEDULLARY CUM INTRAMEDULLARY JIG | IM JIG | 17 | No | Yes |  | No | N. A. | No | N. A. | No | Yes | No | No | M. L.: MFG/MD/2023/000312 |  | 1 | ADLER PRODUCTS\RESTOR PRODUCTS\Instruments | 0 | CHANGED PRODUCT BRAND DETAILS, FAMILY NAME & SNN DESCRIPTION AS PER EMAIL FROM ASP DTD 04JUN2020 ON 06JUN2020 | N | Knee System Instruments |  | No | No | Yes | No | Yes | N. A.
C4000 | C4000.06.01 | EXTRAMEDULLARY CUM INTRAMEDULLARY JIG, RESTOR, IM JIG, PLATE ASSEMBLY |  | C4000.06.01 | 00 | 2018-12-27 | N. A. | N. A. | N. A. | N. A. | N. A. | N. A. | N. A. | N. A. | N. A. | PS/C4000.06.01 | N. A. | N. A. | N. A. | N. A. | N. A. | C4000 | N. A. | N. A. | N. A. | SEMIFINISHED GOODS | N. A. | N. A. | N. A. | N. A. | N. A. | N. A. |  | N. A. | N. A. | N. A. | N. A. | N. A. | N. A. | N. A. | N. A. | N. A. | N. A. | 0 | SUB COMPONENTS | 0 | ADDED NEW CODE NO AS PER EMAIL FROM SL DTD 15JAN2019 ON 15JAN2019 | N | SUB COMPONENTS |  | No | No | N. A. | N. A. | N. A. | N. A.
C4000 | C4000.06.01.01 | EXTRAMEDULLARY CUM INTRAMEDULLARY JIG, RESTOR, IM JIG, PLATE ASSEMBLY, PLATE |  | C4000.06.01.01 | N. A. | N. A. | N. A. | N. A. | N. A. | N. A. | N. A. | N. A. | N. A. | N. A. | N. A. | PS/C4000.06.01.01 | N. A. | N. A. | N. A. | N. A. | N. A. | C4000 | N. A. | N. A. | N. A. | SEMIFINISHED GOODS | N. A. | N. A. | N. A. | N. A. | N. A. | N. A. |  | N. A. | N. A. | N. A. | N. A. | N. A. | N. A. | N. A. | N. A. | N. A. | N. A. | 0 | SUB COMPONENTS | 0 | ADDED NEW CODE NO AS PER EMAIL FROM SL DTD 15JAN2019 ON 15JAN2019 | N | SUB COMPONENTS |  | No | No | N. A. | N. A. | N. A. | N. A.
C4000 | C4000.06.01.02 | EXTRAMEDULLARY CUM INTRAMEDULLARY JIG, RESTOR, IM JIG, PLATE ASSEMBLY, SLEEVE POST |  | C4000.06.01.02 | N. A. | N. A. | N. A. | N. A. | N. A. | N. A. | N. A. | N. A. | N. A. | N. A. | N. A. | PS/C4000.06.01.02 | N. A. | N. A. | N. A. | N. A. | N. A. | C4000 | N. A. | N. A. | N. A. | SEMIFINISHED GOODS | N. A. | N. A. | N. A. | N. A. | N. A. | N. A. |  | N. A. | N. A. | N. A. | N. A. | N. A. | N. A. | N. A. | N. A. | N. A. | N. A. | 0 | SUB COMPONENTS | 0 | ADDED NEW CODE NO AS PER EMAIL FROM SL DTD 15JAN2019 ON 15JAN2019 | N | SUB COMPONENTS |  | No | No | N. A. | N. A. | N. A. | N. A.
C4000 | C4000.06.01.03 | EXTRAMEDULLARY CUM INTRAMEDULLARY JIG, RESTOR, IM JIG, PLATE ASSEMBLY, TIBIAL ALIGNMENT ROD SLEEVE |  | C4000.06.01.03 | N. A. | N. A. | N. A. | N. A. | N. A. | N. A. | N. A. | N. A. | N. A. | N. A. | N. A. | PS/C4000.06.01.03 | N. A. | N. A. | N. A. | N. A. | N. A. | C4000 | N. A. | N. A. | N. A. | SEMIFINISHED GOODS | N. A. | N. A. | N. A. | N. A. | N. A. | N. A. |  | N. A. | N. A. | N. A. | N. A. | N. A. | N. A. | N. A. | N. A. | N. A. | N. A. | 0 | SUB COMPONENTS | 0 | ADDED NEW CODE NO AS PER EMAIL FROM SL DTD 15JAN2019 ON 15JAN2019 | N | SUB COMPONENTS |  | No | No | N. A. | N. A. | N. A. | N. A.
C4000 | C4000.06.01.04 | EXTRAMEDULLARY CUM INTRAMEDULLARY JIG, RESTOR, IM JIG, PLATE ASSEMBLY, LOCKING SCREW |  | C4000.06.01.04 | N. A. | N. A. | N. A. | N. A. | N. A. | N. A. | N. A. | N. A. | N. A. | N. A. | N. A. | PS/C4000.06.01.04 | N. A. | N. A. | N. A. | N. A. | N. A. | C4000 | N. A. | N. A. | N. A. | SEMIFINISHED GOODS | N. A. | N. A. | N. A. | N. A. | N. A. | N. A. |  | N. A. | N. A. | N. A. | N. A. | N. A. | N. A. | N. A. | N. A. | N. A. | N. A. | 0 | SUB COMPONENTS | 0 | ADDED NEW CODE NO AS PER EMAIL FROM SL DTD 15JAN2019 ON 15JAN2019 | N | SUB COMPONENTS |  | No | No | N. A. | N. A. | N. A. | N. A.
C4000 | C4000.06.01.05 | EXTRAMEDULLARY CUM INTRAMEDULLARY JIG, RESTOR, IM JIG, PLATE ASSEMBLY, LOCKING NUT |  | C4000.06.01.05 | N. A. | N. A. | N. A. | N. A. | N. A. | N. A. | N. A. | N. A. | N. A. | N. A. | N. A. | PS/C4000.06.01.05 | N. A. | N. A. | N. A. | N. A. | N. A. | C4000 | N. A. | N. A. | N. A. | SEMIFINISHED GOODS | N. A. | N. A. | N. A. | N. A. | N. A. | N. A. |  | N. A. | N. A. | N. A. | N. A. | N. A. | N. A. | N. A. | N. A. | N. A. | N. A. | 0 | SUB COMPONENTS | 0 | ADDED NEW CODE NO AS PER EMAIL FROM SL DTD 15JAN2019 ON 15JAN2019 | N | SUB COMPONENTS |  | No | No | N. A. | N. A. | N. A. | N. A.
C4000 | C4000.06.01.06 | EXTRAMEDULLARY CUM INTRAMEDULLARY JIG, RESTOR, IM JIG, PLATE ASSEMBLY, LOCKING SCREW M6 |  | C4000.06.01.06 | N. A. | N. A. | N. A. | N. A. | N. A. | N. A. | N. A. | N. A. | N. A. | N. A. | N. A. | PS/C4000.06.01.06 | N. A. | N. A. | N. A. | N. A. | N. A. | C4000 | N. A. | N. A. | N. A. | SEMIFINISHED GOODS | N. A. | N. A. | N. A. | N. A. | N. A. | N. A. |  | N. A. | N. A. | N. A. | N. A. | N. A. | N. A. | N. A. | N. A. | N. A. | N. A. | 0 | SUB COMPONENTS | 0 | ADDED NEW CODE NO AS PER EMAIL FROM SL DTD 15JAN2019 ON 15JAN2019 | N | SUB COMPONENTS |  | No | No | N. A. | N. A. | N. A. | N. A.
C4000 | C4000.06.01.07 | EXTRAMEDULLARY CUM INTRAMEDULLARY JIG, RESTOR, IM JIG, PLATE ASSEMBLY, LOCKING SCREW M5 |  | C4000.06.01.07 | N. A. | N. A. | N. A. | N. A. | N. A. | N. A. | N. A. | N. A. | N. A. | N. A. | N. A. | PS/C4000.06.01.07 | N. A. | N. A. | N. A. | N. A. | N. A. | C4000 | N. A. | N. A. | N. A. | SEMIFINISHED GOODS | N. A. | N. A. | N. A. | N. A. | N. A. | N. A. |  | N. A. | N. A. | N. A. | N. A. | N. A. | N. A. | N. A. | N. A. | N. A. | N. A. | 0 | SUB COMPONENTS | 0 | ADDED NEW CODE NO AS PER EMAIL FROM SL DTD 15JAN2019 ON 15JAN2019 | N | SUB COMPONENTS |  | No | No | N. A. | N. A. | N. A. | N. A.
C4000 | C4000.06.02 | EXTRAMEDULLARY CUM INTRAMEDULLARY JIG, RESTOR, IM JIG, ROD WITH STOPPER ASSEMBLY |  | C4000.06.02 | N. A. | N. A. | N. A. | N. A. | N. A. | N. A. | N. A. | N. A. | N. A. | N. A. | N. A. | PS/C4000.06.02 | N. A. | N. A. | N. A. | N. A. | N. A. | C4000 | N. A. | N. A. | N. A. | SEMIFINISHED GOODS | N. A. | N. A. | N. A. | N. A. | N. A. | N. A. |  | N. A. | N. A. | N. A. | N. A. | N. A. | N. A. | N. A. | N. A. | N. A. | N. A. | 0 | SUB COMPONENTS | 0 | ADDED NEW CODE NO AS PER EMAIL FROM SL DTD 15JAN2019 ON 15JAN2019 | N | SUB COMPONENTS |  | No | No | N. A. | N. A. | N. A. | N. A.
C4000 | C4000.06.02.01 | EXTRAMEDULLARY CUM INTRAMEDULLARY JIG, RESTOR, IM JIG, ROD WITH STOPPER ASSEMBLY, ROD |  | C4000.06.02.01 | N. A. | N. A. | N. A. | N. A. | N. A. | N. A. | N. A. | N. A. | N. A. | N. A. | N. A. | PS/C4000.06.02.01 | N. A. | N. A. | N. A. | N. A. | N. A. | C4000 | N. A. | N. A. | N. A. | SEMIFINISHED GOODS | N. A. | N. A. | N. A. | N. A. | N. A. | N. A. |  | N. A. | N. A. | N. A. | N. A. | N. A. | N. A. | N. A. | N. A. | N. A. | N. A. | 0 | SUB COMPONENTS | 0 | ADDED NEW CODE NO AS PER EMAIL FROM SL DTD 15JAN2019 ON 15JAN2019 | N | SUB COMPONENTS |  | No | No | N. A. | N. A. | N. A. | N. A.
C4000 | C4000.06.02.02 | EXTRAMEDULLARY CUM INTRAMEDULLARY JIG, RESTOR, IM JIG, ROD WITH STOPPER ASSEMBLY, STOPPER |  | C4000.06.02.02 | N. A. | N. A. | N. A. | N. A. | N. A. | N. A. | N. A. | N. A. | N. A. | N. A. | N. A. | PS/C4000.06.02.02 | N. A. | N. A. | N. A. | N. A. | N. A. | C4000 | N. A. | N. A. | N. A. | SEMIFINISHED GOODS | N. A. | N. A. | N. A. | N. A. | N. A. | N. A. |  | N. A. | N. A. | N. A. | N. A. | N. A. | N. A. | N. A. | N. A. | N. A. | N. A. | 0 | SUB COMPONENTS | 0 | ADDED NEW CODE NO AS PER EMAIL FROM SL DTD 15JAN2019 ON 15JAN2019 | N | SUB COMPONENTS |  | No | No | N. A. | N. A. | N. A. | N. A.
C4000 | C4000.07 | EXTRAMEDULLARY CUM INTRAMEDULLARY JIG, RESTOR, CUTTING BLOCK ASSEMBLY |  | C4000.07 | 00 | 2019-01-17 | N. A. | N. A. | N. A. | QPF/C4000.07 | 00 | 2019-01-24 | N. A. | N. A. | N. A. | PS/C4000.07 | N. A. | N. A. | N. A. | N. A. | N. A. | C4000 | TF-IN | IU/5 | Class B | FINISHED GOODS | RESTOR™ | EXTRAMEDULLARY CUM INTRAMEDULLARY JIG | CUTTING BLOCK ASSEMBLY | 17 | No | Yes |  | No | N. A. | No | N. A. | No | Yes | No | No | M. L.: MFG/MD/2023/000312 |  | 1 | ADLER PRODUCTS\RESTOR PRODUCTS\Instruments | 0 | CHANGED PRODUCT BRAND DETAILS, FAMILY NAME & SNN DESCRIPTION AS PER EMAIL FROM ASP DTD 04JUN2020 ON 06JUN2020 | N | Knee System Instruments |  | No | No | Yes | No | Yes | N. A.
C4000 | C4000.07.01 | EXTRAMEDULLARY CUM INTRAMEDULLARY JIG, RESTOR, CUTTING BLOCK ASSEMBLY, CUTTING BLOCK |  | C4000.07.01 | 00 | 2019-01-16 | N. A. | N. A. | N. A. | N. A. | N. A. | N. A. | N. A. | N. A. | N. A. | PS/C4000.07.01 | N. A. | N. A. | N. A. | N. A. | N. A. | C4000 | N. A. | N. A. | N. A. | SEMIFINISHED GOODS | N. A. | N. A. | N. A. | N. A. | N. A. | N. A. |  | N. A. | N. A. | N. A. | N. A. | N. A. | N. A. | N. A. | N. A. | N. A. | N. A. | 0 | SUB COMPONENTS | 0 | ADDED NEW CODE NO AS PER EMAIL FROM SL DTD 15JAN2019 ON 15JAN2019 | N | SUB COMPONENTS |  | No | No | N. A. | N. A. | N. A. | N. A.
C4000 | C4000.07.02 | EXTRAMEDULLARY CUM INTRAMEDULLARY JIG, RESTOR, CUTTING BLOCK ASSEMBLY, VERTICAL PIN |  | C4000.07.02 | N. A. | N. A. | N. A. | N. A. | N. A. | N. A. | N. A. | N. A. | N. A. | N. A. | N. A. | PS/C4000.07.02 | N. A. | N. A. | N. A. | N. A. | N. A. | C4000 | N. A. | N. A. | N. A. | SEMIFINISHED GOODS | N. A. | N. A. | N. A. | N. A. | N. A. | N. A. |  | N. A. | N. A. | N. A. | N. A. | N. A. | N. A. | N. A. | N. A. | N. A. | N. A. | 0 | SUB COMPONENTS | 0 | ADDED NEW CODE NO AS PER EMAIL FROM SL DTD 15JAN2019 ON 15JAN2019 | N | SUB COMPONENTS |  | No | No | N. A. | N. A. | N. A. | N. A.
C4000 | C4000.07.03 | EXTRAMEDULLARY CUM INTRAMEDULLARY JIG, RESTOR, CUTTING BLOCK ASSEMBLY, SLEEVE |  | C4000.07.03 | N. A. | N. A. | N. A. | N. A. | N. A. | N. A. | N. A. | N. A. | N. A. | N. A. | N. A. | PS/C4000.07.03 | N. A. | N. A. | N. A. | N. A. | N. A. | C4000 | N. A. | N. A. | N. A. | SEMIFINISHED GOODS | N. A. | N. A. | N. A. | N. A. | N. A. | N. A. |  | N. A. | N. A. | N. A. | N. A. | N. A. | N. A. | N. A. | N. A. | N. A. | N. A. | 0 | SUB COMPONENTS | 0 | ADDED NEW CODE NO AS PER EMAIL FROM SL DTD 15JAN2019 ON 15JAN2019 | N | SUB COMPONENTS |  | No | No | N. A. | N. A. | N. A. | N. A.
C4001.00 | C4001.00 | TIBIAL POSITIONING GUIDE BLOCK SIZE STD, RESTOR RH |  | C4001.00 | 10 | 2018-10-03 | N. A. | N. A. | N. A. | QPF/C4001.00 | 00 | 2018-08-29 | N. A. | N. A. | N. A. | PS/C4001.00 | 02 | 2019-04-17 | 2023-04-17 | 2019-12-01 | 44896 | C4001.00 | TF-IN | IU/5 | Class B | FINISHED GOODS | RESTOR™ RH | TIBIAL POSITIONING GUIDE BLOCK | SIZE STD | 17 | No | Yes |  | No | N. A. | No | N. A. | No | Yes | No | No | M. L.: MFG/MD/2023/000312 |  | 1 | ADLER PRODUCTS\RESTOR PRODUCTS\Instruments | 0 | Initial issue | N | Knee System Instruments |  | No | No | Yes | No | Yes | N. A.
C4001.00 | C4001.00.01 | TIBIAL POSITIONING GUIDE BLOCK SIZE STD, RESTOR RH, BLOCK |  | C4001.00.01 | 10 | 2018-10-03 | N. A. | N. A. | N. A. | N. A. | N. A. | N. A. | N. A. | N. A. | N. A. | PS/C4001.00.01 | 02 | 2019-04-17 | 2023-04-17 | 2019-12-01 | 44896 | C4001.00 | TF-IN | IU/5 | N. A. | SEMIFINISHED GOODS | N. A. | N. A. | N. A. | N. A. | N. A. | N. A. |  | N. A. | N. A. | N. A. | N. A. | N. A. | N. A. | N. A. | N. A. | N. A. | N. A. | 1 | SUB COMPONENTS |  | Initial issue | N | INSTRUMENTS |  | No | No | N. A. | N. A. | N. A. | N. A.
C4001.00 | C4001.00.02 | TIBIAL POSITIONING GUIDE BLOCK SIZE STD/SMALL, RESTOR RH, SLEEVE |  | C4001.00.02 | 10 | 2018-10-03 | N. A. | N. A. | N. A. | N. A. | N. A. | N. A. | N. A. | N. A. | N. A. | PS/C4001.00.02 | 02 | 2019-04-17 | 2023-04-17 | 2019-12-01 | 44896 | C4001.00 | TF-IN | IU/5 | N. A. | SEMIFINISHED GOODS | N. A. | N. A. | N. A. | N. A. | N. A. | N. A. |  | N. A. | N. A. | N. A. | N. A. | N. A. | N. A. | N. A. | N. A. | N. A. | N. A. | 1 | SUB COMPONENTS | 0 | Initial issue | N | INSTRUMENTS |  | No | No | N. A. | N. A. | N. A. | N. A.
C4001.00.03 | C4001.00.03 | TIBIAL POSITIONING GUIDE BLOCK SIZE STD/SMALL, RESTOR RH, LOCKING NUT |  | C4001.00.03 | 00 | 2018-10-03 | N. A. | N. A. | N. A. | N. A. | N. A. | N. A. | N. A. | N. A. | N. A. | PS/C4001.00.03 | 01 | 2018-11-21 | N. A. | N. A. | N. A. | C4001.00.03 | N. A. | N. A. | N. A. | SEMIFINISHED GOODS | N. A. | N. A. | N. A. | N. A. | N. A. | N. A. |  | N. A. | N. A. | N. A. | N. A. | N. A. | N. A. | N. A. | N. A. | N. A. | N. A. | 1 | SUB COMPONENTS | 0 | ADDED NEW CODE NUMBER AS PER ECR0010918 ON 07NOV2018 | N | SUB COMPONENTS |  | No | No | N. A. | N. A. | N. A. | N. A.
C4001.01 | C4001.01 | TIBIAL POSITIONING GUIDE BLOCK SIZE SMALL, RESTOR RH |  | C4001.01 | 10 | 2018-10-03 | N. A. | N. A. | N. A. | QPF/C4001.01 | 00 | 2018-08-29 | N. A. | N. A. | N. A. | PS/C4001.01 | 02 | 2019-04-17 | 2023-04-17 | 2019-12-01 | 44896 | C4001.01 | TF-IN | IU/5 | Class B | FINISHED GOODS | RESTOR™ RH | TIBIAL POSITIONING GUIDE BLOCK | SIZE SMALL | 17 | No | Yes |  | No | N. A. | No | N. A. | No | Yes | No | No | M. L.: MFG/MD/2023/000312 |  | 1 | ADLER PRODUCTS\RESTOR PRODUCTS\Instruments | 0 | Initial issue | N | Knee System Instruments |  | No | No | Yes | No | Yes | N. A.
C4001.00 | C4001.01.01 | TIBIAL POSITIONING GUIDE BLOCK SIZE SMALL, RESTOR RH, BLOCK |  | C4001.01.01 | 10 | 2018-10-03 | N. A. | N. A. | N. A. | N. A. | N. A. | N. A. | N. A. | N. A. | N. A. | PS/C4001.01.01 | 02 | 2019-04-17 | 2023-04-17 | 2019-12-01 | 44896 | C4001.00 | TF-IN | IU/5 | N. A. | SEMIFINISHED GOODS | N. A. | N. A. | N. A. | N. A. | N. A. | N. A. |  | N. A. | N. A. | N. A. | N. A. | N. A. | N. A. | N. A. | N. A. | N. A. | N. A. | 1 | SUB COMPONENTS |  | Initial issue | N | INSTRUMENTS |  | No | No | N. A. | N. A. | N. A. | N. A.
J0166.00 | J0166.00 | IRRIGATION TUBE, ENDOSPINE |  | J0166.00 | 00 | N. A. | N. A. | N. A. | N. A. | QPF/J0166.00 | N. A. | N. A. | N. A. | N. A. | N. A. | PS/J0166.00 | 00 | #N/A | #N/A | #N/A | #N/A | J0166.00 | TF-IN | IU/5 | Class A | FINISHED GOODS | ADLER™ | TUBE | IRRIGATION TUBE, ENDOSPINE | 17 | No | Yes |  | No | N. A. | No | N. A. | No | Yes | No | No | M. L.: MFG/MD/2022/63252 |  | 1 | N. A. | 0 | Added on 10NOV2022 | N | Spinal Instrument |  | No | No | Yes | No | Yes | N. A.
C4002.22 | C4002.2207.01 | DRILL SLEEVE, 22/7, RESTOR RH, SLEEVE |  | C4002.2207.01 | 04 | 2018-04-25 | N. A. | N. A. | N. A. | N. A. | N. A. | N. A. | N. A. | N. A. | N. A. | PS/C4002.2207.01 | 01 | 2019-04-04 | 2021-04-04 | 2019-12-01 | 44896 | C4002.22 | TF-IN | IU/5 | N. A. | SEMIFINISHED GOODS | N. A. | N. A. | N. A. | N. A. | N. A. | N. A. |  | N. A. | N. A. | N. A. | N. A. | N. A. | N. A. | N. A. | N. A. | N. A. | N. A. | 1 | SUB COMPONENTS |  | Initial issue | N | INSTRUMENTS |  | No | No | N. A. | N. A. | N. A. | N. A.
C4002.22 | C4002.2207.02 | DRILL SLEEVE, 22/7, RESTOR RH, ANTI ROTATION PIN |  | C4002.2207.02 | 04 | 2018-04-25 | N. A. | N. A. | N. A. | N. A. | N. A. | N. A. | N. A. | N. A. | N. A. | PS/C4002.2207.02 | 01 | 2019-04-04 | 2021-04-04 | 2019-12-01 | 44896 | C4002.22 | TF-IN | IU/5 | N. A. | SEMIFINISHED GOODS | N. A. | N. A. | N. A. | N. A. | N. A. | N. A. |  | N. A. | N. A. | N. A. | N. A. | N. A. | N. A. | N. A. | N. A. | N. A. | N. A. | 1 | SUB COMPONENTS |  | Initial issue | N | INSTRUMENTS |  | No | No | N. A. | N. A. | N. A. | N. A.
I0505.2015 | I0505.2015 | ATLAS ENTRY PROTECTION SLEEVE 20/15.5 |  | I0505.2015 | 03 | 2016-11-13 | N. A. | N. A. | N. A. | QPF/I0505.2015 | 03 | 2017-11-24 | N. A. | N. A. | N. A. | PS/I0505.2015 | 01 | 2017-11-22 | 2020-11-22 | N. A. | N. A. | I0505.2015 | TF-IN | IU/5 | Class A | FINISHED GOODS | ATLAS™ TFN | TFN Instrument | Entry Protection Sleeve | 17 | No | Yes |  | No | N. A. | No | N. A. | No | Yes | No | No | M. L.: MFG/MD/2022/63252 |  | 1 | SUSHRUT PRODUCTS\ATLAS NAILING SYSTEM\ATLAS INSTRUMENTS | 0 | VL number changed to ML number | N | Sleeves and its attachment |  | No | No | Yes | No | Yes | N. A.
C4002.22 | C4002.2212.01 | DRILL SLEEVE 22/12.5, RESTOR RH, SLEEVE |  | C4002.2212.01 | N. A. | N. A. | N. A. | N. A. | N. A. | N. A. | N. A. | N. A. | N. A. | N. A. | N. A. | PS/C4002.2212.01 | N. A. | N. A. | N. A. | N. A. | N. A. | C4002.22 | TF-IN | IU/5 | N. A. | SEMIFINISHED GOODS | N. A. | N. A. | N. A. | N. A. | N. A. | N. A. |  | N. A. | N. A. | N. A. | N. A. | N. A. | N. A. | N. A. | N. A. | N. A. | N. A. | 1 | SUB COMPONENTS |  | Initial issue | N | INSTRUMENTS |  | No | No | N. A. | N. A. | N. A. | N. A.
C4002.22 | C4002.2212.02 | DRILL SLEEVE 22/12.5, RESTOR RH, ANTI ROTATION PIN |  | C4002.2212.02 | N. A. | N. A. | N. A. | N. A. | N. A. | N. A. | N. A. | N. A. | N. A. | N. A. | N. A. | PS/C4002.2212.02 | N. A. | N. A. | N. A. | N. A. | N. A. | C4002.22 | TF-IN | IU/5 | N. A. | SEMIFINISHED GOODS | N. A. | N. A. | N. A. | N. A. | N. A. | N. A. |  | N. A. | N. A. | N. A. | N. A. | N. A. | N. A. | N. A. | N. A. | N. A. | N. A. | 1 | SUB COMPONENTS |  | Initial issue | N | INSTRUMENTS |  | No | No | N. A. | N. A. | N. A. | N. A.
C4003.07 | C4003.0700 | DRILL BIT 7.0MM |  | C4003.0700 | 04 | 2019-08-09 | N. A. | N. A. | N. A. | QPF/C4003.0700 | 00 | 2018-08-29 | N. A. | N. A. | N. A. | PS/PUR001 | 01 | 2019-04-04 | 2021-04-04 | 2019-12-01 | 44896 | C4003.07 | TF-IN | IU/5 | Class B | FINISHED GOODS | RESTOR™ | MODULAR RESECTION PROSTHESIS | 7.0MM DRILL BIT | 17 | No | Yes |  | No | N. A. | No | N. A. | No | Yes | No | No | M. L.: MFG/MD/2023/000312 |  | 1 | ADLER PRODUCTS\RESTOR PRODUCTS\Instruments | 0 | Initial issue | N | Surgical Drill & its attachment |  | No | No | Yes | No | Yes | N. A.
C4004.00 | C4004.00 | CUTTER DIA 22 WITH TIP GUIDE, RESTOR RH |  | C4004.00 | 04 | 2019-08-09 | N. A. | N. A. | N. A. | QPF/C4004.00 | 00 | 2018-08-29 | N. A. | N. A. | N. A. | PS/C4004.00 | N. A. | N. A. | N. A. | N. A. | N. A. | C4004.00 | TF-IN | IU/5 | Class B | FINISHED GOODS | RESTOR™ RH | CUTTER | CUTTER | 17 | No | Yes |  | No | N. A. | No | N. A. | No | Yes | No | No | M. L.: MFG/MD/2023/000312 |  | 1 | ADLER PRODUCTS\RESTOR PRODUCTS\Instruments | 0 | Initial issue | N | Knee System Instruments |  | No | No | Yes | No | Yes | N. A.
C4004.00 | C4004.00.01 | CUTTER DIA 22 WITH TIP GUIDE, RESTOR RH, MAIN BODY |  | C4004.00.01 | 04 | 2019-08-09 | N. A. | N. A. | N. A. | N. A. | N. A. | N. A. | N. A. | N. A. | N. A. | PS/C4004.00.01 | N. A. | N. A. | N. A. | N. A. | N. A. | C4004.00 | TF-IN | IU/5 | N. A. | SEMIFINISHED GOODS | N. A. | N. A. | N. A. | N. A. | N. A. | N. A. |  | N. A. | N. A. | N. A. | N. A. | N. A. | N. A. | N. A. | N. A. | N. A. | N. A. | 1 | SUB COMPONENTS |  | Initial issue | N | INSTRUMENTS |  | No | No | N. A. | N. A. | N. A. | N. A.
C4005.00 | C4005.00 | TIBIAL KEEL BROACH, SIZE STD, RESTOR RH |  | C4005.00 | 07 | 2018-02-26 | N. A. | N. A. | N. A. | QPF/C4005.00 | 00 | 2018-05-16 | N. A. | N. A. | N. A. | PS/C4005.00 | 01 | 2019-04-17 | 2021-04-17 | 2019-12-01 | 44896 | C4005.00 | TF-IN | IU/5 | Class A | FINISHED GOODS | RESTOR™ RH | TIBIAL KEEL BROACH | SIZE STD | 17 | No | Yes |  | No | N. A. | No | N. A. | No | Yes | No | No | M. L.: MFG/MD/2022/63252 |  | 1 | ADLER PRODUCTS\RESTOR PRODUCTS\Instruments | 0 | VL number changed to ML number | N | Instrument system for bipolar hip system |  | No | No | Yes | No | Yes | N. A.
C4005.01 | C4005.01 | TIBIAL KEEL BROACH, SIZE SMALL, RESTOR RH |  | C4005.01 | 07 | 2018-02-26 | N. A. | N. A. | N. A. | QPF/C4005.01 | 00 | 2018-05-16 | N. A. | N. A. | N. A. | PS/C4005.01 | 01 | 2019-04-17 | 2021-04-17 | 2019-12-01 | 44896 | C4005.01 | TF-IN | IU/5 | Class A | FINISHED GOODS | RESTOR™ RH | TIBIAL KEEL BROACH | SIZE SMALL | 17 | No | Yes |  | No | N. A. | No | N. A. | No | Yes | No | No | M. L.: MFG/MD/2022/63252 |  | 1 | ADLER PRODUCTS\RESTOR PRODUCTS\Instruments | 0 | VL number changed to ML number | N | Instrument system for bipolar hip system |  | No | No | Yes | No | Yes | N. A.
C4005.02 | C4005.02 | TIBIAL KEEL BROACH, IMPACTION SHAFT, RESTOR RH |  | C4005.02 | 07 | 2018-02-26 | N. A. | N. A. | N. A. | QPF/C4005.02 | 00 | 2018-05-16 | N. A. | N. A. | N. A. | PS/C4005.02 | 01 | 2019-04-17 | 2021-04-17 | 2019-12-01 | 44896 | C4005.02 | TF-IN | IU/5 | Class A | FINISHED GOODS | RESTOR™ RH | TIBIAL KEEL BROACH | IMPACTION SHAFT | 17 | No | Yes |  | No | N. A. | No | N. A. | No | Yes | No | No | M. L.: MFG/MD/2022/63252 |  | 1 | ADLER PRODUCTS\RESTOR PRODUCTS\Instruments | 0 | VL number changed to ML number | N | Instrument system for bipolar hip system |  | No | No | Yes | No | Yes | N. A.
C4005.02 | C4005.02.01 | TIBIAL KEEL BROACH, IMPACTION SHAFT, RESTOR RH, IMPACTION DISC |  | C4005.02.01 | 07 | 2018-02-26 | N. A. | N. A. | N. A. | N. A. | N. A. | N. A. | N. A. | N. A. | N. A. | PS/C4005.02.01 | 01 | 2019-04-17 | 2021-04-17 | 2019-12-01 | 44896 | C4005.02 | TF-IN | IU/5 | N. A. | SEMIFINISHED GOODS | N. A. | N. A. | N. A. | N. A. | N. A. | N. A. |  | N. A. | N. A. | N. A. | N. A. | N. A. | N. A. | N. A. | N. A. | N. A. | N. A. | 1 | SUB COMPONENTS |  | Initial issue | N | INSTRUMENTS |  | No | No | N. A. | N. A. | N. A. | N. A.
C4005.02 | C4005.02.02 | TIBIAL KEEL BROACH, IMPACTION SHAFT, RESTOR RH, THREADED SHAFT |  | C4005.02.02 | 07 | 2018-02-26 | N. A. | N. A. | N. A. | N. A. | N. A. | N. A. | N. A. | N. A. | N. A. | PS/C4005.02.02 | 01 | 2019-04-17 | 2021-04-17 | 2019-12-01 | 44896 | C4005.02 | TF-IN | IU/5 | N. A. | SEMIFINISHED GOODS | N. A. | N. A. | N. A. | N. A. | N. A. | N. A. |  | N. A. | N. A. | N. A. | N. A. | N. A. | N. A. | N. A. | N. A. | N. A. | N. A. | 1 | SUB COMPONENTS |  | Initial issue | N | INSTRUMENTS |  | No | No | N. A. | N. A. | N. A. | N. A.
C4005.03 | C4005.03 | SLAP HAMMER |  | C4005.03 | 07 | 2018-04-26 | N. A. | N. A. | N. A. | QPF/C4005.03 | 00 | 2018-08-30 | N. A. | N. A. | N. A. | PS/C4005.03 | 01 | 2019-04-17 | 2021-04-17 | 2019-12-01 | 44896 | C4005.03 | TF-IN | IU/5 | Class A | FINISHED GOODS | RESTOR™ RH | SLAP HAMMER |  | 17 | No | Yes |  | No | N. A. | No | N. A. | No | Yes | No | No | M. L.: MFG/MD/2022/63252 |  | 1 | ADLER PRODUCTS\RESTOR PRODUCTS\Instruments |  | VL number changed to ML number | N | Surgical Mallet |  | No | No | Yes | No | Yes | N. A.
C4005.03 | C4005.03.01 | SLAP HAMMER, HAMMER BODY |  | C4005.03.01 | 07 | 2018-04-26 | N. A. | N. A. | N. A. | N. A. | N. A. | N. A. | N. A. | N. A. | N. A. | PS/C4005.03.01 | 01 | 2019-04-17 | 2021-04-17 | 2019-12-01 | 44896 | C4005.03 | TF-IN | IU/5 | N. A. | SEMIFINISHED GOODS | N. A. | N. A. | N. A. | N. A. | N. A. | N. A. |  | N. A. | N. A. | N. A. | N. A. | N. A. | N. A. | N. A. | N. A. | N. A. | N. A. | 1 | SUB COMPONENTS |  | Initial issue | N | INSTRUMENTS |  | No | No | N. A. | N. A. | N. A. | N. A.
C4005.03 | C4005.03.01.01 | TIBIAL KEEL BROACH SLAP HAMMER, RESTOR RH, BODY AND SHAFT ASSEMBLY, HAMMER BODY |  | C4005.03.01.01 | 07 | 2018-04-26 | N. A. | N. A. | N. A. | N. A. | N. A. | N. A. | N. A. | N. A. | N. A. | PS/C4005.03.01.01 | 01 | 2019-04-17 | 2021-04-17 | 2019-12-01 | 44896 | C4005.03 | TF-IN | IU/5 | N. A. | SEMIFINISHED GOODS | N. A. | N. A. | N. A. | N. A. | N. A. | N. A. |  | N. A. | N. A. | N. A. | N. A. | N. A. | N. A. | N. A. | N. A. | N. A. | N. A. | 1 | SUB COMPONENTS |  | Initial issue | N | INSTRUMENTS |  | No | No | N. A. | N. A. | N. A. | N. A.
C4005.03 | C4005.03.01.02 | TIBIAL KEEL BROACH SLAP HAMMER, RESTOR RH, BODY AND SHAFT ASSEMBLY, SHAFT |  | C4005.03.01.02 | 07 | 2018-04-26 | N. A. | N. A. | N. A. | N. A. | N. A. | N. A. | N. A. | N. A. | N. A. | PS/C4005.03.01.02 | 01 | 2019-04-17 | 2021-04-17 | 2019-12-01 | 44896 | C4005.03 | TF-IN | IU/5 | N. A. | SEMIFINISHED GOODS | N. A. | N. A. | N. A. | N. A. | N. A. | N. A. |  | N. A. | N. A. | N. A. | N. A. | N. A. | N. A. | N. A. | N. A. | N. A. | N. A. | 1 | SUB COMPONENTS |  | Initial issue | N | INSTRUMENTS |  | No | No | N. A. | N. A. | N. A. | N. A.
C4005.03 | C4005.03.01.03 | TIBIAL KEEL BROACH SLAP HAMMER, RESTOR RH, BODY AND SHAFT ASSEMBLY, RIVET |  | C4005.03.01.03 | 07 | 2018-04-26 | N. A. | N. A. | N. A. | N. A. | N. A. | N. A. | N. A. | N. A. | N. A. | PS/C4005.03.01.03 | 01 | 2019-04-17 | 2021-04-17 | 2019-12-01 | 44896 | C4005.03 | TF-IN | IU/5 | N. A. | SEMIFINISHED GOODS | N. A. | N. A. | N. A. | N. A. | N. A. | N. A. |  | N. A. | N. A. | N. A. | N. A. | N. A. | N. A. | N. A. | N. A. | N. A. | N. A. | 1 | SUB COMPONENTS |  | Initial issue | N | INSTRUMENTS |  | No | No | N. A. | N. A. | N. A. | N. A.
C4005.03 | C4005.03.02 | SLAP HAMMER, SHAFT AND HANDLE ASSEMBLY |  | C4005.03.02 | 07 | 2018-04-26 | N. A. | N. A. | N. A. | N. A. | N. A. | N. A. | N. A. | N. A. | N. A. | PS/C4005.03.02 | 01 | 2019-04-17 | 2021-04-17 | 2019-12-01 | 44896 | C4005.03 | TF-IN | IU/5 | N. A. | SEMIFINISHED GOODS | N. A. | N. A. | N. A. | N. A. | N. A. | N. A. |  | N. A. | N. A. | N. A. | N. A. | N. A. | N. A. | N. A. | N. A. | N. A. | N. A. | 1 | SUB COMPONENTS |  | Initial issue | N | INSTRUMENTS |  | No | No | N. A. | N. A. | N. A. | N. A.
C4005.03 | C4005.03.02.01 | SLAP HAMMER, SHAFT AND HANDLE ASSEMBLY, SHAFT |  | C4005.03.02.01 | 07 | 2018-04-26 | N. A. | N. A. | N. A. | N. A. | N. A. | N. A. | N. A. | N. A. | N. A. | PS/C4005.03.02.01 | 01 | 2019-04-17 | 2021-04-17 | 2019-12-01 | 44896 | C4005.03 | TF-IN | IU/5 | N. A. | SEMIFINISHED GOODS | N. A. | N. A. | N. A. | N. A. | N. A. | N. A. |  | N. A. | N. A. | N. A. | N. A. | N. A. | N. A. | N. A. | N. A. | N. A. | N. A. | 1 | SUB COMPONENTS |  | Initial issue | N | INSTRUMENTS |  | No | No | N. A. | N. A. | N. A. | N. A.
C4005.03 | C4005.03.02.02 | SLAP HAMMER, SHAFT AND HANDLE ASSEMBLY, HANDLE |  | C4005.03.02.02 | 07 | 2018-04-26 | N. A. | N. A. | N. A. | N. A. | N. A. | N. A. | N. A. | N. A. | N. A. | PS/C4005.03.02.02 | 01 | 2019-04-17 | 2021-04-17 | 2019-12-01 | 44896 | C4005.03 | TF-IN | IU/5 | N. A. | SEMIFINISHED GOODS | N. A. | N. A. | N. A. | N. A. | N. A. | N. A. |  | N. A. | N. A. | N. A. | N. A. | N. A. | N. A. | N. A. | N. A. | N. A. | N. A. | 1 | SUB COMPONENTS |  | Initial issue | N | INSTRUMENTS |  | No | No | N. A. | N. A. | N. A. | N. A.
C4005.03 | C4005.03.02.03 | SLAP HAMMER, SHAFT AND HANDLE ASSEMBLY, DOWEL PIN |  | C4005.03.02.03 | N. A. | N. A. | N. A. | N. A. | N. A. | N. A. | N. A. | N. A. | N. A. | N. A. | N. A. | PS/C4005.03.02.03 | 01 | 2019-04-26 | N. A. | N. A. | N. A. | C4005.03 | N. A. | N. A. | N. A. | SEMIFINISHED GOODS | N. A. | N. A. | N. A. | N. A. | N. A. | N. A. |  | N. A. | N. A. | N. A. | N. A. | N. A. | N. A. | N. A. | N. A. | N. A. | N. A. | N. A. | SUB COMPONENTS |  | Added New Code Number as per mail from Sanil dtd. 26JUN2018; Added New Code on 24JUL2018 | N | SUB COMPONENTS |  | No | No | N. A. | N. A. | N. A. | N. A.
C4005.03 | C4005.03.03 | SLAP HAMMER, RIVET |  | C4005.03.03 | 07 | 2018-04-26 | N. A. | N. A. | N. A. | N. A. | N. A. | N. A. | N. A. | N. A. | N. A. | PS/C4005.03.03 | 01 | 2019-04-17 | 2021-04-17 | 2019-12-01 | 44896 | C4005.03 | TF-IN | IU/5 | N. A. | SEMIFINISHED GOODS | N. A. | N. A. | N. A. | N. A. | N. A. | N. A. |  | N. A. | N. A. | N. A. | N. A. | N. A. | N. A. | N. A. | N. A. | N. A. | N. A. | 1 | SUB COMPONENTS |  | Initial issue | N | INSTRUMENTS |  | No | No | N. A. | N. A. | N. A. | N. A.
C4005.04 | C4005.04 | TIBIAL POSITIONING GUIDE BLOCK PIN PUNCH |  | C4005.04 | 03 | 2018-04-26 | N. A. | N. A. | N. A. | QPF/C4005.04 | 00 | 2018-06-01 | N. A. | N. A. | N. A. | PS/C4005.04 | 01 | 2019-04-26 | N. A. | N. A. | N. A. | C4005.04 | N. A. | N. A. | Class B | FINISHED GOODS | RESTOR™ | MODULAR RESECTION PROSTHESIS | TIBIA POSITIONING GUIDE BLOCK PIN PUNCH | 17 | No | Yes |  | No | N. A. | No | N. A. | No | Yes | No | No | M. L.: MFG/MD/2023/000312 | N. A. | 1 | ADLER PRODUCTS\RESTOR PRODUCTS\INSTRUMENTS | 0 | Initial issue | N | Knee System Instruments |  | No | No | Yes | No | Yes | N. A.
C4006.00 | C4006.00 | BASE FOR FEMORAL COMPONENT ASSEMBLY |  | C4006.00 | 04 | 2018-04-26 | N. A. | N. A. | N. A. | QPF/C4006.00 | 00 | 2018-08-29 | N. A. | N. A. | N. A. | PS/C4006.00 | 01 | 2019-04-05 | 2021-04-05 | N. A. | N. A. | C4006.00 | TF-IN | IU/5 | Class B | FINISHED GOODS | RESTOR™ | MODULAR RESECTION PROSTHESIS | BASE FOR FEMORAL IMPLANT ASSEMBLY | 17 | No | Yes |  | No | N. A. | No | N. A. | No | Yes | No | No | M. L.: MFG/MD/2023/000312 |  | 1 | ADLER PRODUCTS\RESTOR PRODUCTS\Instruments |  | Initial issue | N | Knee System Instruments |  | No | No | Yes | No | Yes | N. A.
C4007.00 | C4007.00 | PUNCH FOR FEMORAL COMPONENT, RESTOR RH |  | C4007.00 | N. A. | N. A. | N. A. | N. A. | N. A. | QPF/C4007.00 | N. A. | N. A. | N. A. | N. A. | N. A. | PS/C4007.00 | N. A. | N. A. | N. A. | N. A. | N. A. | C4007.00 | TF-IN | IU/5 | Class B | FINISHED GOODS | RESTOR™ RH | PUNCH | FOR FEMORAL COMPONENT | 17 | No | Yes |  | No | N. A. | No | N. A. | No | Yes | No | No | M. L.: MFG/MD/2023/000312 |  | 1 | ADLER PRODUCTS\RESTOR PRODUCTS\Instruments | 0 | Initial issue | N | Knee System Instruments |  | No | No | Yes | No | Yes | N. A.
C4007.00 | C4007.00.01 | PUNCH FOR FEMORAL COMPONENT, RESTOR RH, MAIN BODY |  | C4007.00.01 | N. A. | N. A. | N. A. | N. A. | N. A. | N. A. | N. A. | N. A. | N. A. | N. A. | N. A. | PS/C4007.00.01 | N. A. | N. A. | N. A. | N. A. | N. A. | C4007.00 | TF-IN | IU/5 | N. A. | SEMIFINISHED GOODS | N. A. | N. A. | N. A. | N. A. | N. A. | N. A. |  | N. A. | N. A. | N. A. | N. A. | N. A. | N. A. | N. A. | N. A. | N. A. | N. A. | 1 | SUB COMPONENTS |  | Initial issue | N | INSTRUMENTS |  | No | No | N. A. | N. A. | N. A. | N. A.
C4007.01 | C4007.01.01 | PUNCH FOR TIBIAL KEEL BASEPLATE, RESTOR RH, MAIN BODY |  | C4007.01.01 | N. A. | N. A. | N. A. | N. A. | N. A. | N. A. | N. A. | N. A. | N. A. | N. A. | N. A. | PS/C4007.01.01 | N. A. | N. A. | N. A. | N. A. | N. A. | C4007.01 | TF-IN | IU/5 | N. A. | SEMIFINISHED GOODS | N. A. | N. A. | N. A. | N. A. | N. A. | N. A. |  | N. A. | N. A. | N. A. | N. A. | N. A. | N. A. | N. A. | N. A. | N. A. | N. A. | 1 | SUB COMPONENTS |  | Initial issue | N | INSTRUMENTS |  | No | No | N. A. | N. A. | N. A. | N. A.
C4007.01 | C4007.01.02 | PUNCH FOR TIBIAL KEEL BASEPLATE, RESTOR RH, TIP |  | C4007.01.02 | N. A. | N. A. | N. A. | N. A. | N. A. | N. A. | N. A. | N. A. | N. A. | N. A. | N. A. | PS/C4007.01.02 | N. A. | N. A. | N. A. | N. A. | N. A. | C4007.01 | TF-IN | IU/5 | N. A. | SEMIFINISHED GOODS | N. A. | N. A. | N. A. | N. A. | N. A. | N. A. |  | N. A. | N. A. | N. A. | N. A. | N. A. | N. A. | N. A. | N. A. | N. A. | N. A. | 1 | SUB COMPONENTS |  | Initial issue | N | INSTRUMENTS |  | No | No | N. A. | N. A. | N. A. | N. A.
C4007.03 | C4007.03.02 | PUNCH FOR BUMPER, RESTOR RH, TIP |  | C4007.03.02 | N. A. | N. A. | N. A. | N. A. | N. A. | N. A. | N. A. | N. A. | N. A. | N. A. | N. A. | PS/C4007.03.02 | N. A. | N. A. | N. A. | N. A. | N. A. | C4007.03 | TF-IN | IU/5 | Class B | FINISHED GOODS | RESTOR™ RH | PUNCH | FOR BUMPER, TIP | 17 | No | Yes |  | No | N. A. | No | N. A. | No | Yes | No | No | M. L.: MFG/MD/2023/000312 |  | 1 | ADLER PRODUCTS\RESTOR PRODUCTS\Instruments | 0 | Initial issue | N | Knee System Instruments |  | No | No | Yes | No | Yes | N. A.
C4008.00 | C4008.00 | PIVOT PIN ALIGNER, RESTOR RH |  | C4008.00 | 03 | 2018-04-26 | N. A. | N. A. | N. A. | QPF/C4008.00 | 00 | 2018-05-25 | N. A. | N. A. | N. A. | PS/C4008.00 | 01 | 2019-04-30 | 2021-04-30 | 2019-12-01 | 44896 | C4008.00 | TF-IN | IU/5 | Class B | FINISHED GOODS | RESTOR™ RH | PIVOT PIN ALIGNER |  | 17 | No | Yes |  | No | N. A. | No | N. A. | No | Yes | No | No | M. L.: MFG/MD/2023/000312 |  | 1 | ADLER PRODUCTS\RESTOR PRODUCTS\Instruments |  | Initial issue | N | Knee System Instruments |  | No | No | Yes | No | Yes | N. A.
C4009.00 | C4009.00 | PIVOT PIN INSERTER, RESTOR RH |  | C4009.00 | 05 | 2018-04-26 | N. A. | N. A. | N. A. | QPF/C4009.00 | 00 | 2018-08-25 | N. A. | N. A. | N. A. | PS/C4009.00 | 01 | 2019-04-10 | 2021-04-10 | 2019-12-01 | 44896 | C4009.00 | TF-IN | IU/5 | Class A | FINISHED GOODS | RESTOR™ RH | PIVOT PIN INSERTER |  | 17 | No | Yes |  | No | N. A. | No | N. A. | No | Yes | No | No | M. L.: MFG/MD/2022/63252 |  | 1 | ADLER PRODUCTS\RESTOR PRODUCTS\Instruments |  | VL number changed to ML number | N | Insertion and removal instruments |  | No | No | Yes | No | Yes | N. A.
C4009.00 | C4009.00.01 | PIVOT PIN INSERTER, RESTOR RH, SHAFT AND HANDLE ASSEMBLY |  | C4009.00.01 | 03 | 2018-04-26 | N. A. | N. A. | N. A. | N. A. | N. A. | N. A. | N. A. | N. A. | N. A. | PS/C4009.00.01 | 01 | 2019-04-10 | 2021-04-10 | 2019-12-01 | 44896 | C4009.00 | TF-IN | IU/5 | Class A | FINISHED GOODS | RESTOR™ RH | PIVOT PIN INSERTER | SHAFT AND HANDLE ASSEMBLY | 17 | No | Yes |  | No | N. A. | No | N. A. | No | Yes | No | No | M. L.: MFG/MD/2022/63252 |  | 1 | ADLER PRODUCTS\RESTOR PRODUCTS\Instruments | 0 | VL number changed to ML number | N | INSTRUMENTS |  | No | No | Yes | No | Yes | N. A.
C4009.00 | C4009.00.01.01 | PIVOT PIN INSERTER, RESTOR RH, SHAFT AND HANDLE ASSEMBLY, SHAFT |  | C4009.00.01.01 | 03 | 2018-04-26 | N. A. | N. A. | N. A. | N. A. | N. A. | N. A. | N. A. | N. A. | N. A. | PS/C4009.00.01.01 | 01 | 2019-04-10 | 2021-04-10 | 2019-12-01 | 44896 | C4009.00 | TF-IN | IU/5 | N. A. | SEMIFINISHED GOODS | N. A. | N. A. | N. A. | N. A. | N. A. | N. A. |  | N. A. | N. A. | N. A. | N. A. | N. A. | N. A. | N. A. | N. A. | N. A. | N. A. | 1 | SUB COMPONENTS |  | Initial issue | N | INSTRUMENTS |  | No | No | N. A. | N. A. | N. A. | N. A.
C4009.00 | C4009.00.01.02 | DOWEL PIN SS17-4PH DIA.3.0MM, LENGTH 13MM |  | C4009.00.01.02 | 03 | 2018-04-26 | N. A. | N. A. | N. A. | N. A. | N. A. | N. A. | N. A. | N. A. | N. A. | PS/C4009.00.01.02 | 01 | 2019-04-10 | 2021-04-10 | 2019-12-01 | 44896 | C4009.00 | TF-IN | IU/5 | N. A. | SEMIFINISHED GOODS | N. A. | N. A. | N. A. | N. A. | N. A. | N. A. |  | N. A. | N. A. | N. A. | N. A. | N. A. | N. A. | N. A. | N. A. | N. A. | N. A. | 1 | SUB COMPONENTS |  | Initial issue | N | INSTRUMENTS |  | No | No | N. A. | N. A. | N. A. | N. A.
C4009.00 | C4009.00.01.03 | DOWEL PIN (STANDARD) |  | C4009.00.01.03 | 03 | 2018-04-26 | N. A. | N. A. | N. A. | N. A. | N. A. | N. A. | N. A. | N. A. | N. A. | PS/C4009.00.01.03 | 01 | 2019-04-10 | 2021-04-10 | 2019-12-01 | 44896 | C4009.00 | TF-IN | IU/5 | N. A. | SEMIFINISHED GOODS | N. A. | N. A. | N. A. | N. A. | N. A. | N. A. |  | N. A. | N. A. | N. A. | N. A. | N. A. | N. A. | N. A. | N. A. | N. A. | N. A. | 1 | SUB COMPONENTS |  | Initial issue | N | INSTRUMENTS |  | No | No | N. A. | N. A. | N. A. | N. A.
C4009.00 | C4009.00.02 | PIVOT PIN INSERTER, RESTOR RH, SLEEVE ASSEMBLY |  | C4009.00.02 | 03 | 2018-04-26 | N. A. | N. A. | N. A. | N. A. | N. A. | N. A. | N. A. | N. A. | N. A. | PS/C4009.00.02 | 01 | 2019-04-10 | 2021-04-10 | 2019-12-01 | 44896 | C4009.00 | TF-IN | IU/5 | Class A | FINISHED GOODS | RESTOR™ RH | PIVOT PIN INSERTER | SLEEVE ASSEMBLY | 17 | No | Yes |  | No | N. A. | No | N. A. | No | Yes | No | No | M. L.: MFG/MD/2022/63252 |  | 1 | ADLER PRODUCTS\RESTOR PRODUCTS\Instruments | 0 | VL number changed to ML number | N | INSTRUMENTS |  | No | No | Yes | No | Yes | N. A.
C4009.00 | C4009.00.02.01 | PIVOT PIN INSERTER, RESTOR RH, SLEEVE ASSEMBLY, SLEEVE |  | C4009.00.02.01 | 03 | 2018-04-26 | N. A. | N. A. | N. A. | N. A. | N. A. | N. A. | N. A. | N. A. | N. A. | PS/C4009.00.02.01 | 01 | 2019-04-10 | 2021-04-10 | 2019-12-01 | 44896 | C4009.00 | TF-IN | IU/5 | N. A. | SEMIFINISHED GOODS | N. A. | N. A. | N. A. | N. A. | N. A. | N. A. |  | N. A. | N. A. | N. A. | N. A. | N. A. | N. A. | N. A. | N. A. | N. A. | N. A. | 1 | SUB COMPONENTS |  | Initial issue | N | INSTRUMENTS |  | No | No | N. A. | N. A. | N. A. | N. A.
C4009.00 | C4009.00.02.02 | PIVOT PIN INSERTER, RESTOR RH, SLEEVE ASSEMBLY, KNURLED CAP |  | C4009.00.02.02 | 03 | 2018-04-26 | N. A. | N. A. | N. A. | N. A. | N. A. | N. A. | N. A. | N. A. | N. A. | PS/C4009.00.02.02 | 01 | 2019-04-10 | 2021-04-10 | 2019-12-01 | 44896 | C4009.00 | TF-IN | IU/5 | N. A. | SEMIFINISHED GOODS | N. A. | N. A. | N. A. | N. A. | N. A. | N. A. |  | N. A. | N. A. | N. A. | N. A. | N. A. | N. A. | N. A. | N. A. | N. A. | N. A. | 1 | SUB COMPONENTS |  | Code number corrected to C4009.00.02.02 from C4009.00.02.01 | N | INSTRUMENTS |  | No | No | N. A. | N. A. | N. A. | N. A.
C4010.00 | C4010.00 | TIBIAL KEEL BASEPLATE EXTRACTOR, RESTOR RH |  | C4010.00 | 07 | 2018-04-26 | N. A. | N. A. | N. A. | QPF/C4010.00 | 00 | 2018-08-25 | N. A. | N. A. | N. A. | PS/C4010.00 | 01 | 2019-04-26 | 2021-04-26 | 2019-12-01 | 44896 | C4010.00 | TF-IN | IU/5 | Class A | FINISHED GOODS | RESTOR™ RH | TIBIAL KEEL BASEPLATE EXTRACTOR |  | 17 | No | Yes |  | No | N. A. | No | N. A. | No | Yes | No | No | M. L.: MFG/MD/2022/63252 |  | 1 | ADLER PRODUCTS\RESTOR PRODUCTS\Instruments |  | VL number changed to ML number | N | Extractor |  | No | No | Yes | No | Yes | N. A.
C4010.00 | C4010.00.01 | TIBIAL KEEL BASEPLATE EXTRACTOR, RESTOR RH, THREADED SHAFT |  | C4010.00.01 | 07 | 2018-04-26 | N. A. | N. A. | N. A. | N. A. | N. A. | N. A. | N. A. | N. A. | N. A. | PS/C4010.00.01 | 01 | 2019-04-26 | 2021-04-26 | 2019-12-01 | 44896 | C4010.00 | TF-IN | IU/5 | Class A | FINISHED GOODS | RESTOR™ RH | TIBIAL KEEL BASEPLATE EXTRACTOR | THREADED SHAFT | 17 | No | Yes |  | No | N. A. | No | N. A. | No | Yes | No | No | M. L.: MFG/MD/2022/63252 |  | 1 | ADLER PRODUCTS\RESTOR PRODUCTS\Instruments | 0 | VL number changed to ML number | N | Extractor |  | No | No | Yes | No | Yes | N. A.
C4010.00 | C4010.00.02 | TIBIAL KEEL BROACH, IMPACTION SHAFT, RESTOR RH, IMPACTION DISC |  | C4010.00.02 | 07 | 2018-04-26 | N. A. | N. A. | N. A. | N. A. | N. A. | N. A. | N. A. | N. A. | N. A. | PS/C4010.00.02 | 01 | 2019-04-26 | 2021-04-26 | 2019-12-01 | 44896 | C4010.00 | TF-IN | IU/5 | N. A. | SEMIFINISHED GOODS | N. A. | N. A. | N. A. | N. A. | N. A. | N. A. |  | N. A. | N. A. | N. A. | N. A. | N. A. | N. A. | N. A. | N. A. | N. A. | N. A. | 1 | ADLER PRODUCTS\RESTOR PRODUCTS\Instruments |  | Initial issue | N | INSTRUMENTS |  | No | No | N. A. | N. A. | N. A. | N. A.
C4010.00 | C4010.00.03 | TIBIAL KEEL BROACH, IMPACTION SHAFT, RESTOR RH, THREADED SHAFT |  | C4010.00.03 | 07 | 2018-04-26 | N. A. | N. A. | N. A. | N. A. | N. A. | N. A. | N. A. | N. A. | N. A. | PS/C4010.00.03 | 01 | 2019-04-26 | 2021-04-26 | 2019-12-01 | 44896 | C4010.00 | TF-IN | IU/5 | N. A. | SEMIFINISHED GOODS | N. A. | N. A. | N. A. | N. A. | N. A. | N. A. |  | N. A. | N. A. | N. A. | N. A. | N. A. | N. A. | N. A. | N. A. | N. A. | N. A. | 1 | ADLER PRODUCTS\RESTOR PRODUCTS\Instruments |  | Initial issue | N | INSTRUMENTS |  | No | No | N. A. | N. A. | N. A. | N. A.
C4011.00 | C4011.00 | RH STEM TAPER REAMER |  | C4011.00 | 03 | 2018-04-26 | N. A. | N. A. | N. A. | QPF/C4011.00 | 00 | 2018-08-25 | N. A. | N. A. | N. A. | PS/C4011.00 | 01 | 2019-04-05 | 2021-04-05 | 2019-12-01 | 44896 | C4011.00 | TF-IN | IU/5 | Class A | FINISHED GOODS | RESTOR™ | MODULAR RESECTION PROSTHESIS | RH STEM TAPER REAMER | 17 | No | Yes |  | No | N. A. | No | N. A. | No | Yes | No | No | M. L.: MFG/MD/2022/63252 |  | 1 | ADLER PRODUCTS\RESTOR PRODUCTS\Instruments |  | VL number changed to ML number | N | Reamer & its attachment |  | No | No | Yes | No | Yes | N. A.
C4011.00 | C4011.00.01 | RH STEM TAPER REAMER, BODY |  | C4011.00.01 | 03 | 2018-04-26 | N. A. | N. A. | N. A. | N. A. | N. A. | N. A. | N. A. | N. A. | N. A. | PS/C4011.00.01 | 01 | 2019-04-05 | 2021-04-05 | 2019-12-01 | 44896 | C4011.00 | TF-IN | IU/5 | Class A | FINISHED GOODS | RESTOR™ | RH STEM TAPER REAMER | BODY | 17 | No | Yes |  | No | N. A. | No | N. A. | No | Yes | No | No | M. L.: MFG/MD/2022/63252 |  | 1 | ADLER PRODUCTS\RESTOR PRODUCTS\Instruments | 0 | VL number changed to ML number | N | Reamer & its attachment |  | No | No | Yes | No | Yes | N. A.
C4012 | C4012.00 | ADLER MODULAR QUICK CONNECTION HANDLE |  | C4012.00 | 03 | 2018-04-26 | N. A. | N. A. | N. A. | QPF/C4012 | 00 | 2018-09-09 | N. A. | N. A. | N. A. | PS/C4012.00 | 01 | 2019-04-05 | 2021-04-05 | 2019-12-01 | 44896 | C4012 | TF-IN | IU/5 | Class A | FINISHED GOODS | ADLER™ | MODULAR QUICK CONNECTION HANDLE |  | 17 | No | Yes |  | No | N. A. | No | N. A. | No | Yes | No | No | M. L.: MFG/MD/2022/63252 |  | 1 | ADLER PRODUCTS\RESTOR PRODUCTS\INSTRUMENTS | 0 | VL number changed to ML number | N | Instrument set for Bone Screws & Plates |  | No | No | Yes | No | Yes | N. A.
C4012 | C4012.00.01 | ADLER MODULAR QUICK CONNECTION HANDLE, STRAIGHT SILICON GRIP ASSEMBLY |  | C4012.00.01 | 03 | 2018-04-26 | N. A. | N. A. | N. A. | N. A. | N. A. | N. A. | N. A. | N. A. | N. A. | PS/C4012.00.01 | 01 | 2019-04-05 | 2021-04-05 | 2019-12-01 | 44896 | C4012 | TF-IN | IU/5 | N. A. | SEMIFINISHED GOODS | N. A. | N. A. | N. A. | N. A. | N. A. | N. A. |  | N. A. | N. A. | N. A. | N. A. | N. A. | N. A. | N. A. | N. A. | N. A. | N. A. | 1 | ADLER PRODUCTS\RESTOR PRODUCTS\INSTRUMENTS\SEMIFINISHED ITEMS | 0 | Initial issue | N | INSTRUMENTS |  | No | No | N. A. | N. A. | N. A. | N. A.
C4012 | C4012.00.01.01 | ADLER MODULAR QUICK CONNECTION HANDLE, STRAIGHT SILICON GRIP ASSEMBLY, INSERT |  | C4012.00 | 03 | 2018-04-26 | N. A. | N. A. | N. A. | N. A. | N. A. | N. A. | N. A. | N. A. | N. A. | PS/C4012.00.01.01 | 01 | 2019-04-05 | 2021-04-05 | 2019-12-01 | 44896 | C4012 | TF-IN | IU/5 | N. A. | SEMIFINISHED GOODS | N. A. | N. A. | N. A. | N. A. | N. A. | N. A. |  | N. A. | N. A. | N. A. | N. A. | N. A. | N. A. | N. A. | N. A. | N. A. | N. A. | 1 | ADLER PRODUCTS\RESTOR PRODUCTS\INSTRUMENTS\SEMIFINISHED ITEMS | 0 | Initial issue | N | INSTRUMENTS |  | No | No | N. A. | N. A. | N. A. | N. A.
C4012 | C4012.00.02 | ADLER MODULAR QUICK CONNECTION HANDLE, BUTTON HOUSING |  | C4012.00.02 | 03 | 2018-04-26 | N. A. | N. A. | N. A. | N. A. | N. A. | N. A. | N. A. | N. A. | N. A. | PS/C4012.00.02 | 01 | 2019-04-05 | 2021-04-05 | 2019-12-01 | 44896 | C4012 | TF-IN | IU/5 | N. A. | SEMIFINISHED GOODS | N. A. | N. A. | N. A. | N. A. | N. A. | N. A. |  | N. A. | N. A. | N. A. | N. A. | N. A. | N. A. | N. A. | N. A. | N. A. | N. A. | 1 | ADLER PRODUCTS\RESTOR PRODUCTS\INSTRUMENTS\SEMIFINISHED ITEMS | 0 | Initial issue | N | INSTRUMENTS |  | No | No | N. A. | N. A. | N. A. | N. A.
C4012 | C4012.00.03 | ADLER MODULAR QUICK CONNECTION HANDLE, BUTTON |  | C4012.00.03 | 03 | 2018-04-26 | N. A. | N. A. | N. A. | N. A. | N. A. | N. A. | N. A. | N. A. | N. A. | PS/C4012.00.03 | 01 | 2019-04-05 | 2021-04-05 | 2019-12-01 | 44896 | C4012 | TF-IN | IU/5 | N. A. | SEMIFINISHED GOODS | N. A. | N. A. | N. A. | N. A. | N. A. | N. A. |  | N. A. | N. A. | N. A. | N. A. | N. A. | N. A. | N. A. | N. A. | N. A. | N. A. | 1 | ADLER PRODUCTS\RESTOR PRODUCTS\INSTRUMENTS\SEMIFINISHED ITEMS | 0 | Initial issue | N | INSTRUMENTS |  | No | No | N. A. | N. A. | N. A. | N. A.
C4012 | C4012.00.04 | ADLER MODULAR QUICK CONNECTION HANDLE, COMPRESSION SPRING |  | C4012.00.04 | 03 | 2018-04-26 | N. A. | N. A. | N. A. | N. A. | N. A. | N. A. | N. A. | N. A. | N. A. | PS/C4012.00.04 | 01 | 2019-04-05 | 2021-04-05 | 2019-12-01 | 44896 | C4012 | TF-IN | IU/5 | N. A. | SEMIFINISHED GOODS | N. A. | N. A. | N. A. | N. A. | N. A. | N. A. |  | N. A. | N. A. | N. A. | N. A. | N. A. | N. A. | N. A. | N. A. | N. A. | N. A. | 1 | ADLER PRODUCTS\RESTOR PRODUCTS\INSTRUMENTS\SEMIFINISHED ITEMS | 0 | Initial issue | N | INSTRUMENTS |  | No | No | N. A. | N. A. | N. A. | N. A.
C4012 | C4012.00.05 | ADLER MODULAR QUICK CONNECTION HANDLE, SET SCREW |  | C4012.00.05 | 03 | 2018-04-26 | N. A. | N. A. | N. A. | N. A. | N. A. | N. A. | N. A. | N. A. | N. A. | PS/C4012.00.05 | 01 | 2019-04-05 | 2021-04-05 | 2019-12-01 | 44896 | C4012 | TF-IN | IU/5 | N. A. | SEMIFINISHED GOODS | N. A. | N. A. | N. A. | N. A. | N. A. | N. A. |  | N. A. | N. A. | N. A. | N. A. | N. A. | N. A. | N. A. | N. A. | N. A. | N. A. | 1 | ADLER PRODUCTS\RESTOR PRODUCTS\INSTRUMENTS\SEMIFINISHED ITEMS | 0 | Initial issue | N | INSTRUMENTS |  | No | No | N. A. | N. A. | N. A. | N. A.
C4013.00.01 | C4013.00.01 | MODULAR PUNCH, RESTOR RH, STUD |  | C4013.00.01 | 06 | 2018-04-26 | N. A. | N. A. | N. A. | N. A. | N. A. | N. A. | N. A. | N. A. | N. A. | PS/C4013.00.01 | 01 | 2019-04-05 | 2021-04-05 | 2019-12-01 | 44896 | C4013.00.01 | TF-IN | IU/5 | N. A. | SEMIFINISHED GOODS | N. A. | N. A. | N. A. | N. A. | N. A. | N. A. |  | N. A. | N. A. | N. A. | N. A. | N. A. | N. A. | N. A. | N. A. | N. A. | N. A. | 1 | ADLER PRODUCTS\RESTOR PRODUCTS\INSTRUMENTS\SEMIFINISHED ITEMS | 0 | Initial issue | N | INSTRUMENTS |  | No | No | N. A. | N. A. | N. A. | N. A.
C4013.01 | C4013.01 | MODULAR PUNCH FOR FEMUR FR, RESTOR |  | C4013.01 | 06 | 2018-04-26 | N. A. | N. A. | N. A. | QPF/C4013.01 | 00 | 2018-08-25 | N. A. | N. A. | N. A. | PS/C4013.01 | 01 | 2019-04-05 | 2021-04-05 | 2019-12-01 | 44896 | C4013.01 | TF-IN | IU/5 | Class B | FINISHED GOODS | RESTOR™ | MODULAR PUNCH FOR FEMUR FR |  | 17 | No | Yes |  | No | N. A. | No | N. A. | No | Yes | No | No | M. L.: MFG/MD/2023/000312 |  | 1 | ADLER PRODUCTS\RESTOR PRODUCTS\INSTRUMENTS | 0 | Initial issue | N | Knee System Instruments |  | No | No | Yes | No | Yes | N. A.
C4013.01 | C4013.01.01 | MODULAR PUNCH FOR FEMUR FR, RESTOR, TIP |  | C4013.01.01 | 06 | 2018-04-26 | N. A. | N. A. | N. A. | N. A. | N. A. | N. A. | N. A. | N. A. | N. A. | PS/C4013.01.01 | 01 | 2019-04-05 | 2021-04-05 | 2019-12-01 | 44896 | C4013.01 | TF-IN | IU/5 | N. A. | SEMIFINISHED GOODS | N. A. | N. A. | N. A. | N. A. | N. A. | N. A. |  | N. A. | N. A. | N. A. | N. A. | N. A. | N. A. | N. A. | N. A. | N. A. | N. A. | 1 | ADLER PRODUCTS\RESTOR PRODUCTS\INSTRUMENTS\SEMIFINISHED ITEMS | 0 | Initial issue | N | INSTRUMENTS |  | No | No | N. A. | N. A. | N. A. | N. A.
C4013.02 | C4013.02 | MODULAR PUNCH FOR FEMORAL COMPONENT, RESTOR RH |  | C4013.02 | 06 | 2018-04-26 | N. A. | N. A. | N. A. | QPF/C4013.02 | 00 | 2018-08-25 | N. A. | N. A. | N. A. | PS/C4013.02 | 01 | 2019-04-05 | 2021-04-05 | 2019-12-01 | 44896 | C4013.02 | TF-IN | IU/5 | Class B | FINISHED GOODS | RESTOR™ RH | MODULAR PUNCH | FOR FEMORAL COMPONENT | 17 | No | Yes |  | No | N. A. | No | N. A. | No | Yes | No | No | M. L.: MFG/MD/2023/000312 |  | 1 | ADLER PRODUCTS\RESTOR PRODUCTS\INSTRUMENTS | 0 | Initial issue | N | Knee System Instruments |  | No | No | Yes | No | Yes | N. A.
C4013.02 | C4013.02.01 | MODULAR PUNCH FOR FEMORAL COMPONENT, RESTOR RH, TIP |  | C4013.02.01 | 06 | 2018-04-26 | N. A. | N. A. | N. A. | N. A. | N. A. | N. A. | N. A. | N. A. | N. A. | PS/C4013.02.01 | 01 | 2019-04-05 | 2021-04-05 | 2019-12-01 | 44896 | C4013.02 | TF-IN | IU/5 | N. A. | SEMIFINISHED GOODS | N. A. | N. A. | N. A. | N. A. | N. A. | N. A. |  | N. A. | N. A. | N. A. | N. A. | N. A. | N. A. | N. A. | N. A. | N. A. | N. A. | 1 | ADLER PRODUCTS\RESTOR PRODUCTS\INSTRUMENTS\SEMIFINISHED ITEMS | 0 | Initial issue | N | INSTRUMENTS |  | No | No | N. A. | N. A. | N. A. | N. A.
C4013.03 | C4013.03 | MODULAR PUNCH FOR TIBIAL KEEL BASEPLATE, RESTOR RH |  | C4013.03 | 06 | 2018-04-26 | N. A. | N. A. | N. A. | QPF/C4013.03 | 00 | 2018-08-25 | N. A. | N. A. | N. A. | PS/PUR001 | 01 | 2019-04-05 | 2021-04-05 | 2019-12-01 | 44896 | C4013.03 | TF-IN | IU/5 | Class B | FINISHED GOODS | RESTOR™ RH | MODULAR PUNCH | FOR TIBIAL KEEL BASEPLATE | 17 | No | Yes |  | No | N. A. | No | N. A. | No | Yes | No | No | M. L.: MFG/MD/2023/000312 |  | 1 | ADLER PRODUCTS\RESTOR PRODUCTS\INSTRUMENTS | 0 | Initial issue | N | Knee System Instruments |  | No | No | Yes | No | Yes | N. A.
C4013.03 | C4013.03.01 | MODULAR PUNCH FOR TIBIAL KEEL BASEPLATE, RESTOR RH, TIP |  | C4013.03.01 | 06 | 2018-04-26 | N. A. | N. A. | N. A. | N. A. | N. A. | N. A. | N. A. | N. A. | N. A. | PS/C4013.03.01 | 01 | 2019-04-05 | 2021-04-05 | 2019-12-01 | 44896 | C4013.03 | TF-IN | IU/5 | N. A. | SEMIFINISHED GOODS | N. A. | N. A. | N. A. | N. A. | N. A. | N. A. |  | N. A. | N. A. | N. A. | N. A. | N. A. | N. A. | N. A. | N. A. | N. A. | N. A. | 1 | ADLER PRODUCTS\RESTOR PRODUCTS\INSTRUMENTS\SEMIFINISHED ITEMS | 0 | Initial issue | N | INSTRUMENTS |  | No | No | N. A. | N. A. | N. A. | N. A.
C4013.04 | C4013.04 | MODULAR PUNCH FOR TIBIAL INSERT, RESTOR RH |  | C4013.04 | 06 | 2018-04-26 | N. A. | N. A. | N. A. | QPF/C4013.04 | 00 | 2018-08-25 | N. A. | N. A. | N. A. | PS/C4013.04 | 01 | 2019-04-05 | 2021-04-05 | 2019-12-01 | 44896 | C4013.04 | TF-IN | IU/5 | Class B | FINISHED GOODS | RESTOR™ RH | MODULAR PUNCH | FOR TIBIAL INSERT | 17 | No | Yes |  | No | N. A. | No | N. A. | No | Yes | No | No | M. L.: MFG/MD/2023/000312 |  | 1 | ADLER PRODUCTS\RESTOR PRODUCTS\INSTRUMENTS | 0 | Initial issue | N | Knee System Instruments |  | No | No | Yes | No | Yes | N. A.
C4013.04 | C4013.04.01 | MODULAR PUNCH FOR TIBIAL INSERT, RESTOR RH, TIP |  | C4013.04.01 | 06 | 2018-04-26 | N. A. | N. A. | N. A. | N. A. | N. A. | N. A. | N. A. | N. A. | N. A. | PS/C4013.04.01 | 01 | 2019-04-05 | 2021-04-05 | 2019-12-01 | 44896 | C4013.04 | TF-IN | IU/5 | N. A. | SEMIFINISHED GOODS | N. A. | N. A. | N. A. | N. A. | N. A. | N. A. |  | N. A. | N. A. | N. A. | N. A. | N. A. | N. A. | N. A. | N. A. | N. A. | N. A. | 1 | ADLER PRODUCTS\RESTOR PRODUCTS\INSTRUMENTS\SEMIFINISHED ITEMS | 0 | Initial issue | N | INSTRUMENTS |  | No | No | N. A. | N. A. | N. A. | N. A.
C4013.05 | C4013.05 | MODULAR PUNCH FOR BUMPER, RESTOR RH |  | C4013.05 | 06 | 2018-04-26 | N. A. | N. A. | N. A. | QPF/C4013.05 | 00 | 2018-08-25 | N. A. | N. A. | N. A. | PS/PUR001 | 01 | 2019-04-05 | 2021-04-05 | 2019-12-01 | 44896 | C4013.05 | TF-IN | IU/5 | Class B | FINISHED GOODS | RESTOR™ RH | MODULAR RESECTION PROSTHESIS | RH MODULAR BUMPER PUNCH | 17 | No | Yes |  | No | N. A. | No | N. A. | No | Yes | No | No | M. L.: MFG/MD/2023/000312 |  | 1 | ADLER PRODUCTS\RESTOR PRODUCTS\INSTRUMENTS | 0 | Initial issue | N | Knee System Instruments |  | No | No | Yes | No | Yes | N. A.
C4013.05 | C4013.05.01 | MODULAR PUNCH FOR BUMPER, RESTOR RH, TIP |  | C4013.05.01 | 06 | 2018-04-26 | N. A. | N. A. | N. A. | N. A. | N. A. | N. A. | N. A. | N. A. | N. A. | PS/C4013.05.01 | 01 | 2019-04-05 | 2021-04-05 | 2019-12-01 | 44896 | C4013.05 | TF-IN | IU/5 | N. A. | SEMIFINISHED GOODS | N. A. | N. A. | N. A. | N. A. | N. A. | N. A. |  | N. A. | N. A. | N. A. | N. A. | N. A. | N. A. | N. A. | N. A. | N. A. | N. A. | 1 | ADLER PRODUCTS\RESTOR PRODUCTS\INSTRUMENTS\SEMIFINISHED ITEMS | 0 | Initial issue | N | INSTRUMENTS |  | No | No | N. A. | N. A. | N. A. | N. A.
C4013.06 | C4013.06 | MODULAR PUNCH FOR FEMUR TR, RESTOR MP |  | C4013.06 | 06 | 2018-04-26 | N. A. | N. A. | N. A. | QPF/C4013.06 | 00 | 2018-08-25 | N. A. | N. A. | N. A. | PS/C4013.06 | 01 | 2019-04-05 | 2021-04-05 | 2019-12-01 | 44896 | C4013.06 | TF-IN | IU/5 | Class B | FINISHED GOODS | RESTOR™ | MODULAR PUNCH FOR FEMUR TR, MP |  | 17 | No | Yes |  | No | N. A. | No | N. A. | No | Yes | No | No | M. L.: MFG/MD/2023/000312 |  | 1 | ADLER PRODUCTS\RESTOR PRODUCTS\INSTRUMENTS | 0 | Initial issue | N | Knee System Instruments |  | No | No | Yes | No | Yes | N. A.
C4013.06 | C4013.06.01 | MODULAR PUNCH FOR FEMUR TR, RESTOR, TIP (MP) |  | C4013.06.01 | 02 | 2018-01-30 | N. A. | N. A. | N. A. | N. A. | N. A. | N. A. | N. A. | N. A. | N. A. | PS/C4013.06.01 | 00 | 2018-06-22 | 2021-06-21 | 2020-01-05 | 44931 | C4013.06 | TF-IN | IU/5 | N. A. | SEMIFINISHED GOODS | N. A. | N. A. | N. A. | N. A. | N. A. | N. A. |  | N. A. | N. A. | N. A. | N. A. | N. A. | N. A. | N. A. | N. A. | N. A. | N. A. | 1 | ADLER PRODUCTS\RESTOR PRODUCTS\INSTRUMENTS\SEMIFINISHED ITEMS | 0 | Initial issue | N | INSTRUMENTS |  | No | No | N. A. | N. A. | N. A. | N. A.
C4013.07 | C4013.07 | MODULAR TIBIAL PUNCH, RESTOR |  | C4013.07 | 04 | 2018-04-27 | N. A. | N. A. | N. A. | QPF/C4013.07 | 00 | 2018-09-07 | N. A. | N. A. | N. A. | PS/C4013.07 | 01 | 2019-04-06 | 2022-04-05 | 2020-01-05 | 44931 | C4013.07 | TF-IN | IU/5 | Class B | FINISHED GOODS | RESTOR™ | MODULAR TIBIAL PUNCH |  | 17 | No | Yes |  | No | N. A. | No | N. A. | No | Yes | No | No | M. L.: MFG/MD/2023/000312 |  | 1 | ADLER PRODUCTS\RESTOR PRODUCTS\INSTRUMENTS | 0 | Initial issue | N | Knee System Instruments |  | No | No | Yes | No | Yes | N. A.
C4013.07 | C4013.07.01 | MODULAR TIBIAL PUNCH, RESTOR, TIP |  | C4013.07.01 | 02 | 2018-01-30 | N. A. | N. A. | N. A. | N. A. | N. A. | N. A. | N. A. | N. A. | N. A. | PS/C4013.07.01 | 00 | 2018-06-22 | 2021-06-21 | 2020-01-05 | 44931 | C4013.07 | TF-IN | IU/5 | N. A. | SEMIFINISHED GOODS | N. A. | N. A. | N. A. | N. A. | N. A. | N. A. |  | N. A. | N. A. | N. A. | N. A. | N. A. | N. A. | N. A. | N. A. | N. A. | N. A. | 1 | ADLER PRODUCTS\RESTOR PRODUCTS\INSTRUMENTS\SEMIFINISHED ITEMS | 0 | Initial issue | N | INSTRUMENTS |  | No | No | N. A. | N. A. | N. A. | N. A.
C4013.08 | C4013.08 | MODULAR RESECTION COMPONENT PUNCH, RESTOR |  | C4013.08 | 04 | 2018-04-27 | N. A. | N. A. | N. A. | QPF/C4013.08 | 00 | 2018-09-07 | N. A. | N. A. | N. A. | PS/C4013.08 | 01 | 2019-04-10 | 2022-04-09 | 2020-01-05 | 44931 | C4013.08 | TF-IN | IU/5 | Class B | FINISHED GOODS | RESTOR™ | RESTOR | MODULAR RESECTION COMPONENT PUNCH | 17 | No | Yes |  | No | N. A. | No | N. A. | No | Yes | No | No | M. L.: MFG/MD/2023/000312 |  | 1 | ADLER PRODUCTS\RESTOR PRODUCTS\INSTRUMENTS | 0 | Initial issue | N | Knee System Instruments |  | No | No | Yes | No | Yes | N. A.
C4013.08 | C4013.08.01 | MODULAR RESECTION COMPONENT PUNCH, RESTOR, TIP |  | C4013.08.01 | 02 | 2018-01-30 | N. A. | N. A. | N. A. | N. A. | N. A. | N. A. | N. A. | N. A. | N. A. | PS/C4013.08.01 | 00 | 2018-06-22 | 2021-06-21 | 2020-01-05 | 44931 | C4013.08 | TF-IN | IU/5 | N. A. | SEMIFINISHED GOODS | N. A. | N. A. | N. A. | N. A. | N. A. | N. A. |  | N. A. | N. A. | N. A. | N. A. | N. A. | N. A. | N. A. | N. A. | N. A. | N. A. | 1 | ADLER PRODUCTS\RESTOR PRODUCTS\INSTRUMENTS\SEMIFINISHED ITEMS | 0 | Initial issue | N | INSTRUMENTS |  | No | No | N. A. | N. A. | N. A. | N. A.
C4013.09 | C4013.09 | MODULAR RESECTION COUPLER PUNCH,RESTOR |  | C4013.09 | 00 | 2019-08-14 | N. A. | N. A. | N. A. | QPF/C4013.09 | 00 | 2019-10-11 | N. A. | N. A. | N. A. | PS/PUR001 | 00 | 2019-05-29 | N. A. | N. A. | N. A. | C4013.09 | TF-IN | IU/5 | Class B | FINISHED GOODS | RESTOR™ | MODULAR RESECTION COUPLER PUNCH |  | 17 | No | Yes |  | No | N. A. | No | N. A. | No | Yes | No | No | M. L.: MFG/MD/2023/000312 |  | 1 | ADLER PRODUCTS\RESTOR PRODUCTS\INSTRUMENTS | 0 | CHANGES PS NO AS PER EMAIL FROM VCP DTD 01OCT2019 ON 14OCT2019 | N | Knee System Instruments |  | No | No | Yes | No | Yes | N. A.
C4013.09 | C4013.09.01 | MODULAR RESECTION COUPLER PUNCH,RESTOR,TIP |  | C4013.09.01 | 00 | 2019-08-14 | N. A. | N. A. | N. A. | N.A. | N. A. | N. A. | N. A. | N. A. | N. A. | PS/PUR001 | 00 | 2019-05-29 | N. A. | N. A. | N. A. | C4013.09 | TF-IN | IU/5 | N. A. | SEMIFINISHED GOODS | N. A. | N. A. | N. A. | N. A. | N. A. | N. A. |  | N. A. | N. A. | N. A. | N. A. | N. A. | N. A. | N. A. | N. A. | N. A. | N. A. | 0 | ADLER PRODUCTS\RESTOR PRODUCTS\INSTRUMENTS\SEMIFINISHED ITEMS | 0 | CHANGES PS NO AS PER EMAIL FROM VCP DTD 01OCT2019 ON 14OCT2019 | N | INSTRUMENTS |  | No | No | N. A. | N. A. | N. A. | N. A.
I0556.901 | I0556.901 | ATLAS TFN OUTER DRILL SLEEVE, 9MM |  | I0556.901 | 03 | 2017-02-01 | N. A. | N. A. | N. A. | QPF/I0556.901 | 04 | 2017-03-02 | N. A. | N. A. | N. A. | PS/I0556.901 | 01 | 2017-04-12 | N. A. | N. A. | N. A. | I0556.901 | TF-IN | IU/5 | Class A | FINISHED GOODS | ATLAS™ TFN | TFN Instrument | 9mm Outer Drill Sleeve | 17 | No | Yes |  | No | N. A. | No | N. A. | No | Yes | No | No | M. L.: MFG/MD/2022/63252 |  | 1 | ATLAS PRODUCTS\INSTRUMENTS | 0 | VL number changed to ML number | N | Sleeves and its attachment |  | No | No | Yes | No | Yes | N. A.
C4014.00 | C4014.00.01 | TIBIAL ALIGNMENT ROD AND EXTENSION SLEEVE ASSEMBLY, ALIGNMENT ROD |  | C4014.00.01 | 00 | 2019-08-10 | N. A. | N. A. | N. A. | N. A. | N. A. | N. A. | N. A. | N. A. | N. A. | PS/C4014.00.01 | 00 | 2018-06-22 | 2021-06-21 | 2020-01-05 | 44931 | C4014.00 | TF-IN | IU/5 | N. A. | SEMIFINISHED GOODS | N. A. | N. A. | N. A. | N. A. | N. A. | N. A. |  | N. A. | N. A. | N. A. | N. A. | N. A. | N. A. | N. A. | N. A. | N. A. | N. A. | 1 | SUB COMPONENTS | 0 | Inactivate on 28JUN2024 | Y | INSTRUMENTS |  | No | No | N. A. | N. A. | N. A. | N. A.
C4014.00 | C4014.00.01.01 | TIBIAL ALIGNMENT ROD, ROD |  | C4014.00.01.01 | 00 | 2019-08-10 | N. A. | N. A. | N. A. | N. A. | N. A. | N. A. | N. A. | N. A. | N. A. | PS/C4014.00.01.01 | 00 | 2018-06-22 | 2021-06-21 | 2020-01-05 | 44931 | C4014.00 | TF-IN | IU/5 | N. A. | SEMIFINISHED GOODS | N. A. | N. A. | N. A. | N. A. | N. A. | N. A. |  | N. A. | N. A. | N. A. | N. A. | N. A. | N. A. | N. A. | N. A. | N. A. | N. A. | 1 | SUB COMPONENTS | 0 | Modified description on 28JUN2024 | N | INSTRUMENTS |  | No | No | N. A. | N. A. | N. A. | N. A.
C4014.00 | C4014.00.01.02 | TIBIAL ALIGNMENT ROD, CAP |  | C4014.00.01.02 | 00 | 2019-08-10 | N. A. | N. A. | N. A. | N. A. | N. A. | N. A. | N. A. | N. A. | N. A. | PS/C4014.00.01.02 | 00 | 2018-06-22 | 2021-06-21 | 2020-01-05 | 44931 | C4014.00 | TF-IN | IU/5 | N. A. | SEMIFINISHED GOODS | N. A. | N. A. | N. A. | N. A. | N. A. | N. A. |  | N. A. | N. A. | N. A. | N. A. | N. A. | N. A. | N. A. | N. A. | N. A. | N. A. | 1 | SUB COMPONENTS | 0 | Modified description on 28JUN2024 | N | INSTRUMENTS |  | No | No | N. A. | N. A. | N. A. | N. A.
C4014.00 | C4014.00.02 | TIBIAL ALIGNMENT ROD AND EXTENSION SLEEVE ASSEMBLY, EXTENSION SLEEVE |  | C4014.00.02 | 00 | 2019-08-10 | N. A. | N. A. | N. A. | N. A. | N. A. | N. A. | N. A. | N. A. | N. A. | PS/C4014.00.02 | 00 | 2018-06-22 | 2021-06-21 | 2020-01-05 | 44931 | C4014.00 | TF-IN | IU/5 | N. A. | SEMIFINISHED GOODS | N. A. | N. A. | N. A. | N. A. | N. A. | N. A. |  | N. A. | N. A. | N. A. | N. A. | N. A. | N. A. | N. A. | N. A. | N. A. | N. A. | 1 | SUB COMPONENTS | 0 | Inactivate on 28JUN2024 | Y | INSTRUMENTS |  | No | No | N. A. | N. A. | N. A. | N. A.
C4015.00 | C4015.00 | ANGEL WING |  | C4015.00 | 00 | 2019-08-09 | N. A. | N. A. | N. A. | QPF/C4015.00 | 00 | 2018-08-21 | N. A. | N. A. | N. A. | PS/PUR001 | 00 | 2019-05-29 | 2022-05-28 | N. A. | N. A. | C4015.00 | TF-IN | IU/5 | Class B | FINISHED GOODS | RESTOR™ | MODULAR RESECTION PROSTHESIS | ANGEL WING | 17 | No | Yes |  | No | N. A. | No | N. A. | No | Yes | No | No | M. L.: MFG/MD/2023/000312 |  | 1 | ADLER PRODUCTS\RESTOR PRODUCTS\INSTRUMENTS | 0 | Initial issue | N | Intramedullary Locking Nail Instrument Sets |  | No | No | Yes | No | Yes | N. A.
C4016.00 | C4016.00 | TIBIAL POSITIONING GUIDE BLOCK HOLDING PIN |  | C4016.00 | 00 | 2019-08-10 | N. A. | N. A. | N. A. | QPF/C4016.00 | 00 | 2018-08-21 | N. A. | N. A. | N. A. | PS/C4016.00 | 01 | 2019-04-05 | 2022-04-05 | N. A. | N. A. | C4016.00 | TF-IN | IU/5 | Class B | FINISHED GOODS | RESTOR™ | MODULAR RESECTION PROSTHESIS | TIBIA POSITIONING GUIDE BLOCK HOLDING PIN | 17 | No | Yes |  | No | N. A. | No | N. A. | No | Yes | No | No | M. L.: MFG/MD/2023/000312 |  | 1 | ADLER PRODUCTS\RESTOR PRODUCTS\INSTRUMENTS | 0 | Initial issue | N | Knee System Instruments |  | No | No | Yes | No | Yes | N. A.
D0101 | D0101.0101 | ALUMINIUM CASE 2-PART WITH LID FOR E0101, E0301 & E0201, ADLER |  | D0101.0101 | N. A. | N. A. | N. A. | N. A. | N. A. | QPF/D0101 | 00 | 2017-04-25 | N. A. | N. A. | N. A. | PS/735 | 00 | 2018-12-15 | 2021-12-15 | N. A. | N. A. | 207 | N. A. | N. A. | Class A | FINISHED GOODS | ADLER™ | ALUMINIUM CASE 2-PART WITH LID | FOR E0101, E0301 & E0201 | 17 | No | Yes |  | No | N. A. | No | N. A. | No | Yes | No | No | M. L.: MFG/MD/2022/63252 |  | 1 | ADLER PRODUCTS\SS CASES AND TRAYS | 0.5625 | VL number changed to ML number | N | Surgical Trays |  | No | No | Yes | No | Yes | N. A.
D0101 | D0101.0102 | ALUMINIUM CASE 2-PART WITH LID FOR E0202, ADLER |  | D0101.1002 | #N/A | #N/A | N. A. | N. A. | N. A. | QPF/D0101 | #N/A | #N/A | #N/A | #N/A | #N/A | PS/736 | #N/A | #N/A | #N/A | #N/A | #N/A | 208 | N. A. | N. A. | Class A | FINISHED GOODS | ADLER™ | ALUMINIUM CASE 2-PART WITH LID FOR E0202 |  | 17 | No | Yes |  | No | N. A. | No | N. A. | No | Yes | No | No | M. L.: MFG/MD/2022/63252 |  | 1 | ADLER PRODUCTS\SS CASES AND TRAYS | 0.5092 | VL number changed to ML number | Y | Surgical Trays |  | No | No | Yes | No | Yes | N. A.
D0101 | D0101.0103 | ALUMINIUM CASE 2-PART WITH LID (E0103.01,E0103.02,E0102.00 & E0302.01), ADLER |  | D0101.1003 | N. A. | N. A. | N. A. | N. A. | N. A. | QPF/D0101 | 00 | 2017-04-25 | N. A. | N. A. | N. A. | PS/737 | 00 | 2018-05-11 | 2022-05-11 | 2019-11-26 | 44891 | 209 | N. A. | N. A. | Class A | FINISHED GOODS | ADLER™ | ALUMINIUM CASE 2-PART WITH LID | (E0103.01,E0103.02,E0102.00 & E0302.01) | 17 | No | Yes |  | No | N. A. | No | N. A. | No | Yes | No | No | M. L.: MFG/MD/2022/63252 |  | 1 | ADLER PRODUCTS\SS CASES AND TRAYS | 0 | VL number changed to ML number | N | Surgical Trays |  | No | No | Yes | No | Yes | N. A.
D0101 | D0101.0104 | ALUMINIUM CASE 2-PART WITH LID FOR E0303.01, ADLER |  | D0101.0104 | N. A. | N. A. | N. A. | N. A. | N. A. | QPF/D0101 | 00 | 2017-04-25 | N. A. | N. A. | N. A. | PS/738 | 00 | 2018-05-18 | 2022-05-18 | 2019-11-26 | 44891 | 210 | N. A. | N. A. | Class A | FINISHED GOODS | ADLER™ | ALUMINIUM CASE 2-PART WITH LID | FOR E0303.01 | 17 | No | Yes |  | No | N. A. | No | N. A. | No | Yes | No | No | M. L.: MFG/MD/2022/63252 |  | 1 | ADLER PRODUCTS\SS CASES AND TRAYS | 0.8103 | VL number changed to ML number | N | Surgical Trays |  | No | No | Yes | No | Yes | N. A.
D0101 | D0101.0105 | ALUMINIUM CASE 2-PART WITH LID FOR E0305.00, ADLER |  | D0101.0105 | N. A. | N. A. | N. A. | N. A. | N. A. | QPF/D0101 | 00 | 2017-04-25 | N. A. | N. A. | N. A. | PS/PUR002 | 00 | 2019-05-29 | 2022-05-28 | N. A. | N. A. | 211 | N. A. | N. A. | Class A | FINISHED GOODS | ADLER™ | ALUMINIUM CASE 2-PART WITH LID | FOR E0305.00 | 17 | No | Yes |  | No | N. A. | No | N. A. | No | Yes | No | No | M. L.: MFG/MD/2022/63252 |  | 1 | ADLER PRODUCTS\SS CASES AND TRAYS | 0 | VL number changed to ML number | N | Surgical Trays |  | No | No | Yes | No | Yes | N. A.
D0101 | D0101.0106 | ALUMINIUM CASE 2-PART WITH LID FOR E0201.04, ADLER |  | D0101.0106 | N. A. | N. A. | N. A. | N. A. | N. A. | QPF/D0101 | 00 | 2017-04-25 | N. A. | N. A. | N. A. | PS/PUR002 | 00 | 2019-05-29 | 2022-05-28 | N. A. | N. A. | 212 | N. A. | N. A. | Class A | FINISHED GOODS | ADLER™ | ALUMINIUM CASE 2-PART WITH LID | FOR E0201.04 | 17 | No | Yes |  | No | N. A. | No | N. A. | No | Yes | No | No | M. L.: MFG/MD/2022/63252 |  | 1 | ADLER PRODUCTS\SS CASES AND TRAYS | 0 | VL number changed to ML number | N | Surgical Trays |  | No | No | Yes | No | Yes | N. A.
D0101 | D0101.0107 | ALUMINIUM CASE 2-PART WITH LID FOR E0201.05, ADLER |  | D0101.0107 | N. A. | N. A. | N. A. | N. A. | N. A. | QPF/D0101 | 00 | 2017-04-25 | N. A. | N. A. | N. A. | PS/741 | N. A. | N. A. | N. A. | N. A. | N. A. | 213 | N. A. | N. A. | Class A | FINISHED GOODS | ADLER™ | ALUMINIUM CASE 2-PART WITH LID | FOR E0201.05 | 17 | No | Yes |  | No | N. A. | No | N. A. | No | Yes | No | No | M. L.: MFG/MD/2022/63252 |  | 1 | ADLER PRODUCTS\SS CASES AND TRAYS | 0 | VL number changed to ML number | N | Surgical Trays |  | No | No | Yes | No | Yes | N. A.
D0101 | D0101.0108 | ALUMINIUM CASE 2-PART WITH LID FOR E0304.00, ADLER |  | D0101.0108 | N. A. | N. A. | N. A. | N. A. | N. A. | QPF/D0101 | 00 | 2017-04-25 | N. A. | N. A. | N. A. | PS/742 | N. A. | N. A. | N. A. | N. A. | N. A. | 214 | N. A. | N. A. | Class A | FINISHED GOODS | ADLER™ | ALUMINIUM CASE 2-PART WITH LID | FOR E0304.00 | 17 | No | Yes |  | No | N. A. | No | N. A. | No | Yes | No | No | M. L.: MFG/MD/2022/63252 |  | 1 | ADLER PRODUCTS\SS CASES AND TRAYS | 0 | VL number changed to ML number | N | Surgical Trays |  | No | No | Yes | No | Yes | N. A.
D0101 | D0101.0109 | ALUMINIUM CASE WITH TRAYS TO BE USED FOR BONE FORCEPS SET & GENERAL INSTRUMENT SET, ADLER |  | D0101.0109 | N. A. | N. A. | N. A. | N. A. | N. A. | QPF/D0101 | 00 | 2017-04-25 | N. A. | N. A. | N. A. | PS/D0101.0109 | 00 | 2018-05-11 | 2022-05-11 | 2019-11-26 | 44891 | D0101.0109 | N. A. | N. A. | Class A | FINISHED GOODS | ADLER™ | ALUMINIUM CASE | FOR BONE FORCEPS SET & GENERAL INSTRUMENT SET | 17 | No | Yes |  | No | N. A. | No | N. A. | No | Yes | No | No | M. L.: MFG/MD/2022/63252 |  | 1 | ADLER PRODUCTS\SS CASES AND TRAYS | 0 | VL number changed to ML number | N | Surgical Trays |  | No | No | Yes | No | Yes | N. A.
2874 | D0101.0110 | ATLAS ALUMINIUM CASE, LARGE, 2-PART FOR ATLAS INSTRUMENTS SET WITH ATTACHED SCREW RACK AND TRAY FOR IMPLANTS |  | D0101.0110 | N. A. | N. A. | N. A. | N. A. | N. A. | QPR/2874 | N. A. | N. A. | N. A. | N. A. | N. A. | PS/D0101.0110 | 00 | 2019-01-18 | 2022-01-18 | N. A. | N. A. | 506 | N. A. | N. A. | Class A | FINISHED GOODS | ADLER™ | ALUMINIUM CASE, LARGE, 2-PART | FOR ATLAS INST SET WITH SCREW RACK AND TRAY | 17 | No | Yes |  | No | N. A. | No | N. A. | No | Yes | No | No | M. L.: MFG/MD/2022/63252 |  | 1 | ADLER PRODUCTS\SS CASES AND TRAYS | 0 | VL number changed to ML number | N | Surgical Trays |  | No | No | Yes | No | Yes | N. A.
D0101 | D0101.0111 | ATLAS ALUMINIUM CASE, LARGE, 2-PART FOR ATLAS TIFLEX INSTRUMENTS SET WITH TRAY FOR INSTRUMENTS |  | D0101.0111 | N. A. | N. A. | N. A. | N. A. | N. A. | QPF/D0101 | N. A. | N. A. | N. A. | N. A. | N. A. | PS/D0101.0111 | 00 | 2019-01-18 | 2022-01-18 | N. A. | N. A. | D0101.0111 | N. A. | N. A. | Class A | FINISHED GOODS | ADLER™ | ALUMINIUM CASE,LARGE,2-PART | FOR ATLAS TIFLEX INSTRUMENTS SET WITH TRAY FOR INSTRUMENTS | 17 | No | Yes |  | No | N. A. | No | N. A. | No | Yes | No | No | M. L.: MFG/MD/2022/63252 |  | 1 | ADLER PRODUCTS\SS CASES AND TRAYS | 0 | VL number changed to ML number | N | Surgical Trays |  | No | No | Yes | No | Yes | N. A.
D0101.0112 | D0101.0112 | ALUMINIUM CASE, LARGE, 2-PART WITH LID, SIZE 330X190X127mm |  | D0101.0112 | N. A. | N. A. | N. A. | N. A. | N. A. | QPF/D0101.0112 | 00 | 2017-04-25 | N. A. | N. A. | N. A. | PS/D0101.0112 | 00 | 2018-08-31 | 2021-08-31 | N. A. | N. A. | D0101.0112 | N. A. | N. A. | Class A | FINISHED GOODS | ADLER™ | ALUMINIUM CASE, LARGE, 2-PART WITH LID | SIZE 330X190X127mm | 17 | No | Yes |  | No | N. A. | No | N. A. | No | Yes | No | No | M. L.: MFG/MD/2022/63252 |  | 1 | ADLER PRODUCTS\SS CASES AND TRAYS | 0 | VL number changed to ML number | N | Surgical Trays |  | No | No | Yes | No | Yes | N. A.
820 | D0101.0201 | S.S. CASE FOR UMEX COMPREHENSIVE SET, 2-PART WITH LID (ALSO FOR SETS E0101, E0301, E0201.03, E0306.00, E0203.00) |  | D0101.0201 | N. A. | N. A. | N. A. | N. A. | N. A. | QPF/820 | N. A. | N. A. | N. A. | N. A. | N. A. | PS/820 | N. A. | N. A. | N. A. | N. A. | N. A. | 262 | N. A. | N. A. | Class A | FINISHED GOODS | ADLER™ | S.S. CASE FOR UMEX COMPREHENSIVE SET, 2-PART WITH LID | (ALSO FOR SETS E0101, E0301, E0201.03, E0306.00, E0203.00) | 17 | No | Yes |  | No | N. A. | No | N. A. | No | Yes | No | No | M. L.: MFG/MD/2022/63252 |  | 1 | ADLER PRODUCTS\SS CASES AND TRAYS | 0 | VL number changed to ML number | Y | Surgical Trays |  | No | No | Yes | No | Yes | N. A.
D0101.0201 | D0101.0201.01 | S.S. CASE FOR UMEX COMPREHENSIVE SET, 2-PART WITH LID (ALSO FOR SETS E0101, E0301, E0201.03, E0306.00, E0203.00), BASE |  | D0101.0201.01 | N. A. | N. A. | N. A. | N. A. | N. A. | N. A. | N. A. | N. A. | N. A. | N. A. | N. A. | PS/D0101.0201.01 | N. A. | N. A. | N. A. | N. A. | N. A. | D0101.0201 | N. A. | N. A. | N. A. | SEMIFINISHED GOODS | N. A. | N. A. | N. A. | N. A. | N. A. | N. A. |  | N. A. | N. A. | N. A. | N. A. | N. A. | N. A. | N. A. | N. A. | N. A. |  | 1 | ADLER PRODUCTS\SS CASES AND TRAYS | 0 | ADDED NEW CODE NUMBER AS PER MAIL FROM PST DTD. 22JUN2018 | N | CONTAINERS |  | No | No | N. A. | N. A. | N. A. | N. A.
D0101.0201 | D0101.0201.02 | S.S. CASE FOR UMEX COMPREHENSIVE SET, 2-PART WITH LID (ALSO FOR SETS E0101, E0301, E0201.03, E0306.00, E0203.00), LID |  | D0101.0201.02 | N. A. | N. A. | N. A. | N. A. | N. A. | N. A. | N. A. | N. A. | N. A. | N. A. | N. A. | PS/D0101.0201.02 | N. A. | N. A. | N. A. | N. A. | N. A. | D0101.0201 | N. A. | N. A. | N. A. | SEMIFINISHED GOODS | N. A. | N. A. | N. A. | N. A. | N. A. | N. A. |  | N. A. | N. A. | N. A. | N. A. | N. A. | N. A. | N. A. | N. A. | N. A. |  | 1 | ADLER PRODUCTS\SS CASES AND TRAYS | 0 | ADDED NEW CODE NUMBER AS PER MAIL FROM PST DTD. 22JUN2018 | N | CONTAINERS |  | No | No | N. A. | N. A. | N. A. | N. A.
D0101.0201 | D0101.0201.03 | S.S. CASE FOR UMEX COMPREHENSIVE SET, 2-PART WITH LID (ALSO FOR SETS E0101, E0301, E0201.03, E0306.00, E0203.00), CLIP |  | D0101.0201.03 | N. A. | N. A. | N. A. | N. A. | N. A. | N. A. | N. A. | N. A. | N. A. | N. A. | N. A. | PS/D0101.0201.03 | N. A. | N. A. | N. A. | N. A. | N. A. | D0101.0201 | N. A. | N. A. | N. A. | SEMIFINISHED GOODS | N. A. | N. A. | N. A. | N. A. | N. A. | N. A. |  | N. A. | N. A. | N. A. | N. A. | N. A. | N. A. | N. A. | N. A. | N. A. |  | 1 | ADLER PRODUCTS\SS CASES AND TRAYS | 0 | ADDED NEW CODE NUMBER AS PER MAIL FROM PST DTD. 22JUN2018 | N | CONTAINERS |  | No | No | N. A. | N. A. | N. A. | N. A.
D0101.0201 | D0101.0201.04 | S.S. CASE FOR UMEX COMPREHENSIVE SET, 2-PART WITH LID (ALSO FOR SETS E0101, E0301, E0201.03, E0306.00, E0203.00), SIDE PLATE |  | D0101.0201.04 | N. A. | N. A. | N. A. | N. A. | N. A. | N. A. | N. A. | N. A. | N. A. | N. A. | N. A. | PS/D0101.0201.04 | N. A. | N. A. | N. A. | N. A. | N. A. | D0101.0201 | N. A. | N. A. | N. A. | SEMIFINISHED GOODS | N. A. | N. A. | N. A. | N. A. | N. A. | N. A. |  | N. A. | N. A. | N. A. | N. A. | N. A. | N. A. | N. A. | N. A. | N. A. |  | 1 | ADLER PRODUCTS\SS CASES AND TRAYS | 0 | ADDED NEW CODE NUMBER AS PER MAIL FROM PST DTD. 22JUN2018 | N | CONTAINERS |  | No | No | N. A. | N. A. | N. A. | N. A.
D0101.2101 | D0101.2101 | ALUMINIUM CASE, LARGE, 2-PART FOR ZETA/EAZEE/ONELOCK INST SET |  | D0101.2101 | 00 | 2010-01-29 | N. A. | N. A. | N. A. | QPR/D0101.2101 | N. A. | N. A. | N. A. | N. A. | N. A. | N. A. | N. A. | N. A. | N. A. | N. A. | N. A. | D0101.2101 | N. A. | N. A. | Class A | FINISHED GOODS | ADLER™ | ALUMINIUM CASE 2-PART WITH LID | 600 X 275 X 125 | 17 | No | Yes |  | No | N. A. | No | N. A. | No | Yes | No | No | M. L.: MFG/MD/2022/63252 |  | 1 | ADLER PRODUCTS\SS CASES AND TRAYS | 0 | VL number changed to ML number | N | Surgical Trays |  | No | No | Yes | No | Yes | N. A.
D0101.2101 | D0101.2101.01 | ALUMINIUM CASE, LARGE, 2-PART FOR ZETA/EAZEE/ONELOCK INST SET,MEDIUM |  | D0101.2101 | 00 | 2010-01-29 | N. A. | N. A. | N. A. | N.A. | N. A. | N. A. | N. A. | N. A. | N. A. | PS/D0101.2101.01 | N. A. | N. A. | N. A. | N. A. | N. A. | D0101.2101 | N. A. | N. A. | N. A. | SEMIFINISHED GOODS | N. A. | N. A. | N. A. | N. A. | N. A. | N. A. |  | N. A. | N. A. | N. A. | N. A. | N. A. | N. A. | N. A. | N. A. | N. A. | N. A. | 0 | SUB COMPONENTS | 0 | ADDED NEW CODE NO AS PER EMAIL FROM PRATIK DTD 23DEC2018 ON 08JAN2019 | N | CONTAINERS |  | No | No | N. A. | N. A. | N. A. | N. A.
D0101.2101 | D0101.2101.01.01 | ALUMINIUM CASE, LARGE, 2-PART FOR ZETA/EAZEE/ONELOCK INST SET,BASE |  | D0101.2101.01.01 | N. A. | N. A. | N. A. | N. A. | N. A. | N.A. | N. A. | N. A. | N. A. | N. A. | N. A. | PS/D0101.2101.01.01 | N. A. | N. A. | N. A. | N. A. | N. A. | D0101.2101 | N. A. | N. A. | N. A. | SEMIFINISHED GOODS | N. A. | N. A. | N. A. | N. A. | N. A. | N. A. |  | N. A. | N. A. | N. A. | N. A. | N. A. | N. A. | N. A. | N. A. | N. A. | N. A. | 0 | SUB COMPONENTS | 0 | ADDED NEW CODE NO AS PER EMAIL FROM PRATIK DTD 23DEC2018 ON 08JAN2019 | N | CONTAINERS |  | No | No | N. A. | N. A. | N. A. | N. A.
D0101.2101 | D0101.2101.01.02 | ALUMINIUM CASE, LARGE, 2-PART FOR ZETA/EAZEE/ONELOCK INST SET,SIDE |  | D0101.2101.01.02 | N. A. | N. A. | N. A. | N. A. | N. A. | N.A. | N. A. | N. A. | N. A. | N. A. | N. A. | PS/D0101.2101.01.02 | N. A. | N. A. | N. A. | N. A. | N. A. | D0101.2101 | N. A. | N. A. | N. A. | SEMIFINISHED GOODS | N. A. | N. A. | N. A. | N. A. | N. A. | N. A. |  | N. A. | N. A. | N. A. | N. A. | N. A. | N. A. | N. A. | N. A. | N. A. | N. A. | 0 | SUB COMPONENTS | 0 | ADDED NEW CODE NO AS PER EMAIL FROM PRATIK DTD 23DEC2018 ON 08JAN2019 | N | CONTAINERS |  | No | No | N. A. | N. A. | N. A. | N. A.
D0101.2101 | D0101.2101.01.03 | ALUMINIUM CASE, LARGE, 2-PART FOR ZETA/EAZEE/ONELOCK INST SET,SIDE(LEFT) |  | D0101.2101.01.03 | N. A. | N. A. | N. A. | N. A. | N. A. | N.A. | N. A. | N. A. | N. A. | N. A. | N. A. | PS/D0101.2101.01.03 | N. A. | N. A. | N. A. | N. A. | N. A. | D0101.2101 | N. A. | N. A. | N. A. | SEMIFINISHED GOODS | N. A. | N. A. | N. A. | N. A. | N. A. | N. A. |  | N. A. | N. A. | N. A. | N. A. | N. A. | N. A. | N. A. | N. A. | N. A. | N. A. | 0 | SUB COMPONENTS | 0 | ADDED NEW CODE NO AS PER EMAIL FROM PRATIK DTD 23DEC2018 ON 08JAN2019 | N | CONTAINERS |  | No | No | N. A. | N. A. | N. A. | N. A.
D0101.2101 | D0101.2101.01.04 | ALUMINIUM CASE, LARGE,RIVET |  | D0101.2101.01.04 | N. A. | N. A. | N. A. | N. A. | N. A. | N.A. | N. A. | N. A. | N. A. | N. A. | N. A. | PS/D0101.2101.01.04 | N. A. | N. A. | N. A. | N. A. | N. A. | D0101.2101 | N. A. | N. A. | N. A. | SEMIFINISHED GOODS | N. A. | N. A. | N. A. | N. A. | N. A. | N. A. |  | N. A. | N. A. | N. A. | N. A. | N. A. | N. A. | N. A. | N. A. | N. A. | N. A. | 0 | SUB COMPONENTS | 0 | ADDED NEW CODE NO AS PER EMAIL FROM PRATIK DTD 23DEC2018 ON 08JAN2019 | N | CONTAINERS |  | No | No | N. A. | N. A. | N. A. | N. A.
D0101.2101 | D0101.2101S1 | LID FOR D0101.2101 |  | D0101.2101 | 02 | 2012-03-24 | N. A. | N. A. | N. A. | QPR/D0101.2101 | N. A. | N. A. | N. A. | N. A. | N. A. | N. A. | N. A. | N. A. | N. A. | N. A. | N. A. | D0101.2101 | N. A. | N. A. | N. A. | SEMIFINISHED GOODS | N. A. | N. A. | N. A. | N. A. | N. A. | N. A. |  | N. A. | N. A. | N. A. | N. A. | N. A. | N. A. | N. A. | N. A. | N. A. | N. A. | 1 | SUB COMPONENTS | 0 | Initial issue | N | CONTAINERS |  | No | No | N. A. | N. A. | N. A. | N. A.
D0101.2102 | D0101.2102 | ALUMINIUM CASE, LARGE, 2-PART FOR RESTOR INST SET, ADLER |  | D0101.2102 | 00 | 2010-01-29 | N. A. | N. A. | N. A. | QPR/D0101 | N. A. | N. A. | N. A. | N. A. | N. A. | N. A. | 00 | 2018-08-30 | 2021-08-29 | N. A. | N. A. | D0101.2102 | N. A. | N. A. | Class A | FINISHED GOODS | ADLER™ | ALUMINIUM CASE 2-PART WITH LID | 600 X 275 X 160 | 17 | No | Yes |  | No | N. A. | No | N. A. | No | Yes | No | No | M. L.: MFG/MD/2022/63252 |  | 1 | ADLER PRODUCTS\SS CASES AND TRAYS | 0 | VL number changed to ML number | N | Surgical Trays |  | No | No | Yes | No | Yes | N. A.
D0101.2102 | D0101.2102 | ALUMINIUM CASE, 2-PART, 600 x 275 x 160, ADLER |  | D0101.2102 | 00 | 2010-01-29 | N. A. | N. A. | N. A. | QPF/D0101.2102 | N. A. | N. A. | N. A. | N. A. | N. A. | PS/D0101.2102 | 00 | 2018-08-30 | 2021-08-29 | N. A. | N. A. | D0101.2102 | N. A. | N. A. | Class A | FINISHED GOODS | ADLER™ | ALUMINIUM CASE 2-PART WITH LID | 600 X 275 X 160 | 17 | No | Yes |  | No | N. A. | No | N. A. | No | Yes | No | No | M. L.: MFG/MD/2022/63252 |  | 1 | ADLER PRODUCTS\SS CASES AND TRAYS | 0 | VL number changed to ML number | N | Surgical Trays |  | No | No | Yes | No | Yes | N. A.
D0101.2102 | D0101.2102.01 | ALUMINNIUM CASE, 2-PART, 600 x 275 x 160, ADLER, CONTAINER WITHOUT LID |  | D0101.2102.01 | N. A. | N. A. | N. A. | N. A. | N. A. | N. A. | N. A. | N. A. | N. A. | N. A. | N. A. | PS/D0101.2102.01 | 00 | 2010-01-28 | N. A. | N. A. | N. A. | D0101.2102 | N. A. | N. A. | N. A. | SEMIFINISHED GOODS | N. A. | N. A. | N. A. | N. A. | N. A. | N. A. |  | N. A. | N. A. | N. A. | N. A. | N. A. | N. A. | N. A. | N. A. | N. A. |  | 1 | ADLER PRODUCTS\SS CASES AND TRAYS | 0 | Added New Product as per mail from Pratik Bargude Dtd. 08JUN2018 | N | CONTAINERS |  | No | No | N. A. | N. A. | N. A. | N. A.
D0101.2102 | D0101.2102.01.01 | ALUMINNIUM CASE, 2-PART, 600 x 275 x 160, ADLER, CONTAINER WITHOUT LID, BASE |  | D0101.2102.01.01 | N. A. | N. A. | N. A. | N. A. | N. A. | N. A. | N. A. | N. A. | N. A. | N. A. | N. A. | PS/D0101.2102.01.01 | N. A. | N. A. | N. A. | N. A. | N. A. | D0101.2102 | N. A. | N. A. | N. A. | SEMIFINISHED GOODS | N. A. | N. A. | N. A. | N. A. | N. A. | N. A. |  | N. A. | N. A. | N. A. | N. A. | N. A. | N. A. | N. A. | N. A. | N. A. |  | 1 | ADLER PRODUCTS\SS CASES AND TRAYS | 0 | Added New Product as per mail from Pratik Bargude Dtd. 08JUN2018 | N | CONTAINERS |  | No | No | N. A. | N. A. | N. A. | N. A.
D0101.2102 | D0101.2102.01.02 | ALUMINNIUM CASE, 2-PART, 600 x 275 x 160, ADLER, CONTAINER WITHOUT LID, SIDE PLATE |  | D0101.2102.01.02 | N. A. | N. A. | N. A. | N. A. | N. A. | N. A. | N. A. | N. A. | N. A. | N. A. | N. A. | PS/D0101.2102.01.02 | N. A. | N. A. | N. A. | N. A. | N. A. | D0101.2102 | N. A. | N. A. | N. A. | SEMIFINISHED GOODS | N. A. | N. A. | N. A. | N. A. | N. A. | N. A. |  | N. A. | N. A. | N. A. | N. A. | N. A. | N. A. | N. A. | N. A. | N. A. |  | 1 | ADLER PRODUCTS\SS CASES AND TRAYS | 0 | Added New Product as per mail from Pratik Bargude Dtd. 08JUN2018 | N | CONTAINERS |  | No | No | N. A. | N. A. | N. A. | N. A.
D0101.2102 | D0101.2102.01.03 | ALUMINNIUM CASE, 2-PART, 600 x 275 x 160, ADLER, CONTAINER WITHOUT LID, SIDE PLATE LIFT |  | D0101.2102.01.03 | N. A. | N. A. | N. A. | N. A. | N. A. | N. A. | N. A. | N. A. | N. A. | N. A. | N. A. | PS/D0101.2102.01.03 | N. A. | N. A. | N. A. | N. A. | N. A. | D0101.2102 | N. A. | N. A. | N. A. | SEMIFINISHED GOODS | N. A. | N. A. | N. A. | N. A. | N. A. | N. A. |  | N. A. | N. A. | N. A. | N. A. | N. A. | N. A. | N. A. | N. A. | N. A. |  | 1 | ADLER PRODUCTS\SS CASES AND TRAYS | 0 | Added New Product as per mail from Pratik Bargude Dtd. 08JUN2018 | N | CONTAINERS |  | No | No | N. A. | N. A. | N. A. | N. A.
D0101.2103 | D0101.2103 | ALUMINIUM CASE, 2-PART, 600 X 275 X 95, ADLER |  | D0101.2103 | 00 | 2010-01-29 | N. A. | N. A. | N. A. | QPF/D0101.2103 | N. A. | N. A. | N. A. | N. A. | N. A. | PS/D0101.2103 | 00 | 2019-01-19 | 2022-01-19 | N. A. | N. A. | D0101.2103 | N. A. | N. A. | Class A | FINISHED GOODS | ADLER™ | ALUMINIUM CASE 2-PART WITH LID | 600 X 275 X 95 | 17 | No | Yes |  | No | N. A. | No | N. A. | No | Yes | No | No | M. L.: MFG/MD/2022/63252 |  | 1 | ADLER PRODUCTS\SS CASES AND TRAYS | 0 | VL number changed to ML number | N | Surgical Trays |  | No | No | Yes | No | Yes | N. A.
D0101.2103 | D0101.2103.01 | ALUMINIUM CASE, 2-PART, 600 X 275 X 95, ADLER,MEDIUM |  | D0101.2103.01 | N. A. | N. A. | N. A. | N. A. | N. A. | N.A. | N. A. | N. A. | N. A. | N. A. | N. A. | PS/D0101.2103.01 | N. A. | N. A. | N. A. | N. A. | N. A. | D0101.2103 | N. A. | N. A. | N. A. | SEMIFINISHED GOODS | N. A. | N. A. | N. A. | N. A. | N. A. | N. A. |  | N. A. | N. A. | N. A. | N. A. | N. A. | N. A. | N. A. | N. A. | N. A. | N. A. | 0 | SUB COMPONENTS | 0 | ADDED NEW CODE NO AS PER EMAIL FROM PRATIK DTD 23DEC2018 ON 08JAN2019 | N | CONTAINERS |  | No | No | N. A. | N. A. | N. A. | N. A.
D0101.2103 | D0101.2103.01.01 | ALUMINIUM CASE, 2-PART, 600 X 275 X 95, ADLER,BASE |  | D0101.2103.01.01 | N. A. | N. A. | N. A. | N. A. | N. A. | N.A. | N. A. | N. A. | N. A. | N. A. | N. A. | PS/D0101.2103.01.01 | N. A. | N. A. | N. A. | N. A. | N. A. | D0101.2103 | N. A. | N. A. | N. A. | SEMIFINISHED GOODS | N. A. | N. A. | N. A. | N. A. | N. A. | N. A. |  | N. A. | N. A. | N. A. | N. A. | N. A. | N. A. | N. A. | N. A. | N. A. | N. A. | 0 | SUB COMPONENTS | 0 | ADDED NEW CODE NO AS PER EMAIL FROM PRATIK DTD 23DEC2018 ON 08JAN2019 | N | CONTAINERS |  | No | No | N. A. | N. A. | N. A. | N. A.
D0101.2103 | D0101.2103.01.02 | ALUMINIUM CASE, 2-PART, 600 X 275 X 95, ADLER,SIDE |  | D0101.2103.01.02 | 00 | 2010-01-29 | N. A. | N. A. | N. A. | N.A. | N. A. | N. A. | N. A. | N. A. | N. A. | PS/D0101.2103.01.02 | N. A. | N. A. | N. A. | N. A. | N. A. | D0101.2103 | N. A. | N. A. | N. A. | SEMIFINISHED GOODS | N. A. | N. A. | N. A. | N. A. | N. A. | N. A. |  | N. A. | N. A. | N. A. | N. A. | N. A. | N. A. | N. A. | N. A. | N. A. | N. A. | 0 | SUB COMPONENTS | 0 | ADDED NEW CODE NO AS PER EMAIL FROM PRATIK DTD 23DEC2018 ON 08JAN2019 | N | CONTAINERS |  | No | No | N. A. | N. A. | N. A. | N. A.
D0101.2103 | D0101.2103.01.03 | ALUMINIUM CASE, 2-PART, 600 X 275 X 95, ADLER,SIDE(LEFT) |  | D0101.2103.01.03 | 00 | 2010-01-29 | N. A. | N. A. | N. A. | N.A. | N. A. | N. A. | N. A. | N. A. | N. A. | PS/D0101.2103.01.03 | N. A. | N. A. | N. A. | N. A. | N. A. | D0101.2103 | N. A. | N. A. | N. A. | SEMIFINISHED GOODS | N. A. | N. A. | N. A. | N. A. | N. A. | N. A. |  | N. A. | N. A. | N. A. | N. A. | N. A. | N. A. | N. A. | N. A. | N. A. | N. A. | 0 | SUB COMPONENTS | 0 | ADDED NEW CODE NO AS PER EMAIL FROM PRATIK DTD 23DEC2018 ON 08JAN2019 | N | CONTAINERS |  | No | No | N. A. | N. A. | N. A. | N. A.
D0101.2105 | D0101.2105 | ALUMINIUM CASE, WITH INSTRUMENT HOLDERS FOR ONELOCK DEFORMITY CORRECTION INSTRUMENTS |  | D0101.2105 | 00 | 2011-08-19 | N. A. | N. A. | N. A. | QPF/D0101.2105 | N. A. | N. A. | N. A. | N. A. | N. A. | PS/D0101.2105 | 00 | 2019-01-19 | 2022-01-19 | N. A. | N. A. | D0101.2105 | N. A. | N. A. | Class A | FINISHED GOODS | ADLER™ | ALUMINIUM CASE, WITH INSTRUMENT HOLDERS | FOR ONELOCK DEFORMITY CORRECTION INSTRUMENTS | 17 | No | Yes |  | No | N. A. | No | N. A. | No | Yes | No | No | M. L.: MFG/MD/2022/63252 |  | 1 | ADLER PRODUCTS\SS CASES AND TRAYS | 0 | VL number changed to ML number | Y | Surgical Trays |  | No | No | Yes | No | Yes | N. A.
D0101.2106 | D0101.2106 | ALUMINIUM CASE, 2-PART, 600 X 275 X 82, ADLER |  | D0101.2106 | 00 | 2013-02-15 | N. A. | N. A. | N. A. | QPF/D0101.2106 | N. A. | N. A. | N. A. | N. A. | N. A. | PS/D0101.2106 | 00 | 2019-01-19 | 2022-01-19 | N. A. | N. A. | D0101.2106 | N. A. | N. A. | Class A | FINISHED GOODS | ADLER™ | ALUMINIUM CASE, 2-PART | 600 X 275 X 82 | 17 | No | Yes |  | No | N. A. | No | N. A. | No | Yes | No | No | M. L.: MFG/MD/2022/63252 |  | 1 | ADLER PRODUCTS\SS CASES AND TRAYS | 0 | VL number changed to ML number | Y | Surgical Trays |  | No | No | Yes | No | Yes | N. A.
D0101.2106 | D0101.2106.01 | ALUMINIUM CASE, 2-PART, 600 X 275 X 82, ADLER,CASE BOTTOM |  | D0101.2106.01 | N. A. | N. A. | N. A. | N. A. | N. A. | N.A. | N. A. | N. A. | N. A. | N. A. | N. A. | PS/D0101.2106.01 | N. A. | N. A. | N. A. | N. A. | N. A. | D0101.2106 | N. A. | N. A. | N. A. | SEMIFINISHED GOODS | N. A. | N. A. | N. A. | N. A. | N. A. | N. A. |  | N. A. | N. A. | N. A. | N. A. | N. A. | N. A. | N. A. | N. A. | N. A. | N. A. | 0 | SUB COMPONENTS | 0 | ADDED NEW CODE NO AS PER EMAIL FROM PRATIK DTD 23DEC2018 ON 08JAN2019 | N | CONTAINERS |  | No | No | N. A. | N. A. | N. A. | N. A.
D0101.2106 | D0101.2106.01.01 | ALUMINIUM CASE, 2-PART, 600 X 275 X 82, ADLER,BASE |  | D0101.2106.01.01 | N. A. | N. A. | N. A. | N. A. | N. A. | N.A. | N. A. | N. A. | N. A. | N. A. | N. A. | PS/D0101.2106.01.01 | N. A. | N. A. | N. A. | N. A. | N. A. | D0101.2106 | N. A. | N. A. | N. A. | SEMIFINISHED GOODS | N. A. | N. A. | N. A. | N. A. | N. A. | N. A. |  | N. A. | N. A. | N. A. | N. A. | N. A. | N. A. | N. A. | N. A. | N. A. | N. A. | 0 | SUB COMPONENTS | 0 | ADDED NEW CODE NO AS PER EMAIL FROM PRATIK DTD 23DEC2018 ON 08JAN2019 | N | CONTAINERS |  | No | No | N. A. | N. A. | N. A. | N. A.
D0101.2106 | D0101.2106.01.02 | ALUMINIUM CASE, 2-PART, 600 X 275 X 82, ADLER,SIDE |  | D0101.2106.01.02 | N. A. | N. A. | N. A. | N. A. | N. A. | N.A. | N. A. | N. A. | N. A. | N. A. | N. A. | PS/D0101.2106.01.02 | N. A. | N. A. | N. A. | N. A. | N. A. | D0101.2106 | N. A. | N. A. | N. A. | SEMIFINISHED GOODS | N. A. | N. A. | N. A. | N. A. | N. A. | N. A. |  | N. A. | N. A. | N. A. | N. A. | N. A. | N. A. | N. A. | N. A. | N. A. | N. A. | 0 | SUB COMPONENTS | 0 | ADDED NEW CODE NO AS PER EMAIL FROM PRATIK DTD 23DEC2018 ON 08JAN2019 | N | CONTAINERS |  | No | No | N. A. | N. A. | N. A. | N. A.
D0101.2106 | D0101.2106.01.03 | ALUMINIUM CASE, 2-PART, 600 X 275 X 82, ADLER,SIDE (LEFT) |  | D0101.2106.01.03 | N. A. | N. A. | N. A. | N. A. | N. A. | N.A. | N. A. | N. A. | N. A. | N. A. | N. A. | PS/D0101.2106.01.03 | N. A. | N. A. | N. A. | N. A. | N. A. | D0101.2106 | N. A. | N. A. | N. A. | SEMIFINISHED GOODS | N. A. | N. A. | N. A. | N. A. | N. A. | N. A. |  | N. A. | N. A. | N. A. | N. A. | N. A. | N. A. | N. A. | N. A. | N. A. | N. A. | 0 | SUB COMPONENTS | 0 | ADDED NEW CODE NO AS PER EMAIL FROM PRATIK DTD 23DEC2018 ON 08JAN2019 | N | CONTAINERS |  | No | No | N. A. | N. A. | N. A. | N. A.
D0101.2107 | D0101.2107 | ALUMINIUM CASE, 2-PART, 600 x 275 x 95, INT HT MOD, ADLER |  | D0101.2107 | 00 | 2013-09-25 | N. A. | N. A. | N. A. | D0101.2107 | N. A. | N. A. | N. A. | N. A. | N. A. | PS/D0101.2107 | 00 | 2018-08-30 | 2021-08-29 | N. A. | N. A. | D0101.2107 | N. A. | N. A. | Class A | FINISHED GOODS | ADLER™ | ALUMINIUM CASE, 2-PART | 600 x 275 x 95, INT HT MOD | 17 | No | Yes |  | No | N. A. | No | N. A. | No | Yes | No | No | M. L.: MFG/MD/2022/63252 |  | 1 | ADLER PRODUCTS\SS CASES AND TRAYS | 0 | VL number changed to ML number | N | Surgical Trays |  | No | No | Yes | No | Yes | N. A.
D0101.2107 | D0101.2107.01 | ALUMINIUM CASE, 2-PART, 600 X 275 X 95, INT HT MOD, ADLER, BUSH |  | D0101.2107.01 | 01 | 2015-04-03 | N. A. | N. A. | N. A. | N. A. | N. A. | N. A. | N. A. | N. A. | N. A. | PS/D0101.2107.01 | N. A. | N. A. | N. A. | N. A. | N. A. | D0101.2107 | N. A. | N. A. | N. A. | SEMIFINISHED GOODS | N. A. | N. A. | N. A. | N. A. | N. A. | N. A. |  | N. A. | N. A. | N. A. | N. A. | N. A. | N. A. | N. A. | N. A. | N. A. |  | 1 | ADLER PRODUCTS\SS CASES AND TRAYS | 0 | CHANGED DESCRIPTION AS PER EMAIL FROM PRATIK DTD 25DEC2018 ON 08JAN2019 | N | CONTAINERS |  | No | No | N. A. | N. A. | N. A. | N. A.
D0101.2107 | D0101.2107.02 | ALUMINIUM CASE, 2-PART, 600 X 275 X 95, INT HT MOD, ADLER, LID |  | D0101.2107.02 | N. A. | N. A. | N. A. | N. A. | N. A. | N. A. | N. A. | N. A. | N. A. | N. A. | N. A. | PS/D0101.2107.02 | N. A. | N. A. | N. A. | N. A. | N. A. | D0101.2107 | N. A. | N. A. | N. A. | SEMIFINISHED GOODS | N. A. | N. A. | N. A. | N. A. | N. A. | N. A. |  | N. A. | N. A. | N. A. | N. A. | N. A. | N. A. | N. A. | N. A. | N. A. |  | 1 | ADLER PRODUCTS\SS CASES AND TRAYS | 0 | ADDED NEW CODE NUMBER AS PER MAIL FROM PST DTD. 22JUN2018 | N | CONTAINERS |  | No | No | N. A. | N. A. | N. A. | N. A.
D0101.2107 | D0101.2107.03 | ALUMINIUM CASE, 2-PART, 600 X 275 X 95, INT HT MOD, ADLER,BASE |  | D0101.2107.03 | N. A. | N. A. | N. A. | N. A. | N. A. | N. A. | N. A. | N. A. | N. A. | N. A. | N. A. | PS/D0101.2107.03 | N. A. | N. A. | N. A. | N. A. | N. A. | D0101.2107 | N. A. | N. A. | N. A. | SEMIFINISHED GOODS | N. A. | N. A. | N. A. | N. A. | N. A. | N. A. |  | N. A. | N. A. | N. A. | N. A. | N. A. | N. A. | N. A. | N. A. | N. A. | N. A. | 1 | ADLER PRODUCTS\SS CASES AND TRAYS | 0 | ADDED NEW CODE NUMBER AS PER MAIL FROM PRATIK DTD 25DEC2018 ON 08JAN2019 | N | CONTAINERS |  | No | No | N. A. | N. A. | N. A. | N. A.
D0101.2107 | D0101.2107.04 | ALUMINIUM CASE, 2-PART, 600 X 275 X 95, INT HT MOD, ADLER, SPACER |  | D0101.2107.04 | N. A. | N. A. | N. A. | N. A. | N. A. | N. A. | N. A. | N. A. | N. A. | N. A. | N. A. | PS/D0101.2107.04 | N. A. | N. A. | N. A. | N. A. | N. A. | D0101.2107 | N. A. | N. A. | N. A. | SEMIFINISHED GOODS | N. A. | N. A. | N. A. | N. A. | N. A. | N. A. |  | N. A. | N. A. | N. A. | N. A. | N. A. | N. A. | N. A. | N. A. | N. A. | N. A. | 1 | ADLER PRODUCTS\SS CASES AND TRAYS | 0 | ADDED NEW CODE NUMBER AS PER MAIL FROM PRATIK DTD 25DEC2018 ON 08JAN2019 | N | CONTAINERS |  | No | No | N. A. | N. A. | N. A. | N. A.
D0101.2112 | D0101.2112 | ADLER CONTAINER - LOCKING DISTAL RADIUS INSTRUMENTS SET |  | D0101.2112 | N. A. | N. A. | N. A. | N. A. | N. A. | QPR/D0101.2112 QPF/D0101.2112 | 00 | 2017-12-26 | N. A. | N. A. | N. A. | PS/D0101.2112 | 01 | 2018-05-17 | 2021-05-17 | 2019-11-26 | 44891 | D0101.2112 | N. A. | N. A. | Class A | FINISHED GOODS | ADLER™ | ADLER CONTAINER | LOCKING DISTAL RADIUS INSTRUMENTS SET | 17 | No | Yes |  | No | N. A. | No | N. A. | No | Yes | No | No | M. L.: MFG/MD/2022/63252 |  | 1 | ADLER PRODUCTS\LOCKED PLATE INSTRUMENTS | 0 | VL number changed to ML number | N | Surgical Trays |  | No | No | Yes | No | Yes | N. A.
D0101.2113 | D0101.2113 | ADLER CONTAINER - LOCKING DISTAL RADIUS INSTRUMENTS SET - COVER |  | D0101.2113 | N. A. | N. A. | N. A. | N. A. | N. A. | QPR/D0101.2113 QPF/D0101.2113 | 00 | 2017-03-18 | N. A. | N. A. | N. A. | PS/D0101.2113 | 00 | 2017-03-29 | 2022-03-29 | 2019-11-26 | 44891 | D0101.2113 | N. A. | N. A. | Class A | FINISHED GOODS | ADLER™ | ADLER CONTAINER | LOCKING DISTAL RADIUS INSTRUMENTS SET - COVER | 17 | No | Yes |  | No | N. A. | No | N. A. | No | Yes | No | No | M. L.: MFG/MD/2022/63252 |  | 1 | ADLER PRODUCTS\LOCKED PLATE INSTRUMENTS | 0 | VL number changed to ML number | N | Surgical Trays |  | No | No | Yes | No | Yes | N. A.
D0101.2201 | D0101.2201 | ALUMINIUM CASE, 2-PART, SMALL, ADLER, SIZE 490 X 140 X 75 |  | D0101.2201 | #N/A | #N/A | N. A. | N. A. | N. A. | QPF/D0101.2201 | #N/A | #N/A | #N/A | #N/A | #N/A | PS/D0101.2201 | #N/A | #N/A | #N/A | #N/A | #N/A | D0101.2201 | N. A. | N. A. | Class A | FINISHED GOODS | ADLER™ | ALUMINIUM CASE, 2-PART, SMALL | SIZE 490 X 140 X 75 | 17 | No | Yes |  | No | N. A. | No | N. A. | No | Yes | No | No | M. L.: MFG/MD/2022/63252 |  | 1 | SPINE PRODUCTS\CERVIEDGE SYSTEM\INSTRUMENTS CASES AND TRAYS | 0 | VL number changed to ML number | Y | Surgical Trays |  | No | No | Yes | No | Yes | N. A.
D0101.2201 | D0101.2201.01 | BASE FOR ALUMINIUM CASE, ADLER, SIZE 490 X 140 X 75 |  | D0101.2201.01 | 00 | 2011-09-10 | N. A. | N. A. | N. A. | N. A. | N. A. | N. A. | N. A. | N. A. | N. A. | PS/D0101.2201.01 | N. A. | N. A. | N. A. | N. A. | N. A. | D0101.2201 | N. A. | N. A. | N. A. | SEMIFINISHED GOODS | N. A. | N. A. | N. A. | N. A. | N. A. | N. A. |  | N. A. | N. A. | N. A. | N. A. | N. A. | N. A. | N. A. | N. A. | N. A. | N. A. | 1 | SUB COMPONENTS | 0 | Initial issue | N | SUB COMPONENTS |  | No | No | N. A. | N. A. | N. A. | N. A.
D0101.2201 | D0101.2201.02 | SIDE FOR ALUMINIUM CASE, ADLER, SIZE 140 X 75 |  | D0101.2201.02 | 00 | 2011-09-10 | N. A. | N. A. | N. A. | N. A. | N. A. | N. A. | N. A. | N. A. | N. A. | PS/D0101.2201.02 | N. A. | N. A. | N. A. | N. A. | N. A. | D0101.2201 | N. A. | N. A. | N. A. | SEMIFINISHED GOODS | N. A. | N. A. | N. A. | N. A. | N. A. | N. A. |  | N. A. | N. A. | N. A. | N. A. | N. A. | N. A. | N. A. | N. A. | N. A. | N. A. | 1 | SUB COMPONENTS | 0 | Initial issue | N | SUB COMPONENTS |  | No | No | N. A. | N. A. | N. A. | N. A.
D0101.2201 | D0101.2201.03 | SIDELIFT FOR ALUMINIUM CASE, ADLER, SIZE 140 X 75 |  | D0101.2201.03 | 00 | 2011-09-10 | N. A. | N. A. | N. A. | N. A. | N. A. | N. A. | N. A. | N. A. | N. A. | PS/D0101.2201.03 | N. A. | N. A. | N. A. | N. A. | N. A. | D0101.2201 | N. A. | N. A. | N. A. | SEMIFINISHED GOODS | N. A. | N. A. | N. A. | N. A. | N. A. | N. A. |  | N. A. | N. A. | N. A. | N. A. | N. A. | N. A. | N. A. | N. A. | N. A. | N. A. | 1 | SUB COMPONENTS | 0 | Initial issue | N | SUB COMPONENTS |  | No | No | N. A. | N. A. | N. A. | N. A.
D0101.2201 | D0101.2201.04 | RIVET, DIA. 4.0, LENGTH 2.0 |  | D0101.2201.04 | 00 | 2011-09-10 | N. A. | N. A. | N. A. | N. A. | N. A. | N. A. | N. A. | N. A. | N. A. | PS/D0101.2201.04 | N. A. | N. A. | N. A. | N. A. | N. A. | D0101.2201 | N. A. | N. A. | N. A. | SEMIFINISHED GOODS | N. A. | N. A. | N. A. | N. A. | N. A. | N. A. |  | N. A. | N. A. | N. A. | N. A. | N. A. | N. A. | N. A. | N. A. | N. A. | N. A. | 1 | SUB COMPONENTS | 0 | Initial issue | N | SUB COMPONENTS |  | No | No | N. A. | N. A. | N. A. | N. A.
D0101.2201 | D0101.2201.05 | LID FOR ALUMINIUM CASE, ADLER, SIZE 528 X 150 X 16 |  | D0101.2201.05 | 00 | 2011-09-10 | N. A. | N. A. | N. A. | N. A. | N. A. | N. A. | N. A. | N. A. | N. A. | PS/D0101.2201.05 | N. A. | N. A. | N. A. | N. A. | N. A. | D0101.2201 | N. A. | N. A. | N. A. | SEMIFINISHED GOODS | N. A. | N. A. | N. A. | N. A. | N. A. | N. A. |  | N. A. | N. A. | N. A. | N. A. | N. A. | N. A. | N. A. | N. A. | N. A. | N. A. | 1 | SUB COMPONENTS | 0 | Initial issue | N | SUB COMPONENTS |  | No | No | N. A. | N. A. | N. A. | N. A.
D0101.2301 | D0101.2301 | ATLAS HFN INSTRUMENT CASE |  | D0101.2301 | 03 | 2016-09-04 | N. A. | N. A. | N. A. | QPF/D0101.2301 | 01 | 2017-03-04 | N. A. | N. A. | N. A. | PS/D0101.2301 | 02 | 2018-08-29 | 2021-08-28 | 2019-12-01 | 44896 | D0101.2301 | N. A. | N. A. | Class A | FINISHED GOODS | ATLAS™ HFN | HFN Containers | INSTRUMENT CASE | 17 | No | Yes |  | No | N. A. | No | N. A. | No | Yes | No | No | M. L.: MFG/MD/2022/63252 |  | 1 | ADLER PRODUCTS\ATLAS HF NAILING SYSTEM\ATLAS HFN INSTRUMENTS | 0 | VL number changed to ML number | N | Surgical Trays |  | No | No | Yes | No | Yes | N. A.
D0101.2301.01 | D0101.2301.01 | ATLAS HFN INSTRUMENT CASE - BASE |  | D0101.2301.01 | 03 | 2016-09-04 | N. A. | N. A. | N. A. | N. A. | N. A. | N. A. | N. A. | N. A. | N. A. | PS/D0101.2301.01 | 01 | 2018-08-29 | 2021-08-28 | 2019-12-01 | 44896 | D0101.2301.01 | N. A. | N. A. | N. A. | SEMIFINISHED GOODS | N. A. | N. A. | N. A. | N. A. | N. A. | N. A. |  | N. A. | N. A. | N. A. | N. A. | N. A. | N. A. | N. A. | N. A. | N. A. | N. A. | 1 | ADLER PRODUCTS\CASES AND TRAYS\SUBCOMPONENTS | 0 | Initial issue | N | CONTAINERS |  | No | No | N. A. | N. A. | N. A. | N. A.
D0101.2301.02 | D0101.2301.02 | ATLAS HFN INSTRUMENT CASE - LID |  | D0101.2301.02 | 03 | 2016-09-04 | N. A. | N. A. | N. A. | N. A. | N. A. | N. A. | N. A. | N. A. | N. A. | PS/D0101.2301.02 | 00 | 2017-01-12 | 2022-01-12 | N. A. | N. A. | D0101.2301.02 | N. A. | N. A. | N. A. | SEMIFINISHED GOODS | N. A. | N. A. | N. A. | N. A. | N. A. | N. A. |  | N. A. | N. A. | N. A. | N. A. | N. A. | N. A. | N. A. | N. A. | N. A. | N. A. | 1 | ADLER PRODUCTS\CASES AND TRAYS\SUBCOMPONENTS | 0 | Initial issue | N | CONTAINERS |  | No | No | N. A. | N. A. | N. A. | N. A.
D0101.2302 | D0101.2302 | ATLAS HFN IMPLANT CASE (9-10MM NAILS) |  | D0101.2302 | 04 | 2018-09-22 | N. A. | N. A. | N. A. | QPF/D0101.2301 | 01 | 2017-03-04 | N. A. | N. A. | N. A. | PS/D0101.2301 | 02 | 2018-08-29 | 2021-08-28 | N. A. | N. A. | D0101.2301 | N. A. | N. A. | Class A | FINISHED GOODS | ATLAS™ HFN | HFN Containers | IMPLANT CASE ASIAN | 17 | No | Yes |  | No | N. A. | No | N. A. | No | Yes | No | No | M. L.: MFG/MD/2022/63252 |  | 1 | ADLER PRODUCTS\ATLAS HF NAILING SYSTEM\ATLAS HFN INSTRUMENTS | 0 | VL number changed to ML number | N | Surgical Trays |  | No | No | Yes | No | Yes | N. A.
D0101.2302.01 | D0101.2302.01 | ATLAS HFN IMPLANT CASE (9-10MM NAILS), BASE |  | D0101.2302.01 | 03 | 2018-09-22 | N. A. | N. A. | N. A. | N. A. | N. A. | N. A. | N. A. | N. A. | N. A. | PS/D0101.2302.01 | 01 | 2018-08-29 | 2021-08-28 | N. A. | N. A. | D0101.2302.01 | N. A. | N. A. | N. A. | SEMIFINISHED GOODS | N. A. | N. A. | N. A. | N. A. | N. A. | N. A. |  | N. A. | N. A. | N. A. | N. A. | N. A. | N. A. | N. A. | N. A. | N. A. | N. A. | 1 | ADLER PRODUCTS\CASES AND TRAYS\SUBCOMPONENTS | 0 | Initial issue | N | CONTAINERS |  | No | No | N. A. | N. A. | N. A. | N. A.
D0101.2302.02 | D0101.2302.02 | ATLAS HFN IMPLANT CASE (9-10MM NAILS), LID |  | D0101.2302.02 | 01 | 2016-09-04 | N. A. | N. A. | N. A. | N. A. | N. A. | N. A. | N. A. | N. A. | N. A. | PS/D0101.2302.02 | 01 | 2019-02-24 | 2022-02-23 | N. A. | N. A. | D0101.2302.02 | N. A. | N. A. | N. A. | SEMIFINISHED GOODS | N. A. | N. A. | N. A. | N. A. | N. A. | N. A. |  | N. A. | N. A. | N. A. | N. A. | N. A. | N. A. | N. A. | N. A. | N. A. | N. A. | 1 | ADLER PRODUCTS\CASES AND TRAYS\SUBCOMPONENTS | 0 | Initial issue | N | CONTAINERS |  | No | No | N. A. | N. A. | N. A. | N. A.
D0101.2301 | D0101.2303 | ATLAS HFN IMPLANT CASE (10-11MM NAILS) |  | D0101.2303 | 04 | 2018-09-22 | N. A. | N. A. | N. A. | QPF/D0101.2301 | 00 | 2015-11-10 | N. A. | N. A. | N. A. | PS/D0101.2301 | 02 | 2018-08-29 | 2021-08-28 | N. A. | N. A. | D0101.2301 | N. A. | N. A. | Class A | FINISHED GOODS | ATLAS™ HFN | HFN Containers | IMPLANT CASE ME | 17 | No | Yes |  | No | N. A. | No | N. A. | No | Yes | No | No | M. L.: MFG/MD/2022/63252 |  | 1 | ADLER PRODUCTS\CASES AND TRAYS | 0 | VL number changed to ML number | N | Surgical Trays |  | No | No | Yes | No | Yes | N. A.
D0101.2303.01 | D0101.2303.01 | ATLAS HFN IMPLANT CASE (10-11MM NAILS), BASE |  | D0101.2303.01 | 03 | 2018-09-22 | N. A. | N. A. | N. A. | N. A. | N. A. | N. A. | N. A. | N. A. | N. A. | PS/D0101.2303.01 | 01 | 2018-08-29 | 2021-08-28 | 2019-12-01 | 44896 | D0101.2303.01 | N. A. | N. A. | N. A. | SEMIFINISHED GOODS | N. A. | N. A. | N. A. | N. A. | N. A. | N. A. |  | N. A. | N. A. | N. A. | N. A. | N. A. | N. A. | N. A. | N. A. | N. A. | N. A. | 1 | ADLER PRODUCTS\CASES AND TRAYS\SUBCOMPONENTS | 0 | Initial issue | N | CONTAINERS |  | No | No | N. A. | N. A. | N. A. | N. A.
D0101.2303.02 | D0101.2303.02 | ATLAS HFN IMPLANT CASE (10-11MM NAILS), LID |  | D0101.2303.02 | 03 | 2016-09-04 | N. A. | N. A. | N. A. | N. A. | N. A. | N. A. | N. A. | N. A. | N. A. | PS/D0101.2303.02 | 00 | 2017-01-15 | 2022-01-15 | N. A. | N. A. | D0101.2303.02 | N. A. | N. A. | N. A. | SEMIFINISHED GOODS | N. A. | N. A. | N. A. | N. A. | N. A. | N. A. |  | N. A. | N. A. | N. A. | N. A. | N. A. | N. A. | N. A. | N. A. | N. A. | N. A. | 1 | ADLER PRODUCTS\CASES AND TRAYS\SUBCOMPONENTS | 0 | Initial issue | N | CONTAINERS |  | No | No | N. A. | N. A. | N. A. | N. A.
D0101.2304 | D0101.2304 | ATLAS FLEXIBLE REAMERS AND SHAFTS SET CASE |  | D0101.2304 | N. A. | N. A. | N. A. | N. A. | N. A. | QPF/D0101.2304 QPR/D0101.2304 | 00 | 2017-04-14 | N. A. | N. A. | N. A. | PS/D0101.2304 | 01 | 2017-04-09 | 2022-04-09 | N. A. | N. A. | D0101.2304 | N. A. | N. A. | Class A | FINISHED GOODS | ADLER™ | INSTRUMENT SET CASE | FOR ATLAS FLEXIBLE REAMERS AND SHAFTS SET | 17 | No | Yes |  | No | N. A. | No | N. A. | No | Yes | No | No | M. L.: MFG/MD/2022/63252 |  | 1 | ADLER PRODUCTS\SS CASES AND TRAYS | 0 | VL number changed to ML number | N | Surgical Trays |  | No | No | Yes | No | Yes | N. A.
D0101.25 | D0101.2501 | CASE 1, TRIAL IMPLANTS - RESTOR ROTATING HINGE (DISTAL FEMUR) |  | D0101.2501 | N. A. | N. A. | N. A. | N. A. | N. A. | QPF/D0101.250X QPR/D0101.250X | N. A. | N. A. | N. A. | N. A. | N. A. | PS/D0101.2501 | 00 | 2018-07-04 | N. A. | N. A. | N. A. | D0101.25 | N. A. | N. A. | Class A | FINISHED GOODS | ADLER™ | CASE 1, TRIAL IMPLANTS | RESTOR ROTATING HINGE (DISTAL FEMUR) | 17 | No | Yes |  | No | N. A. | No | N. A. | No | Yes | No | No | M. L.: MFG/MD/2022/63252 |  | 1 | ADLER PRODUCTS\SS CASES AND TRAYS | 0 | VL number changed to ML number | N | Surgical Trays |  | No | No | Yes | No | Yes | N. A.
D0101.25 | D0101.2501.01 | CASE 1, TRIAL IMPLANTS - RESTOR ROTATING HINGE (DISTAL FEMUR), BASE |  | D0101.2501.01 | 00 | 2019-08-10 | N. A. | N. A. | N. A. | QPR/D0101.250X.01 | 00 | 2018-08-28 | N. A. | N. A. | N. A. | N. A. | 00 | 2018-07-04 | 2021-07-03 | N. A. | N. A. | D0101.25 | N. A. | N. A. | N. A. | SEMIFINISHED GOODS | N. A. | N. A. | N. A. | N. A. | N. A. | N. A. |  | N. A. | N. A. | N. A. | N. A. | N. A. | N. A. | N. A. | N. A. | N. A. | N. A. | 1 | SUB COMPONENTS |  | Initial issue | N | CONTAINERS |  | No | No | N. A. | N. A. | N. A. | N. A.
D0101.25 | D0101.2501.02 | CASE 1, TRIAL IMPLANTS - RESTOR ROTATING HINGE (DISTAL FEMUR), LID |  | D0101.2501.02 | 00 | 2019-08-10 | N. A. | N. A. | N. A. | QPR/D0101.250X.02 | 00 | 2018-08-28 | N. A. | N. A. | N. A. | N. A. | 00 | 2018-07-04 | 2021-07-03 | N. A. | N. A. | D0101.25 | N. A. | N. A. | N. A. | SEMIFINISHED GOODS | N. A. | N. A. | N. A. | N. A. | N. A. | N. A. |  | N. A. | N. A. | N. A. | N. A. | N. A. | N. A. | N. A. | N. A. | N. A. | N. A. | 1 | SUB COMPONENTS |  | Initial issue | N | CONTAINERS |  | No | No | N. A. | N. A. | N. A. | N. A.
D0101.25 | D0101.2502 | CASE 2, TRIAL IMPLANTS - RESTOR FIXED HINGE (DISTAL FEMUR & PROXIMAL TIBIA) |  | D0101.2502 | N. A. | N. A. | N. A. | N. A. | N. A. | QPF/D0101.250X QPR/D0101.250X | N. A. | N. A. | N. A. | N. A. | N. A. | PS/D0101.2502 | 00 | 2018-07-04 | N. A. | N. A. | N. A. | D0101.25 | N. A. | N. A. | Class A | FINISHED GOODS | ADLER™ | CASE 2, TRIAL IMPLANTS | RESTOR FIXED HINGE (DISTAL FEMUR & PROXIMAL TIBIA) | 17 | No | Yes |  | No | N. A. | No | N. A. | No | Yes | No | No | M. L.: MFG/MD/2022/63252 |  | 1 | ADLER PRODUCTS\SS CASES AND TRAYS | 0 | VL number changed to ML number | N | Surgical Trays |  | No | No | Yes | No | Yes | N. A.
D0101.25 | D0101.2502.01 | CASE 2, TRIAL IMPLANTS - RESTOR FIXED HINGE (DISTAL FEMUR & PROXIMAL TIBIA), BASE |  | D0101.2502.01 | 00 | 2019-08-10 | N. A. | N. A. | N. A. | QPR/D0101.250X.01 | 00 | 2018-08-28 | N. A. | N. A. | N. A. | N. A. | 00 | 2018-07-04 | 2021-07-03 | N. A. | N. A. | D0101.25 | N. A. | N. A. | N. A. | SEMIFINISHED GOODS | N. A. | N. A. | N. A. | N. A. | N. A. | N. A. |  | N. A. | N. A. | N. A. | N. A. | N. A. | N. A. | N. A. | N. A. | N. A. | N. A. | 1 | SUB COMPONENTS |  | Initial issue | N | CONTAINERS |  | No | No | N. A. | N. A. | N. A. | N. A.
D0101.25 | D0101.2502.02 | CASE 2, TRIAL IMPLANTS - RESTOR FIXED HINGE (DISTAL FEMUR & PROXIMAL TIBIA), LID |  | D0101.2502.02 | 00 | 2019-08-10 | N. A. | N. A. | N. A. | QPR/D0101.250X.02 | 00 | 2018-08-28 | N. A. | N. A. | N. A. | N. A. | 00 | 2018-07-04 | 2021-07-03 | N. A. | N. A. | D0101.25 | N. A. | N. A. | N. A. | SEMIFINISHED GOODS | N. A. | N. A. | N. A. | N. A. | N. A. | N. A. |  | N. A. | N. A. | N. A. | N. A. | N. A. | N. A. | N. A. | N. A. | N. A. | N. A. | 1 | SUB COMPONENTS |  | Initial issue | N | CONTAINERS |  | No | No | N. A. | N. A. | N. A. | N. A.
D0101.25 | D0101.2503 | CASE 3, TRIAL IMPLANTS - RESTOR PROXIMAL FEMUR |  | D0101.2503 | N. A. | N. A. | N. A. | N. A. | N. A. | QPF/D0101.250X QPR/D0101.250X | N. A. | N. A. | N. A. | N. A. | N. A. | PS/D0101.2503 | N. A. | N. A. | N. A. | N. A. | N. A. | D0101.25 | N. A. | N. A. | Class A | FINISHED GOODS | ADLER™ | CASE 3, TRIAL IMPLANTS | RESTOR PROXIMAL FEMUR | 17 | No | Yes |  | No | N. A. | No | N. A. | No | Yes | No | No | M. L.: MFG/MD/2022/63252 |  | 1 | ADLER PRODUCTS\SS CASES AND TRAYS | 0 | VL number changed to ML number | N | Surgical Trays |  | No | No | Yes | No | Yes | N. A.
D0101.25 | D0101.2503.01 | CASE 3, TRIAL IMPLANTS - RESTOR PROXIMAL FEMUR, BASE |  | D0101.2503.01 | 00 | 2019-08-27 | N. A. | N. A. | N. A. | QPR/D0101.250X.01 | 00 | 2018-08-28 | N. A. | N. A. | N. A. | N. A. | 00 | 2018-07-04 | 2021-07-03 | N. A. | N. A. | D0101.25 | N. A. | N. A. | N. A. | SEMIFINISHED GOODS | N. A. | N. A. | N. A. | N. A. | N. A. | N. A. |  | N. A. | N. A. | N. A. | N. A. | N. A. | N. A. | N. A. | N. A. | N. A. | N. A. | 1 | SUB COMPONENTS |  | Initial issue | N | CONTAINERS |  | No | No | N. A. | N. A. | N. A. | N. A.
D0101.25 | D0101.2503.02 | CASE 3, TRIAL IMPLANTS - RESTOR PROXIMAL FEMUR, LID |  | D0101.2503.02 | 00 | 2019-08-27 | N. A. | N. A. | N. A. | QPR/D0101.250X.02 | 00 | 2018-08-28 | N. A. | N. A. | N. A. | N. A. | 00 | 2018-07-04 | 2021-07-03 | N. A. | N. A. | D0101.25 | N. A. | N. A. | N. A. | SEMIFINISHED GOODS | N. A. | N. A. | N. A. | N. A. | N. A. | N. A. |  | N. A. | N. A. | N. A. | N. A. | N. A. | N. A. | N. A. | N. A. | N. A. | N. A. | 1 | SUB COMPONENTS |  | Initial issue | N | CONTAINERS |  | No | No | N. A. | N. A. | N. A. | N. A.
D0101.25 | D0101.2504 | CASE 4, TRIAL IMPLANTS - RESTOR RESECTION PIECES & I.M STEMS |  | D0101.2504 | N. A. | N. A. | N. A. | N. A. | N. A. | QPF/D0101.250X QPR/D0101.250X | N. A. | N. A. | N. A. | N. A. | N. A. | PS/D0101.2504 | N. A. | N. A. | N. A. | N. A. | N. A. | D0101.25 | N. A. | N. A. | Class A | FINISHED GOODS | ADLER™ | CASE 4, TRIAL IMPLANTS | RESTOR RESECTION PIECES & I.M STEMS | 17 | No | Yes |  | No | N. A. | No | N. A. | No | Yes | No | No | M. L.: MFG/MD/2022/63252 |  | 1 | ADLER PRODUCTS\SS CASES AND TRAYS | 0 | VL number changed to ML number | N | Surgical Trays |  | No | No | Yes | No | Yes | N. A.
D0101.25 | D0101.2504.01 | CASE 4, TRIAL IMPLANTS - RESTOR RESECTION PIECES & I.M STEMS, BASE |  | D0101.2504.01 | 00 | 2019-08-10 | N. A. | N. A. | N. A. | QPR/D0101.250X.01 | 00 | 2018-08-28 | N. A. | N. A. | N. A. | N. A. | 00 | 2018-07-04 | 2021-07-03 | N. A. | N. A. | D0101.25 | N. A. | N. A. | N. A. | SEMIFINISHED GOODS | N. A. | N. A. | N. A. | N. A. | N. A. | N. A. |  | N. A. | N. A. | N. A. | N. A. | N. A. | N. A. | N. A. | N. A. | N. A. | N. A. | 1 | SUB COMPONENTS |  | Initial issue | N | CONTAINERS |  | No | No | N. A. | N. A. | N. A. | N. A.
D0101.25 | D0101.2504.02 | CASE 4, TRIAL IMPLANTS - RESTOR RESECTION PIECES & I.M STEMS, LID |  | D0101.2504.02 | 00 | 2019-08-10 | N. A. | N. A. | N. A. | QPR/D0101.250X.02 | 00 | 2018-08-28 | N. A. | N. A. | N. A. | N. A. | 00 | 2018-07-04 | 2021-07-03 | N. A. | N. A. | D0101.25 | N. A. | N. A. | N. A. | SEMIFINISHED GOODS | N. A. | N. A. | N. A. | N. A. | N. A. | N. A. |  | N. A. | N. A. | N. A. | N. A. | N. A. | N. A. | N. A. | N. A. | N. A. | N. A. | 1 | SUB COMPONENTS |  | Initial issue | N | CONTAINERS |  | No | No | N. A. | N. A. | N. A. | N. A.
D0101.25 | D0101.2505 | CASE 5. INSTRUMENTS FOR RESTOR RH DISTAL FEMUR SURGERY |  | D0101.2505 | 00 | 2019-08-27 | N. A. | N. A. | N. A. | QPF/D0101.250X QPR/D0101.250X | N. A. | N. A. | N. A. | N. A. | N. A. | PS/D0101.2505 | 00 | 2018-07-04 | N. A. | N. A. | N. A. | D0101.25 | N. A. | N. A. | Class A | FINISHED GOODS | ADLER™ | CASE 5. INSTRUMENTS | FOR RESTOR RH DISTAL FEMUR SURGERY | 17 | No | Yes |  | No | N. A. | No | N. A. | No | Yes | No | No | M. L.: MFG/MD/2022/63252 |  | 1 | ADLER PRODUCTS\SS CASES AND TRAYS | 0 | VL number changed to ML number | N | Surgical Trays |  | No | No | Yes | No | Yes | N. A.
D0101.25 | D0101.2505.01 | CASE 5, INSTRUMENTS FOR DISTAL FEMUR SURGERY, BASE |  | D0101.2505.01 | 00 | 2019-08-27 | N. A. | N. A. | N. A. | QPR/D0101.250X.01 | 00 | 2018-08-28 | N. A. | N. A. | N. A. | N. A. | 00 | 2018-07-04 | 2021-07-03 | N. A. | N. A. | D0101.25 | N. A. | N. A. | N. A. | SEMIFINISHED GOODS | N. A. | N. A. | N. A. | N. A. | N. A. | N. A. |  | N. A. | N. A. | N. A. | N. A. | N. A. | N. A. | N. A. | N. A. | N. A. | N. A. | 1 | SUB COMPONENTS |  | Initial issue | N | CONTAINERS |  | No | No | N. A. | N. A. | N. A. | N. A.
D0101.25 | D0101.2505.02 | CASE 5, INSTRUMENTS FOR DISTAL FEMUR SURGERY, LID |  | D0101.2505.02 | 00 | 2019-08-27 | N. A. | N. A. | N. A. | QPR/D0101.250X.02 | 00 | 2018-08-28 | N. A. | N. A. | N. A. | N. A. | 00 | 2018-07-04 | 2021-07-03 | N. A. | N. A. | D0101.25 | N. A. | N. A. | N. A. | SEMIFINISHED GOODS | N. A. | N. A. | N. A. | N. A. | N. A. | N. A. |  | N. A. | N. A. | N. A. | N. A. | N. A. | N. A. | N. A. | N. A. | N. A. | N. A. | 1 | SUB COMPONENTS |  | Initial issue | N | CONTAINERS |  | No | No | N. A. | N. A. | N. A. | N. A.
D0101.25 | D0101.2506 | CASE 6. INSTRUMENTS FOR RESTOR RH PROXIMAL TIBIA SURGERY |  | D0101.2506 | N. A. | N. A. | N. A. | N. A. | N. A. | QPF/D0101.250X QPR/D0101.250X | N. A. | N. A. | N. A. | N. A. | N. A. | PS/D0101.2506 | 00 | 2018-07-04 | N. A. | N. A. | N. A. | D0101.25 | N. A. | N. A. | Class A | FINISHED GOODS | ADLER™ | CASE 6. INSTRUMENTS | FOR RESTOR RH PROXIMAL TIBIA SURGERY | 17 | No | Yes |  | No | N. A. | No | N. A. | No | Yes | No | No | M. L.: MFG/MD/2022/63252 |  | 1 | ADLER PRODUCTS\SS CASES AND TRAYS | 0 | VL number changed to ML number | N | Surgical Trays |  | No | No | Yes | No | Yes | N. A.
D0101.25 | D0101.2506.01 | CASE 6, INSTRUMENTS FOR PROXIMAL TIBIA SURGERY, BASE |  | D0101.2506.01 | 00 | 2019-08-10 | N. A. | N. A. | N. A. | QPR/D0101.250X.01 | 00 | 2018-08-28 | N. A. | N. A. | N. A. | N. A. | 00 | 2018-07-04 | 2021-07-03 | N. A. | N. A. | D0101.25 | N. A. | N. A. | N. A. | SEMIFINISHED GOODS | N. A. | N. A. | N. A. | N. A. | N. A. | N. A. |  | N. A. | N. A. | N. A. | N. A. | N. A. | N. A. | N. A. | N. A. | N. A. | N. A. | 1 | SUB COMPONENTS |  | Initial issue | N | CONTAINERS |  | No | No | N. A. | N. A. | N. A. | N. A.
D0101.25 | D0101.2506.02 | CASE 6, INSTRUMENTS FOR PROXIMAL TIBIA SURGERY, LID |  | D0101.2506.02 | 00 | 2019-08-10 | N. A. | N. A. | N. A. | QPR/D0101.250X.02 | 00 | 2018-08-28 | N. A. | N. A. | N. A. | N. A. | 00 | 2018-07-04 | 2021-07-03 | N. A. | N. A. | D0101.25 | N. A. | N. A. | N. A. | SEMIFINISHED GOODS | N. A. | N. A. | N. A. | N. A. | N. A. | N. A. |  | N. A. | N. A. | N. A. | N. A. | N. A. | N. A. | N. A. | N. A. | N. A. | N. A. | 1 | SUB COMPONENTS |  | Initial issue | N | CONTAINERS |  | No | No | N. A. | N. A. | N. A. | N. A.
D0101.25 | D0101.2507 | CASE 7. COMMON INSTRUMENTS (RESTOR RH DISTAL FEMUR / PROXIMAL TIBIA) |  | D0101.2507 | N. A. | N. A. | N. A. | N. A. | N. A. | QPF/D0101.250X QPR/D0101.250X | N. A. | N. A. | N. A. | N. A. | N. A. | PS/D0101.2507 | 00 | 2018-07-04 | N. A. | N. A. | N. A. | D0101.25 | N. A. | N. A. | Class A | FINISHED GOODS | ADLER™ | ALUMINIUM CASE 2-PART WITH LID | COMMON INSTRUMENTS, DISTAL FEMUR / PROXIMAL TIBIA | 17 | No | Yes |  | No | N. A. | No | N. A. | No | Yes | No | No | M. L.: MFG/MD/2022/63252 |  | 1 | ADLER PRODUCTS\SS CASES AND TRAYS | 0 | VL number changed to ML number | N | Surgical Trays |  | No | No | Yes | No | Yes | N. A.
D0101.25 | D0101.2507.01 | CASE 7, COMMON INSTRUMENTS ( DISTAL FEMUR / PROXIMAL TIBIA), BASE |  | D0101.2507.01 | 00 | 2019-08-10 | N. A. | N. A. | N. A. | QPR/D0101.250X.01 | 00 | 2018-08-28 | N. A. | N. A. | N. A. | N. A. | 00 | 2018-07-04 | 2021-07-03 | N. A. | N. A. | D0101.25 | N. A. | N. A. | N. A. | SEMIFINISHED GOODS | N. A. | N. A. | N. A. | N. A. | N. A. | N. A. |  | N. A. | N. A. | N. A. | N. A. | N. A. | N. A. | N. A. | N. A. | N. A. | N. A. | 1 | SUB COMPONENTS |  | Initial issue | N | CONTAINERS |  | No | No | N. A. | N. A. | N. A. | N. A.
D0101.25 | D0101.2507.02 | CASE 7, COMMON INSTRUMENTS ( DISTAL FEMUR / PROXIMAL TIBIA), LID |  | D0101.2507.02 | 00 | 2019-08-10 | N. A. | N. A. | N. A. | QPR/D0101.250X.02 | 00 | 2018-08-28 | N. A. | N. A. | N. A. | N. A. | 00 | 2018-07-04 | 2021-07-03 | N. A. | N. A. | D0101.25 | N. A. | N. A. | N. A. | SEMIFINISHED GOODS | N. A. | N. A. | N. A. | N. A. | N. A. | N. A. |  | N. A. | N. A. | N. A. | N. A. | N. A. | N. A. | N. A. | N. A. | N. A. | N. A. | 1 | SUB COMPONENTS |  | Initial issue | N | CONTAINERS |  | No | No | N. A. | N. A. | N. A. | N. A.
D0101.25 | D0101.2508 | CASE 8. INSTRUMENTATION FOR RESTOR RH IMPLANT ASSEMBLY / DISASSEMBLY |  | D0101.2508 | 00 | 2019-08-27 | N. A. | N. A. | N. A. | QPF/D0101.250X QPR/D0101.250X | N. A. | N. A. | N. A. | N. A. | N. A. | PS/D0101.2508 | 00 | 2018-07-04 | N. A. | N. A. | N. A. | D0101.25 | N. A. | N. A. | Class A | FINISHED GOODS | ADLER™ | CASE 8. INSTRUMENTATION | FOR RESTOR RH IMPLANT ASSEMBLY / DISASSEMBLY | 17 | No | Yes |  | No | N. A. | No | N. A. | No | Yes | No | No | M. L.: MFG/MD/2022/63252 |  | 1 | ADLER PRODUCTS\SS CASES AND TRAYS | 0 | VL number changed to ML number | N | Surgical Trays |  | No | No | Yes | No | Yes | N. A.
D0101.25 | D0101.2508.01 | CASE 8, INSTRUMENTATION FOR IMPLANT ASSEMBLY / DISASSEMBLY, BASE |  | D0101.2508.01 | 00 | 2019-08-27 | N. A. | N. A. | N. A. | QPR/D0101.250X.01 | 00 | 2018-08-28 | N. A. | N. A. | N. A. | N. A. | 00 | 2018-07-04 | 2021-07-03 | N. A. | N. A. | D0101.25 | N. A. | N. A. | N. A. | SEMIFINISHED GOODS | N. A. | N. A. | N. A. | N. A. | N. A. | N. A. |  | N. A. | N. A. | N. A. | N. A. | N. A. | N. A. | N. A. | N. A. | N. A. | N. A. | 1 | SUB COMPONENTS |  | Initial issue | N | CONTAINERS |  | No | No | N. A. | N. A. | N. A. | N. A.
D0101.25 | D0101.2508.02 | CASE 8, INSTRUMENTATION FOR IMPLANT ASSEMBLY / DISASSEMBLY, LID |  | D0101.2508.02 | 00 | 2019-08-27 | N. A. | N. A. | N. A. | QPR/D0101.250X.02 | 00 | 2018-08-28 | N. A. | N. A. | N. A. | N. A. | 00 | 2018-07-04 | 2021-07-03 | N. A. | N. A. | D0101.25 | N. A. | N. A. | N. A. | SEMIFINISHED GOODS | N. A. | N. A. | N. A. | N. A. | N. A. | N. A. |  | N. A. | N. A. | N. A. | N. A. | N. A. | N. A. | N. A. | N. A. | N. A. | N. A. | 1 | SUB COMPONENTS |  | Initial issue | N | CONTAINERS |  | No | No | N. A. | N. A. | N. A. | N. A.
D0101.2601 | D0101.2601 | ATLAS TFN INSTRUMENT CASE |  | D0101.2601 | 00 | 2016-12-08 | N. A. | N. A. | N. A. | QPR/D0101.2601 | 00 | 2017-03-04 | N. A. | N. A. | N. A. | N. A. | N. A. | N. A. | N. A. | N. A. | N. A. | D0101.2601 | N. A. | N. A. | Class A | FINISHED GOODS | ATLAS™ TFN | TFN Container | Instrument Case | 17 | No | Yes |  | No | N. A. | No | N. A. | No | Yes | No | No | M. L.: MFG/MD/2022/63252 |  | 1 | ADLER PRODUCTS\CASES AND TRAYS | 0 | VL number changed to ML number | Y | Surgical Trays |  | No | No | Yes | No | Yes | N. A.
D0101.2601 | D0101.2601.01 | ATLAS TFN INSTRUMENT CASE, BASE |  | D0101.2601.01 | 00 | 2016-12-08 | N. A. | N. A. | N. A. | QPR/D0101.2601.01 | N. A. | N. A. | N. A. | N. A. | N. A. | N. A. | N. A. | N. A. | N. A. | N. A. | N. A. | D0101.2601 | N. A. | N. A. | N. A. | SEMIFINISHED GOODS | N. A. | N. A. | N. A. | N. A. | N. A. | N. A. |  | N. A. | N. A. | N. A. | N. A. | N. A. | N. A. | N. A. | N. A. | N. A. | N. A. | 1 | ADLER PRODUCTS\CASES AND TRAYS | 0 | Initial issue | N | CONTAINERS |  | No | No | N. A. | N. A. | N. A. | N. A.
D0101.2601 | D0101.2601.02 | ATLAS TFN INSTRUMENT CASE, LID |  | D0101.2601.02 | 00 | 2016-12-08 | N. A. | N. A. | N. A. | QPR/D0101.2601.02 | N. A. | N. A. | N. A. | N. A. | N. A. | N. A. | N. A. | N. A. | N. A. | N. A. | N. A. | D0101.2601 | N. A. | N. A. | N. A. | SEMIFINISHED GOODS | N. A. | N. A. | N. A. | N. A. | N. A. | N. A. |  | N. A. | N. A. | N. A. | N. A. | N. A. | N. A. | N. A. | N. A. | N. A. | N. A. | 1 | ADLER PRODUCTS\CASES AND TRAYS | 0 | Initial issue | N | CONTAINERS |  | No | No | N. A. | N. A. | N. A. | N. A.
D0101.2602 | D0101.2602 | ATLAS TFN IMPLANT CASE |  | D0101.2602 | 00 | 2016-12-08 | N. A. | N. A. | N. A. | QPR/D0101.2602 | 00 | 2017-06-18 | N. A. | N. A. | N. A. | N. A. | 00 | 2018-08-21 | 2018-08-20 | N. A. | N. A. | D0101.2602 | N. A. | N. A. | Class A | FINISHED GOODS | ATLAS™ TFN | TFN Container | Implant Case | 17 | No | Yes |  | No | N. A. | No | N. A. | No | Yes | No | No | M. L.: MFG/MD/2022/63252 |  | 1 | ADLER PRODUCTS\CASES AND TRAYS | 0 | VL number changed to ML number | N | Surgical Trays |  | No | No | Yes | No | Yes | N. A.
D0101.2602 | D0101.2602.01 | ATLAS TFN IMPLANT CASE, LOWER TRAY/BASE |  | D0101.2602.01 | 00 | 2016-12-08 | N. A. | N. A. | N. A. | QPR/D0101.2602.01 | 00 | 2017-06-18 | N. A. | N. A. | N. A. | N. A. | 00 | 2018-08-29 | 2021-08-28 | N. A. | N. A. | D0101.2602 | N. A. | N. A. | N. A. | SEMIFINISHED GOODS | N. A. | N. A. | N. A. | N. A. | N. A. | N. A. |  | N. A. | N. A. | N. A. | N. A. | N. A. | N. A. | N. A. | N. A. | N. A. | N. A. | 1 | ADLER PRODUCTS\CASES AND TRAYS | 0 | Initial issue | N | CONTAINERS |  | No | No | N. A. | N. A. | N. A. | N. A.
D0101.2602 | D0101.2602.02 | ATLAS TFN IMPLANT CASE, LID |  | D0101.2602.02 | 00 | 2016-12-08 | N. A. | N. A. | N. A. | QPR/D0101.2602.02 | 00 | 2017-05-11 | N. A. | N. A. | N. A. | N. A. | 00 | 2018-08-29 | 2021-08-28 | N. A. | N. A. | D0101.2602 | N. A. | N. A. | N. A. | SEMIFINISHED GOODS | N. A. | N. A. | N. A. | N. A. | N. A. | N. A. |  | N. A. | N. A. | N. A. | N. A. | N. A. | N. A. | N. A. | N. A. | N. A. | N. A. | 1 | ADLER PRODUCTS\CASES AND TRAYS | 0 | Initial issue | N | CONTAINERS |  | No | No | N. A. | N. A. | N. A. | N. A.
D0101.2603 | D0101.2603 | ATLAS TFN INSTRUMENT CASE (INDIA) |  | D0101.2603 | 00 | 2017-08-16 | N. A. | N. A. | N. A. | QPR/D0101.2603 | 00 | 2017-08-18 | N. A. | N. A. | N. A. | PS/D0101.2603 | 00 | 2018-07-20 | 2021-07-19 | N. A. | N. A. | D0101.2603 | N. A. | N. A. | Class A | FINISHED GOODS | ATLAS™ TFN | TFN Container | Instrument Case (INDIA) | 17 | No | Yes |  | No | N. A. | No | N. A. | No | Yes | No | No | M. L.: MFG/MD/2022/63252 |  | 1 | ADLER PRODUCTS\CASES AND TRAYS | 0 | VL number changed to ML number | N | Surgical Trays |  | No | No | Yes | No | Yes | N. A.
D0101.2603 | D0101.2603.01 | ATLAS TFN INSTRUMENT CASE, BASE (INDIA) |  | D0101.2603.01 | 00 | 2017-08-16 | N. A. | N. A. | N. A. | QPR/D0101.2603.01 | 00 | 2017-08-18 | N. A. | N. A. | N. A. | PS/D0101.2603.01 | 00 | 2018-07-20 | N. A. | N. A. | N. A. | D0101.2603 | N. A. | N. A. | N. A. | SEMIFINISHED GOODS | N. A. | N. A. | N. A. | N. A. | N. A. | N. A. |  | N. A. | N. A. | N. A. | N. A. | N. A. | N. A. | N. A. | N. A. | N. A. | N. A. | N. A. | SUB COMPONENTS | N. A. | Added New Product as per required from Production (Lingayat) on 11JUL2018 | N | CONTAINERS |  | No | No | N. A. | N. A. | N. A. | N. A.
D0101.2603 | D0101.2603.02 | ATLAS TFN INSTRUMENT CASE, LID (INDIA) |  | D0101.2603.02 | 00 | 2017-08-16 | N. A. | N. A. | N. A. | QPR/D0101.2603.02 | 00 | 2017-08-18 | N. A. | N. A. | N. A. | PS/D0101.2603.02 | 00 | 2018-07-20 | N. A. | N. A. | N. A. | D0101.2603 | N. A. | N. A. | N. A. | SEMIFINISHED GOODS | N. A. | N. A. | N. A. | N. A. | N. A. | N. A. |  | N. A. | N. A. | N. A. | N. A. | N. A. | N. A. | N. A. | N. A. | N. A. | N. A. | N. A. | SUB COMPONENTS | N. A. | Added New Product as per required from Production (Lingayat) on 11JUL2018 | N | CONTAINERS |  | No | No | N. A. | N. A. | N. A. | N. A.
D0101.2604 | D0101.2604 | ATLAS FFN INSTRUMENT CASE |  | D0101.2604 | 00 | 2018-03-09 | N. A. | N. A. | N. A. | QPR/D0101.2604 | 00 | 2017-10-09 | N. A. | N. A. | N. A. | PS/D0101.2604 | 01 | 2018-08-29 | 2021-08-28 | N. A. | N. A. | D0101.2604 | N. A. | N. A. | Class A | FINISHED GOODS | ATLAS™ FFN | FFN Container | Instrument Case | 17 | No | Yes |  | No | N. A. | No | N. A. | No | Yes | No | No | M. L.: MFG/MD/2022/63252 |  | 1 | ADLER PRODUCTS\CASES AND TRAYS | 0 | VL number changed to ML number | N | Surgical Trays |  | No | No | Yes | No | Yes | N. A.
D0101.2604 | D0101.2604.01 | ATLAS FFN INSTRUMENT CASE, BASE |  | D0101.2604.01 | 00 | 2018-03-09 | N. A. | N. A. | N. A. | N. A. | N. A. | N. A. | N. A. | N. A. | N. A. | PS/D0101.2604.01 | 01 | 2018-08-29 | 2021-08-28 | N. A. | N. A. | D0101.2604 | N. A. | N. A. | N. A. | SEMIFINISHED GOODS | N. A. | N. A. | N. A. | N. A. | N. A. | N. A. |  | N. A. | N. A. | N. A. | N. A. | N. A. | N. A. | N. A. | N. A. | N. A. | N. A. | 1 | SUB COMPONENTS | 0 | Initial issue | N | CONTAINERS |  | No | No | N. A. | N. A. | N. A. | N. A.
D0101.2604 | D0101.2604.03 | ATLAS FFN INSTRUMENT CASE LID |  | D0101.2604.03 | 00 | 2018-03-09 | N. A. | N. A. | N. A. | N. A. | N. A. | N. A. | N. A. | N. A. | N. A. | PS/D0101.2604.03 | 00 | 2018-07-13 | 2021-07-12 | N. A. | N. A. | D0101.2604 | N. A. | N. A. | N. A. | SEMIFINISHED GOODS | N. A. | N. A. | N. A. | N. A. | N. A. | N. A. |  | N. A. | N. A. | N. A. | N. A. | N. A. | N. A. | N. A. | N. A. | N. A. | N. A. | 1 | SUB COMPONENTS | 0 | Initial issue | N | CONTAINERS |  | No | No | N. A. | N. A. | N. A. | N. A.
D0101.2605 | D0101.2605 | ATLAS FFN IMPLANT CASE |  | D0101.2605 | 00 | 2017-09-12 | N. A. | N. A. | N. A. | N. A. | 00 | 2017-04-21 | N. A. | N. A. | N. A. | N. A. | 01 | 2018-08-29 | 2021-08-28 | N. A. | N. A. | D0101.2605 | N. A. | N. A. | Class A | FINISHED GOODS | ATLAS™ FFN | FFN Container | Implant Case | 17 | No | Yes |  | No | N. A. | No | N. A. | No | Yes | No | No | M. L.: MFG/MD/2022/63252 |  | 1 | ADLER PRODUCTS\CASES AND TRAYS | 0 | VL number changed to ML number | N | Surgical Trays |  | No | No | Yes | No | Yes | N. A.
D0101.2605 | D0101.2605.01 | ATLAS FFN IMPLANT CASE, LOWER TRAY/BASE |  | D0101.2605.01 | 00 | 2017-09-17 | N. A. | N. A. | N. A. | N. A. | 00 | 2018-04-21 | N. A. | N. A. | N. A. | N. A. | 00 | 2018-08-29 | 2021-08-28 | N. A. | N. A. | D0101.2605 | N. A. | N. A. | N. A. | SEMIFINISHED GOODS | N. A. | N. A. | N. A. | N. A. | N. A. | N. A. |  | N. A. | N. A. | N. A. | N. A. | N. A. | N. A. | N. A. | N. A. | N. A. | N. A. | 1 | SUB COMPONENTS | 0 | Initial issue | N | CONTAINERS |  | No | No | N. A. | N. A. | N. A. | N. A.
D0101.2605 | D0101.2605.02 | ATLAS FFN IMPLANT CASE, LID |  | D0101.2605.02 | 00 | 2017-09-17 | N. A. | N. A. | N. A. | N. A. | 01 | 2018-04-21 | N. A. | N. A. | N. A. | N. A. | 00 | 2018-08-29 | 2021-08-28 | N. A. | N. A. | D0101.2605 | N. A. | N. A. | N. A. | SEMIFINISHED GOODS | N. A. | N. A. | N. A. | N. A. | N. A. | N. A. |  | N. A. | N. A. | N. A. | N. A. | N. A. | N. A. | N. A. | N. A. | N. A. | N. A. | 1 | SUB COMPONENTS | 0 | Initial issue | N | CONTAINERS |  | No | No | N. A. | N. A. | N. A. | N. A.
D0102.1709 | D0101.2801 | ENDOFIT INSTRUMENT SET CASE |  | D0101.2801 | 02 | 2019-03-24 | N. A. | N. A. | N. A. | QPR/D0101.2801 | 00 | 2017-05-11 | N. A. | N. A. | N. A. | PS/D0101.2801 | 01 | 2019-03-30 | 2022-03-29 | N. A. | N. A. | D0101.2801 | N. A. | N. A. | Class A | FINISHED GOODS | ADLER™ | ENDOFIT INSTRUMENT SET CASE |  | 17 | No | Yes |  | No | N. A. | No | N. A. | No | Yes | No | No | M. L.: MFG/MD/2022/63252 |  | 1 | ADLER PRODUCTS\CASES AND TRAYS | 0 | VL number changed to ML number | N | Surgical Trays |  | No | No | Yes | No | Yes | N. A.
D0102.1709 | D0101.2801.01 | ENDOFIT INSTRUMENT SET CASE- BASE |  | D0101.2801.01 | 00 | 2016-12-30 | N. A. | N. A. | N. A. | QPR/D0101.2801.01 | 00 | 2017-05-11 | N. A. | N. A. | N. A. | PS/D0101.2801.01 | 01 | 2018-08-29 | 2021-08-28 | N. A. | N. A. | D0101.2801.01 | N. A. | N. A. | N. A. | SEMIFINISHED GOODS | N. A. | N. A. | N. A. | N. A. | N. A. | N. A. |  | N. A. | N. A. | N. A. | N. A. | N. A. | N. A. | N. A. | N. A. | N. A. | N. A. | 1 | ADLER PRODUCTS\CASES AND TRAYS | 0 | Initial issue | N | CONTAINERS |  | No | No | N. A. | N. A. | N. A. | N. A.
D0102.1709 | D0101.2801.02 | ENDOFIT INSTRUMENT SET CASE- LID |  | D0101.2801.02 | 00 | 2016-12-30 | N. A. | N. A. | N. A. | QPR/D0101.2801.02 | 00 | 2017-05-11 | N. A. | N. A. | N. A. | PS/D0101.2801.02 | 01 | 2018-08-29 | 2021-08-28 | N. A. | N. A. | D0101.2801.02 | N. A. | N. A. | N. A. | SEMIFINISHED GOODS | N. A. | N. A. | N. A. | N. A. | N. A. | N. A. |  | N. A. | N. A. | N. A. | N. A. | N. A. | N. A. | N. A. | N. A. | N. A. | N. A. | 1 | ADLER PRODUCTS\CASES AND TRAYS | 0 | Initial issue | N | CONTAINERS |  | No | No | N. A. | N. A. | N. A. | N. A.
D0101.2802 | D0101.2802 | MODULOC INSTRUMENT SET CASE |  | D0101.2802 | 01 | 2018-11-24 | N. A. | N. A. | N. A. | QPR/D0101.2802 | 00 | 2017-05-11 | N. A. | N. A. | N. A. | PS/D0101.2802 | 00 | 2018-08-29 | 2021-08-28 | N. A. | N. A. | D0101.2802 | N. A. | N. A. | Class A | FINISHED GOODS | ADLER™ | MODULOC INSTRUMENT SET CASE |  | 17 | No | Yes |  | No | N. A. | No | N. A. | No | Yes | No | No | M. L.: MFG/MD/2022/63252 |  | 1 | ADLER PRODUCTS\CASES AND TRAYS | 0 | VL number changed to ML number | N | Surgical Trays |  | No | No | Yes | No | Yes | N. A.
D0101.2802 | D0101.2802.01 | MODULOC INSTRUMENT SET CASE- BASE |  | D0101.2802.01 | 01 | 2018-11-22 | N. A. | N. A. | N. A. | QPR/D0101.2802.01 | 00 | 2017-05-11 | N. A. | N. A. | N. A. | PS/D0101.2802.01 | 00 | 2018-08-29 | 2021-08-28 | N. A. | N. A. | D0101.2802.01 | N. A. | N. A. | N. A. | SEMIFINISHED GOODS | N. A. | N. A. | N. A. | N. A. | N. A. | N. A. |  | N. A. | N. A. | N. A. | N. A. | N. A. | N. A. | N. A. | N. A. | N. A. | N. A. | 1 | ADLER PRODUCTS\CASES AND TRAYS | 0 | Initial issue | N | CONTAINERS |  | No | No | N. A. | N. A. | N. A. | N. A.
D0101.2802 | D0101.2802.02 | MODULOC INSTRUMENT SET CASE- LID |  | D0101.2802.02 | 00 | 2016-12-30 | N. A. | N. A. | N. A. | QPR/D0101.2802.02 | 00 | 2017-05-11 | N. A. | N. A. | N. A. | PS/D0101.2802.02 | 00 | 2016-12-28 | N. A. | N. A. | N. A. | D0101.2802.02 | N. A. | N. A. | N. A. | SEMIFINISHED GOODS | N. A. | N. A. | N. A. | N. A. | N. A. | N. A. |  | N. A. | N. A. | N. A. | N. A. | N. A. | N. A. | N. A. | N. A. | N. A. | N. A. | 1 | ADLER PRODUCTS\CASES AND TRAYS | 0 | Initial issue | N | CONTAINERS |  | No | No | N. A. | N. A. | N. A. | N. A.
743 | D0102.0101 | S.S. LOWER TRAY FOR INSTRUMENTS USED IN BASIC SET E0101 (STD PATTERN), ADLER |  | D0102.0101 | N. A. | N. A. | N. A. | N. A. | N. A. | QPF/743 | 00 | 2019-02-26 | N. A. | N. A. | N. A. | PS/743 | 00 | 2019-02-06 | 2022-02-06 | N. A. | N. A. | 215 | N. A. | N. A. | Class A | FINISHED GOODS | ADLER™ | S.S. LOWER TRAY FOR INSTRUMENTS | BASIC SET E0101 (STD PATTERN) | 17 | No | Yes |  | No | N. A. | No | N. A. | No | Yes | No | No | M. L.: MFG/MD/2022/63252 |  | 1 | ADLER PRODUCTS\SS CASES AND TRAYS | 0 | VL number changed to ML number | N | Surgical Trays |  | No | No | Yes | No | Yes | N. A.
D0102.0101 | D0102.0101.01 | S.S. LOWER TRAY FOR INSTRUMENTS USED IN BASIC SET E0101 (STD PATTERN), ADLER, BASE |  | D0102.0101.01 | N. A. | N. A. | N. A. | N. A. | N. A. | N. A. | N. A. | N. A. | N. A. | N. A. | N. A. | PS/D0102.0101.01 | 00 | 2019-02-05 | N. A. | N. A. | N. A. | D0102.0101 | N. A. | N. A. | N. A. | SEMIFINISHED GOODS | N. A. | N. A. | N. A. | N. A. | N. A. | N. A. |  | N. A. | N. A. | N. A. | N. A. | N. A. | N. A. | N. A. | N. A. | N. A. |  | 1 | ADLER PRODUCTS\SS CASES AND TRAYS | 0 | ADDED NEW CODE NUMBER AS PER MAIL FROM PST DTD. 22JUN2018 | N | CONTAINERS |  | No | No | N. A. | N. A. | N. A. | N. A.
D0102.0101 | D0102.0101.02 | S.S. LOWER TRAY FOR INSTRUMENTS USED IN BASIC SET E0101 (STD PATTERN), ADLER, INSERT |  | D0102.0101.02 | N. A. | N. A. | N. A. | N. A. | N. A. | N. A. | N. A. | N. A. | N. A. | N. A. | N. A. | PS/D0102.0101.02 | N. A. | N. A. | N. A. | N. A. | N. A. | D0102.0101 | N. A. | N. A. | N. A. | SEMIFINISHED GOODS | N. A. | N. A. | N. A. | N. A. | N. A. | N. A. |  | N. A. | N. A. | N. A. | N. A. | N. A. | N. A. | N. A. | N. A. | N. A. |  | 1 | ADLER PRODUCTS\SS CASES AND TRAYS | 0 | ADDED NEW CODE NUMBER AS PER MAIL FROM PST DTD. 22JUN2018 | N | CONTAINERS |  | No | No | N. A. | N. A. | N. A. | N. A.
D0102.0101 | D0102.0101.03 | S.S. LOWER TRAY FOR INSTRUMENTS USED IN BASIC SET E0101 (STD PATTERN), ADLER, STUD |  | D0102.0101.03 | N. A. | N. A. | N. A. | N. A. | N. A. | N. A. | N. A. | N. A. | N. A. | N. A. | N. A. | PS/D0102.0101.03 | N. A. | N. A. | N. A. | N. A. | N. A. | D0102.0101 | N. A. | N. A. | N. A. | SEMIFINISHED GOODS | N. A. | N. A. | N. A. | N. A. | N. A. | N. A. |  | N. A. | N. A. | N. A. | N. A. | N. A. | N. A. | N. A. | N. A. | N. A. |  | 1 | ADLER PRODUCTS\SS CASES AND TRAYS | 0 | ADDED NEW CODE NUMBER AS PER MAIL FROM PST DTD. 22JUN2018 | N | CONTAINERS |  | No | No | N. A. | N. A. | N. A. | N. A.
D0102.0101 | D0102.0101.04 | S.S. LOWER TRAY FOR INSTRUMENTS USED IN BASIC SET E0101 (STD PATTERN), ADLER, HINGE |  | D0102.0101.04 | N. A. | N. A. | N. A. | N. A. | N. A. | N. A. | N. A. | N. A. | N. A. | N. A. | N. A. | PS/D0102.0101.04 | N. A. | N. A. | N. A. | N. A. | N. A. | D0102.0101 | N. A. | N. A. | N. A. | SEMIFINISHED GOODS | N. A. | N. A. | N. A. | N. A. | N. A. | N. A. |  | N. A. | N. A. | N. A. | N. A. | N. A. | N. A. | N. A. | N. A. | N. A. |  | 1 | ADLER PRODUCTS\SS CASES AND TRAYS | 0 | ADDED NEW CODE NUMBER AS PER MAIL FROM PST DTD. 22JUN2018 | N | CONTAINERS |  | No | No | N. A. | N. A. | N. A. | N. A.
D0102.0101 | D0102.0101.05 | S.S. LOWER TRAY FOR INSTRUMENTS USED IN BASIC SET E0101 (STD PATTERN), ADLER, INSERT 2 |  | D0102.0101 | N. A. | N. A. | N. A. | N. A. | N. A. | QPF/743 | N. A. | N. A. | N. A. | N. A. | N. A. | PS/D0102.0101.05 | N. A. | N. A. | N. A. | N. A. | N. A. | D0102.0101 | N. A. | N. A. | N. A. | SEMIFINISHED GOODS | N. A. | N. A. | N. A. | N. A. | N. A. | N. A. |  | N. A. | N. A. | N. A. | N. A. | N. A. | N. A. | N. A. | N. A. | N. A. |  | 1 | ADLER PRODUCTS\SS CASES AND TRAYS | 0 | ADDED NEW CODE NO AS PER EMAIL FROM PRATIK DTD 07JUL2019 ON 10JUL2019 | N | CONTAINERS |  | No | No | N. A. | N. A. | N. A. | N. A.
D0102.0101 | D0102.0101.06 | S.S. LOWER TRAY FOR INSTRUMENTS USED IN BASIC SET E0101 (STD PATTERN), ADLER, INSERT 3 |  | D0102.0101 | N. A. | N. A. | N. A. | N. A. | N. A. | QPF/743 | N. A. | N. A. | N. A. | N. A. | N. A. | PS/D0102.0101.06 | N. A. | N. A. | N. A. | N. A. | N. A. | D0102.0101 | N. A. | N. A. | N. A. | SEMIFINISHED GOODS | N. A. | N. A. | N. A. | N. A. | N. A. | N. A. |  | N. A. | N. A. | N. A. | N. A. | N. A. | N. A. | N. A. | N. A. | N. A. |  | 1 | ADLER PRODUCTS\SS CASES AND TRAYS | 0 | ADDED NEW CODE NO AS PER EMAIL FROM PRATIK DTD 07JUL2019 ON 10JUL2019 | N | CONTAINERS |  | No | No | N. A. | N. A. | N. A. | N. A.
D0102.0101 | D0102.0101.07 | S.S. LOWER TRAY FOR INSTRUMENTS USED IN BASIC SET E0101 (STD PATTERN), ADLER, INSERT 4 |  | D0102.0101 | N. A. | N. A. | N. A. | N. A. | N. A. | QPF/743 | N. A. | N. A. | N. A. | N. A. | N. A. | PS/D0102.0101.07 | N. A. | N. A. | N. A. | N. A. | N. A. | D0102.0101 | N. A. | N. A. | N. A. | SEMIFINISHED GOODS | N. A. | N. A. | N. A. | N. A. | N. A. | N. A. |  | N. A. | N. A. | N. A. | N. A. | N. A. | N. A. | N. A. | N. A. | N. A. |  | 1 | ADLER PRODUCTS\SS CASES AND TRAYS | 0 | ADDED NEW CODE NO AS PER EMAIL FROM PRATIK DTD 07JUL2019 ON 10JUL2019 | N | CONTAINERS |  | No | No | N. A. | N. A. | N. A. | N. A.
D0102.0101 | D0102.0101.08 | S.S. LOWER TRAY FOR INSTRUMENTS USED IN BASIC SET E0101 (STD PATTERN), ADLER, INSERT 5 |  | D0102.0101 | N. A. | N. A. | N. A. | N. A. | N. A. | QPF/743 | N. A. | N. A. | N. A. | N. A. | N. A. | PS/D0102.0101.08 | N. A. | N. A. | N. A. | N. A. | N. A. | D0102.0101 | N. A. | N. A. | N. A. | SEMIFINISHED GOODS | N. A. | N. A. | N. A. | N. A. | N. A. | N. A. |  | N. A. | N. A. | N. A. | N. A. | N. A. | N. A. | N. A. | N. A. | N. A. |  | 1 | ADLER PRODUCTS\SS CASES AND TRAYS | 0 | ADDED NEW CODE NO AS PER EMAIL FROM PRATIK DTD 07JUL2019 ON 10JUL2019 | N | CONTAINERS |  | No | No | N. A. | N. A. | N. A. | N. A.
D0102.0101 | D0102.0101.09 | S.S. LOWER TRAY FOR INSTRUMENTS USED IN BASIC SET E0101 (STD PATTERN), ADLER, INSERT 6 |  | D0102.0101 | N. A. | N. A. | N. A. | N. A. | N. A. | QPF/743 | N. A. | N. A. | N. A. | N. A. | N. A. | PS/D0102.0101.09 | N. A. | N. A. | N. A. | N. A. | N. A. | D0102.0101 | N. A. | N. A. | N. A. | SEMIFINISHED GOODS | N. A. | N. A. | N. A. | N. A. | N. A. | N. A. |  | N. A. | N. A. | N. A. | N. A. | N. A. | N. A. | N. A. | N. A. | N. A. |  | 1 | ADLER PRODUCTS\SS CASES AND TRAYS | 0 | ADDED NEW CODE NO AS PER EMAIL FROM PRATIK DTD 07JUL2019 ON 10JUL2019 | N | CONTAINERS |  | No | No | N. A. | N. A. | N. A. | N. A.
D0102.0101 | D0102.0101.10 | S.S. LOWER TRAY FOR INSTRUMENTS USED IN BASIC SET E0101 (STD PATTERN), ADLER, INSERT 7 |  | D0102.0101 | N. A. | N. A. | N. A. | N. A. | N. A. | QPF/743 | N. A. | N. A. | N. A. | N. A. | N. A. | PS/D0102.0101.10 | N. A. | N. A. | N. A. | N. A. | N. A. | D0102.0101 | N. A. | N. A. | N. A. | SEMIFINISHED GOODS | N. A. | N. A. | N. A. | N. A. | N. A. | N. A. |  | N. A. | N. A. | N. A. | N. A. | N. A. | N. A. | N. A. | N. A. | N. A. |  | 1 | ADLER PRODUCTS\SS CASES AND TRAYS | 0 | ADDED NEW CODE NO AS PER EMAIL FROM PRATIK DTD 07JUL2019 ON 10JUL2019 | N | CONTAINERS |  | No | No | N. A. | N. A. | N. A. | N. A.
D0102.0101 | D0102.0101.11 | S.S. LOWER TRAY FOR INSTRUMENTS USED IN BASIC SET E0101 (STD PATTERN), ADLER, INSERT 8 |  | D0102.0101 | N. A. | N. A. | N. A. | N. A. | N. A. | QPF/743 | N. A. | N. A. | N. A. | N. A. | N. A. | PS/D0102.0101.11 | N. A. | N. A. | N. A. | N. A. | N. A. | D0102.0101 | N. A. | N. A. | N. A. | SEMIFINISHED GOODS | N. A. | N. A. | N. A. | N. A. | N. A. | N. A. |  | N. A. | N. A. | N. A. | N. A. | N. A. | N. A. | N. A. | N. A. | N. A. |  | 1 | ADLER PRODUCTS\SS CASES AND TRAYS | 0 | ADDED NEW CODE NO AS PER EMAIL FROM PRATIK DTD 07JUL2019 ON 10JUL2019 | N | CONTAINERS |  | No | No | N. A. | N. A. | N. A. | N. A.
D0102.0101 | D0102.0101.12 | S.S. LOWER TRAY FOR INSTRUMENTS USED IN BASIC SET E0101 (STD PATTERN), ADLER, PIPE 1 |  | D0102.0101 | N. A. | N. A. | N. A. | N. A. | N. A. | QPF/743 | N. A. | N. A. | N. A. | N. A. | N. A. | PS/D0102.0101.12 | N. A. | N. A. | N. A. | N. A. | N. A. | D0102.0101 | N. A. | N. A. | N. A. | SEMIFINISHED GOODS | N. A. | N. A. | N. A. | N. A. | N. A. | N. A. |  | N. A. | N. A. | N. A. | N. A. | N. A. | N. A. | N. A. | N. A. | N. A. |  | 1 | ADLER PRODUCTS\SS CASES AND TRAYS | 0 | ADDED NEW CODE NO AS PER EMAIL FROM PRATIK DTD 07JUL2019 ON 10JUL2019 | N | CONTAINERS |  | No | No | N. A. | N. A. | N. A. | N. A.
D0102.0101 | D0102.0101.13 | S.S. LOWER TRAY FOR INSTRUMENTS USED IN BASIC SET E0101 (STD PATTERN), ADLER, PIPE 2 |  | D0102.0101 | N. A. | N. A. | N. A. | N. A. | N. A. | QPF/743 | N. A. | N. A. | N. A. | N. A. | N. A. | PS/D0102.0101.13 | N. A. | N. A. | N. A. | N. A. | N. A. | D0102.0101 | N. A. | N. A. | N. A. | SEMIFINISHED GOODS | N. A. | N. A. | N. A. | N. A. | N. A. | N. A. |  | N. A. | N. A. | N. A. | N. A. | N. A. | N. A. | N. A. | N. A. | N. A. |  | 1 | ADLER PRODUCTS\SS CASES AND TRAYS | 0 | ADDED NEW CODE NO AS PER EMAIL FROM PRATIK DTD 07JUL2019 ON 10JUL2019 | N | CONTAINERS |  | No | No | N. A. | N. A. | N. A. | N. A.
744 | D0102.0102 | S.S. MIDDLE TRAY FOR INSTRUMENTS USED IN BASIC SET E0101 (STD PATTERN), ADLER |  | D0102.0102 | N. A. | N. A. | N. A. | N. A. | N. A. | QPF/744 | 00 | 2019-02-26 | N. A. | N. A. | N. A. | PS/744 | 00 | 2019-02-02 | 2022-02-02 | N. A. | N. A. | 216 | N. A. | N. A. | Class A | FINISHED GOODS | ADLER™ | S.S. MIDDLE TRAY FOR INSTRUMENTS | USED IN BASIC SET E0101 (STD PATTERN) | 17 | No | Yes |  | No | N. A. | No | N. A. | No | Yes | No | No | M. L.: MFG/MD/2022/63252 |  | 1 | ADLER PRODUCTS\SS CASES AND TRAYS | 0 | VL number changed to ML number | N | Surgical Trays |  | No | No | Yes | No | Yes | N. A.
D0102.0102 | D0102.0102.01 | S.S. MIDDLE TRAY FOR INSTRUMENTS USED IN BASIC SET E0101 (STD PATTERN), ADLER, BASE |  | D0102.0102.01 | N. A. | N. A. | N. A. | N. A. | N. A. | N. A. | N. A. | N. A. | N. A. | N. A. | N. A. | PS/D0102.0102.01 | 00 | 2019-02-02 | N. A. | N. A. | N. A. | D0102.0102 | N. A. | N. A. | N. A. | SEMIFINISHED GOODS | N. A. | N. A. | N. A. | N. A. | N. A. | N. A. |  | N. A. | N. A. | N. A. | N. A. | N. A. | N. A. | N. A. | N. A. | N. A. |  | 1 | ADLER PRODUCTS\SS CASES AND TRAYS | 0 | ADDED NEW CODE NUMBER AS PER MAIL FROM PST DTD. 22JUN2018 | N | CONTAINERS |  | No | No | N. A. | N. A. | N. A. | N. A.
D0102.0102 | D0102.0102.02 | S.S. MIDDLE TRAY FOR INSTRUMENTS USED IN BASIC SET E0101 (STD PATTERN), ADLER, INSERT |  | D0102.0102.02 | N. A. | N. A. | N. A. | N. A. | N. A. | N. A. | N. A. | N. A. | N. A. | N. A. | N. A. | PS/D0102.0102.02 | N. A. | N. A. | N. A. | N. A. | N. A. | D0102.0102 | N. A. | N. A. | N. A. | SEMIFINISHED GOODS | N. A. | N. A. | N. A. | N. A. | N. A. | N. A. |  | N. A. | N. A. | N. A. | N. A. | N. A. | N. A. | N. A. | N. A. | N. A. |  | 1 | ADLER PRODUCTS\SS CASES AND TRAYS | 0 | ADDED NEW CODE NUMBER AS PER MAIL FROM PST DTD. 22JUN2018 | N | CONTAINERS |  | No | No | N. A. | N. A. | N. A. | N. A.
D0102.0102 | D0102.0102.03 | S.S. MIDDLE TRAY FOR INSTRUMENTS USED IN BASIC SET E0101 (STD PATTERN), ADLER, INSERT 2 |  | D0102.0102.03 | N. A. | N. A. | N. A. | N. A. | N. A. | N. A. | N. A. | N. A. | N. A. | N. A. | N. A. | PS/D0102.0102.03 | N. A. | N. A. | N. A. | N. A. | N. A. | D0102.0102 | N. A. | N. A. | N. A. | SEMIFINISHED GOODS | N. A. | N. A. | N. A. | N. A. | N. A. | N. A. |  | N. A. | N. A. | N. A. | N. A. | N. A. | N. A. | N. A. | N. A. | N. A. | N. A. | 0 | ADLER PRODUCTS\SS CASES AND TRAYS | 0 | ADDED NEW CODE NO AS PER EMAIL FROM PRATIK DTD 20DEC2018 ON 20DEC2018 | N | CONTAINERS |  | No | No | N. A. | N. A. | N. A. | N. A.
745 | D0102.0103 | S.S. UPPER TRAY FOR INSTRUMENTS / PLATE USED IN BASIC SET E0101, PLATE SET E0202.03, E0204.00 (STD PATTERN), ADLER |  | D0102.0103 | 00 | 2013-06-05 | N. A. | N. A. | N. A. | QPF/745 | 00 | 2019-02-26 | N. A. | N. A. | N. A. | PS/745 | 00 | 2019-02-02 | 2022-02-02 | N. A. | N. A. | 217 | N. A. | N. A. | Class A | FINISHED GOODS | ADLER™ | S.S. UPPER TRAY FOR INSTRUMENTS / PLATE | USED IN BASIC SET E0101, PLATE SET E0202.03, E0204.00 (STD PATTERN) | 17 | No | Yes |  | No | N. A. | No | N. A. | No | Yes | No | No | M. L.: MFG/MD/2022/63252 |  | 1 | ADLER PRODUCTS\SS CASES AND TRAYS | 0 | VL number changed to ML number | N | Surgical Trays |  | No | No | Yes | No | Yes | N. A.
D0102.0103 | D0102.0103.01 | S.S. UPPER TRAY FOR INSTRUMENTS / PLATE USED IN BASIC SET E0101, PLATE SET E0202.03, E0204.00 (STD PATTERN), ADLER, BASE |  | D0102.0103.01 | N. A. | N. A. | N. A. | N. A. | N. A. | N. A. | N. A. | N. A. | N. A. | N. A. | N. A. | PS/D0102.0103.01 | N. A. | N. A. | N. A. | N. A. | N. A. | D0102.0103 | N. A. | N. A. | N. A. | SEMIFINISHED GOODS | N. A. | N. A. | N. A. | N. A. | N. A. | N. A. |  | N. A. | N. A. | N. A. | N. A. | N. A. | N. A. | N. A. | N. A. | N. A. |  | 1 | ADLER PRODUCTS\SS CASES AND TRAYS | 0 | ADDED NEW CODE NUMBER AS PER MAIL FROM PST DTD. 22JUN2018 | N | CONTAINERS |  | No | No | N. A. | N. A. | N. A. | N. A.
D0102.0103 | D0102.0103.02 | S.S. UPPER TRAY FOR INSTRUMENTS / PLATE USED IN BASIC SET E0101, PLATE SET E0202.03, E0204.00 (STD PATTERN), ADLER, OPEN TRAY |  | D0102.0103.02 | N. A. | N. A. | N. A. | N. A. | N. A. | N. A. | N. A. | N. A. | N. A. | N. A. | N. A. | PS/D0102.0103.02 | N. A. | N. A. | N. A. | N. A. | N. A. | D0102.0103 | N. A. | N. A. | N. A. | SEMIFINISHED GOODS | N. A. | N. A. | N. A. | N. A. | N. A. | N. A. |  | N. A. | N. A. | N. A. | N. A. | N. A. | N. A. | N. A. | N. A. | N. A. |  | 1 | ADLER PRODUCTS\SS CASES AND TRAYS | 0 | ADDED NEW CODE NUMBER AS PER MAIL FROM PST DTD. 22JUN2018 | N | CONTAINERS |  | No | No | N. A. | N. A. | N. A. | N. A.
746 | D0102.0104 | S.S. LOWER TRAY FOR INSTRUMENTS USED IN SMALL FRAGMENT SET E0301.01, E0301.02 & E0306.00 (STD PATTERN), ADLER |  | D0102.0104 | N. A. | N. A. | N. A. | N. A. | N. A. | QPF/746 | 00 | 2019-02-26 | N. A. | N. A. | N. A. | PS/746 | 00 | 2019-02-02 | 2022-02-02 | N. A. | N. A. | 218 | N. A. | N. A. | Class A | FINISHED GOODS | ADLER™ | S.S. LOWER TRAY FOR INSTRUMENTS | USED IN SMALL FRAGMENT SET E0301.01, E0301.02 & E0306.00 (STD PATTERN) | 17 | No | Yes |  | No | N. A. | No | N. A. | No | Yes | No | No | M. L.: MFG/MD/2022/63252 |  | 1 | ADLER PRODUCTS\SS CASES AND TRAYS | 0 | VL number changed to ML number | N | Surgical Trays |  | No | No | Yes | No | Yes | N. A.
D0102.0104 | D0102.0104.01 | S.S. LOWER TRAY FOR INSTRUMENTS USED IN SMALL FRAGMENT SET E0301.01, E0301.02 & E0306.00 (STD PATTERN), ADLER, BASE |  | D0102.0104.01 | N. A. | N. A. | N. A. | N. A. | N. A. | N. A. | N. A. | N. A. | N. A. | N. A. | N. A. | PS/D0102.0104.01 | 00 | 2019-02-05 | N. A. | N. A. | N. A. | D0102.0104 | N. A. | N. A. | N. A. | SEMIFINISHED GOODS | N. A. | N. A. | N. A. | N. A. | N. A. | N. A. |  | N. A. | N. A. | N. A. | N. A. | N. A. | N. A. | N. A. | N. A. | N. A. |  | 1 | ADLER PRODUCTS\SS CASES AND TRAYS | 0 | ADDED NEW CODE NUMBER AS PER MAIL FROM PST DTD. 22JUN2018 | N | CONTAINERS |  | No | No | N. A. | N. A. | N. A. | N. A.
D0102.0104 | D0102.0104.02 | S.S. LOWER TRAY FOR INSTRUMENTS USED IN SMALL FRAGMENT SET E0301.01, E0301.02 & E0306.00 (STD PATTERN), ADLER, INSERT |  | D0102.0104.02 | N. A. | N. A. | N. A. | N. A. | N. A. | N. A. | N. A. | N. A. | N. A. | N. A. | N. A. | PS/D0102.0104.02 | N. A. | N. A. | N. A. | N. A. | N. A. | D0102.0104 | N. A. | N. A. | N. A. | SEMIFINISHED GOODS | N. A. | N. A. | N. A. | N. A. | N. A. | N. A. |  | N. A. | N. A. | N. A. | N. A. | N. A. | N. A. | N. A. | N. A. | N. A. |  | 1 | ADLER PRODUCTS\SS CASES AND TRAYS | 0 | ADDED NEW CODE NUMBER AS PER MAIL FROM PST DTD. 22JUN2018 | N | CONTAINERS |  | No | No | N. A. | N. A. | N. A. | N. A.
747 | D0102.0105 | S.S. MIDDLE TRAY FOR PLATE USED IN SMALL FRAGMENT SET E0301.01, E0301.02 & E0306.00 (STD PATTERN), ADLER |  | D0102.0105 | N. A. | N. A. | N. A. | N. A. | N. A. | QPF/747 | 00 | 2019-02-26 | N. A. | N. A. | N. A. | PS/747 | 00 | 2019-02-02 | 2022-02-02 | N. A. | N. A. | 219 | N. A. | N. A. | Class A | FINISHED GOODS | ADLER™ | S.S. MIDDLE TRAY FOR PLATE | USED IN SMALL FRAGMENT SET E0301.01, E0301.02 & E0306.00 (STD PATTERN) | 17 | No | Yes |  | No | N. A. | No | N. A. | No | Yes | No | No | M. L.: MFG/MD/2022/63252 |  | 1 | ADLER PRODUCTS\SS CASES AND TRAYS | 0 | VL number changed to ML number | N | Surgical Trays |  | No | No | Yes | No | Yes | N. A.
D0102.0105 | D0102.0105.01 | S.S. MIDDLE TRAY FOR PLATE USED IN SMALL FRAGMENT SET E0301.01, E0301.02 & E0306.00 (STD PATTERN), ADLER, BASE |  | D0102.0105.01 | N. A. | N. A. | N. A. | N. A. | N. A. | N. A. | N. A. | N. A. | N. A. | N. A. | N. A. | PS/D0102.0105.01 | 00 | 2019-02-02 | N. A. | N. A. | N. A. | D0102.0105 | N. A. | N. A. | N. A. | SEMIFINISHED GOODS | N. A. | N. A. | N. A. | N. A. | N. A. | N. A. |  | N. A. | N. A. | N. A. | N. A. | N. A. | N. A. | N. A. | N. A. | N. A. |  | 1 | ADLER PRODUCTS\SS CASES AND TRAYS | 0 | ADDED NEW CODE NUMBER AS PER MAIL FROM PST DTD. 22JUN2018 | N | CONTAINERS |  | No | No | N. A. | N. A. | N. A. | N. A.
D0102.0105 | D0102.0105.02 | S.S. MIDDLE TRAY FOR PLATE USED IN SMALL FRAGMENT SET E0301.01, E0301.02 & E0306.00 (STD PATTERN), ADLER, INSERT |  | D0102.0105.02 | N. A. | N. A. | N. A. | N. A. | N. A. | N. A. | N. A. | N. A. | N. A. | N. A. | N. A. | PS/D0102.0105.02 | N. A. | N. A. | N. A. | N. A. | N. A. | D0102.0105 | N. A. | N. A. | N. A. | SEMIFINISHED GOODS | N. A. | N. A. | N. A. | N. A. | N. A. | N. A. |  | N. A. | N. A. | N. A. | N. A. | N. A. | N. A. | N. A. | N. A. | N. A. |  | 1 | ADLER PRODUCTS\SS CASES AND TRAYS | 0 | ADDED NEW CODE NUMBER AS PER MAIL FROM PST DTD. 22JUN2018 | N | CONTAINERS |  | No | No | N. A. | N. A. | N. A. | N. A.
748 | D0102.0106 | S.S. UPPER TRAY FOR INSTRUMENTS USED IN SMALL FRAGMENT SET E0301.01, E0301.02 & E0306.00 (STD PATTERN), ADLER |  | D0102.0106 | N. A. | N. A. | N. A. | N. A. | N. A. | QPF/748 | 00 | 2019-02-26 | N. A. | N. A. | N. A. | PS/748 | 01 | 2019-02-02 | 2022-02-02 | 2019-12-01 | 44896 | 220 | N. A. | N. A. | Class A | FINISHED GOODS | ADLER™ | S.S. UPPER TRAY FOR INSTRUMENTS | E0301.01, E0301.02 & E0306.00 (STD PATTERN) | 17 | No | Yes |  | No | N. A. | No | N. A. | No | Yes | No | No | M. L.: MFG/MD/2022/63252 |  | 1 | ADLER PRODUCTS\SS CASES AND TRAYS | 0 | VL number changed to ML number | N | Surgical Trays |  | No | No | Yes | No | Yes | N. A.
D0102.0106 | D0102.0106.01 | S.S. UPPER TRAY FOR INSTRUMENTS USED IN SMALL FRAGMENT SET E0301.01, E0301.02 & E0306.00 (STD PATTERN), ADLER, BASE |  | D0102.0106.01 | N. A. | N. A. | N. A. | N. A. | N. A. | N. A. | N. A. | N. A. | N. A. | N. A. | N. A. | PS/D0102.0106.01 | N. A. | N. A. | N. A. | N. A. | N. A. | D0102.0106 | N. A. | N. A. | N. A. | SEMIFINISHED GOODS | N. A. | N. A. | N. A. | N. A. | N. A. | N. A. |  | N. A. | N. A. | N. A. | N. A. | N. A. | N. A. | N. A. | N. A. | N. A. |  | 1 | ADLER PRODUCTS\SS CASES AND TRAYS | 0 | ADDED NEW CODE NUMBER AS PER MAIL FROM PST DTD. 22JUN2018 | N | CONTAINERS |  | No | No | N. A. | N. A. | N. A. | N. A.
749 | D0102.0107 | S.S. LOWER TRAY FOR PLATE USED IN PLATE SET E0202.03 & E0204.00 (STD PATTERN), ADLER |  | D0102.0107 | N. A. | N. A. | N. A. | N. A. | N. A. | QPF/749 | 00 | 2019-02-26 | N. A. | N. A. | N. A. | PS/749 | 00 | 2019-02-02 | 2022-02-02 | N. A. | N. A. | 221 | N. A. | N. A. | Class A | FINISHED GOODS | ADLER™ | S.S. LOWER TRAY FOR PLATE | USED IN PLATE SET E0202.03 & E0204.00 (STD PATTERN) | 17 | No | Yes |  | No | N. A. | No | N. A. | No | Yes | No | No | M. L.: MFG/MD/2022/63252 |  | 1 | ADLER PRODUCTS\SS CASES AND TRAYS | 0 | VL number changed to ML number | Y | Surgical Trays |  | No | No | Yes | No | Yes | N. A.
D0102.0107 | D0102.0107.01 | S.S. LOWER TRAY FOR PLATE USED IN PLATE SET E0202.03 & E0204.00 (STD PATTERN), ADLER, BASE |  | D0102.0107.01 | N. A. | N. A. | N. A. | N. A. | N. A. | N. A. | N. A. | N. A. | N. A. | N. A. | N. A. | PS/D0102.0107.01 | 00 | 2019-02-02 | N. A. | N. A. | N. A. | D0102.0107 | N. A. | N. A. | N. A. | SEMIFINISHED GOODS | N. A. | N. A. | N. A. | N. A. | N. A. | N. A. |  | N. A. | N. A. | N. A. | N. A. | N. A. | N. A. | N. A. | N. A. | N. A. |  | 1 | ADLER PRODUCTS\SS CASES AND TRAYS | 0 | ADDED NEW CODE NUMBER AS PER MAIL FROM PST DTD. 22JUN2018 | N | CONTAINERS |  | No | No | N. A. | N. A. | N. A. | N. A.
D0102.0107 | D0102.0107.02 | S.S. LOWER TRAY FOR PLATE USED IN PLATE SET E0202.03 & E0204.00 (STD PATTERN), ADLER, INSERT |  | D0102.0107.02 | N. A. | N. A. | N. A. | N. A. | N. A. | N. A. | N. A. | N. A. | N. A. | N. A. | N. A. | PS/D0102.0107.02 | N. A. | N. A. | N. A. | N. A. | N. A. | D0102.0107 | N. A. | N. A. | N. A. | SEMIFINISHED GOODS | N. A. | N. A. | N. A. | N. A. | N. A. | N. A. |  | N. A. | N. A. | N. A. | N. A. | N. A. | N. A. | N. A. | N. A. | N. A. |  | 1 | ADLER PRODUCTS\SS CASES AND TRAYS | 0 | ADDED NEW CODE NUMBER AS PER MAIL FROM PST DTD. 22JUN2018 | N | CONTAINERS |  | No | No | N. A. | N. A. | N. A. | N. A.
D0102.0107 | D0102.0107.03 | S.S. LOWER TRAY FOR PLATE USED IN PLATE SET E0202.03 & E0204.00 (STD PATTERN), ADLER, STUD |  | D0102.0107.03 | N. A. | N. A. | N. A. | N. A. | N. A. | N. A. | N. A. | N. A. | N. A. | N. A. | N. A. | PS/D0102.0107.03 | N. A. | N. A. | N. A. | N. A. | N. A. | D0102.0107 | N. A. | N. A. | N. A. | SEMIFINISHED GOODS | N. A. | N. A. | N. A. | N. A. | N. A. | N. A. |  | N. A. | N. A. | N. A. | N. A. | N. A. | N. A. | N. A. | N. A. | N. A. |  | 1 | ADLER PRODUCTS\SS CASES AND TRAYS | 0 | ADDED NEW CODE NUMBER AS PER MAIL FROM PST DTD. 22JUN2018 | N | CONTAINERS |  | No | No | N. A. | N. A. | N. A. | N. A.
750 | D0102.0108 | S.S. LOWER TRAY FOR COMPONENTS USED IN TUBULAR EXFIX SET E0303.01 & E0303.10 (STD PATTERN), ADLER |  | D0102.0108 | 00 | 2017-09-19 | N. A. | N. A. | N. A. | QPF/D0102.0108 | 01 | 2020-12-12 | N. A. | N. A. | N. A. | PS/750 | 01 | 2019-02-20 | 2022-02-20 | N. A. | N. A. | 222 | N. A. | N. A. | Class A | FINISHED GOODS | ADLER™ | S.S. LOWER TRAY FOR COMPONENTS | TUBULAR EXFIX SET E0303.01 & E0303.10 (STD PATTERN) | 17 | No | Yes |  | No | N. A. | No | N. A. | No | Yes | No | No | M. L.: MFG/MD/2022/63252 |  | 1 | ADLER PRODUCTS\SS CASES AND TRAYS | 0 | VL number changed to ML number | N | Surgical Trays |  | No | No | Yes | No | Yes | N. A.
750 | D0102.0108.01 | S.S. LOWER TRAY FOR COMPONENTS USED IN TUBULAR EXFIX SET E0303.01 & E0303.10 (STD PATTERN), ADLER, TRAY BLANK |  | D0102.0108.01 | 00 | 2017-09-19 | N. A. | N. A. | N. A. | N. A. | N. A. | N. A. | N. A. | N. A. | N. A. | PS/D0102.0108.01 | 00 | 2019-02-22 | 2022-02-22 | N. A. | N. A. | D0102.0108 | N. A. | N. A. | N. A. | SEMIFINISHED GOODS | N. A. | N. A. | N. A. | N. A. | N. A. | N. A. |  | N. A. | N. A. | N. A. | N. A. | N. A. | N. A. | N. A. | N. A. | N. A. | N. A. | 1 | SUB COMPONENTS | 0 | Initial issue | N | CONTAINERS |  | No | No | N. A. | N. A. | N. A. | N. A.
750 | D0102.0108.02 | S.S. LOWER TRAY FOR COMPONENTS USED IN TUBULAR EXFIX SET E0303.01 & E0303.10 (STD PATTERN), ADLER, INSERT 1 |  | D0102.0108.02 | 00 | 2017-09-19 | N. A. | N. A. | N. A. | N. A. | N. A. | N. A. | N. A. | N. A. | N. A. | PS/D0102.0108.02 | 00 | 2019-08-16 | 2022-08-16 | N. A. | N. A. | D0102.0108 | N. A. | N. A. | N. A. | SEMIFINISHED GOODS | N. A. | N. A. | N. A. | N. A. | N. A. | N. A. |  | N. A. | N. A. | N. A. | N. A. | N. A. | N. A. | N. A. | N. A. | N. A. | N. A. | 1 | SUB COMPONENTS | 0 | Initial issue | N | CONTAINERS |  | No | No | N. A. | N. A. | N. A. | N. A.
750 | D0102.0108.03 | S.S. LOWER TRAY FOR COMPONENTS USED IN TUBULAR EXFIX SET E0303.01 & E0303.10 (STD PATTERN), ADLER, INSERT 2 |  | D0102.0108.03 | 00 | 2017-09-19 | N. A. | N. A. | N. A. | N. A. | N. A. | N. A. | N. A. | N. A. | N. A. | PS/D0102.0108.03 | 00 | 2019-08-16 | 2022-08-16 | N. A. | N. A. | D0102.0108 | N. A. | N. A. | N. A. | SEMIFINISHED GOODS | N. A. | N. A. | N. A. | N. A. | N. A. | N. A. |  | N. A. | N. A. | N. A. | N. A. | N. A. | N. A. | N. A. | N. A. | N. A. | N. A. | 1 | SUB COMPONENTS | 0 | Initial issue | N | CONTAINERS |  | No | No | N. A. | N. A. | N. A. | N. A.
750 | D0102.0108.04 | S.S. LOWER TRAY FOR COMPONENTS USED IN TUBULAR EXFIX SET E0303.01 & E0303.10 (STD PATTERN), ADLER, INSERT 3 |  | D0102.0108.04 | 00 | 2017-09-19 | N. A. | N. A. | N. A. | N. A. | N. A. | N. A. | N. A. | N. A. | N. A. | PS/D0102.0108.04 | 00 | 2019-08-16 | 2022-08-16 | N. A. | N. A. | D0102.0108 | N. A. | N. A. | N. A. | SEMIFINISHED GOODS | N. A. | N. A. | N. A. | N. A. | N. A. | N. A. |  | N. A. | N. A. | N. A. | N. A. | N. A. | N. A. | N. A. | N. A. | N. A. | N. A. | 1 | SUB COMPONENTS | 0 | Initial issue | N | CONTAINERS |  | No | No | N. A. | N. A. | N. A. | N. A.
750 | D0102.0108.05 | S.S. LOWER TRAY FOR COMPONENTS USED IN TUBULAR EXFIX SET E0303.01 & E0303.10 (STD PATTERN), ADLER, INSERT 4 |  | D0102.0108.05 | 00 | 2017-09-19 | N. A. | N. A. | N. A. | N. A. | N. A. | N. A. | N. A. | N. A. | N. A. | PS/D0102.0108.05 | 00 | 2019-08-16 | 2022-08-16 | N. A. | N. A. | D0102.0108 | N. A. | N. A. | N. A. | SEMIFINISHED GOODS | N. A. | N. A. | N. A. | N. A. | N. A. | N. A. |  | N. A. | N. A. | N. A. | N. A. | N. A. | N. A. | N. A. | N. A. | N. A. | N. A. | 1 | SUB COMPONENTS | 0 | Initial issue | N | CONTAINERS |  | No | No | N. A. | N. A. | N. A. | N. A.
750 | D0102.0108.06 | S.S. LOWER TRAY FOR COMPONENTS USED IN TUBULAR EXFIX SET E0303.01 & E0303.10 (STD PATTERN), ADLER, INSERT 5 |  | D0102.0108.06 | 00 | 2017-09-19 | N. A. | N. A. | N. A. | N. A. | N. A. | N. A. | N. A. | N. A. | N. A. | PS/D0102.0108.06 | 00 | 2019-08-16 | 2022-08-16 | N. A. | N. A. | D0102.0108 | N. A. | N. A. | N. A. | SEMIFINISHED GOODS | N. A. | N. A. | N. A. | N. A. | N. A. | N. A. |  | N. A. | N. A. | N. A. | N. A. | N. A. | N. A. | N. A. | N. A. | N. A. | N. A. | 1 | SUB COMPONENTS | 0 | Initial issue | N | CONTAINERS |  | No | No | N. A. | N. A. | N. A. | N. A.
750 | D0102.0108.07 | S.S. LOWER TRAY FOR COMPONENTS USED IN TUBULAR EXFIX SET E0303.01 & E0303.10 (STD PATTERN), ADLER, INSERT 6 |  | D0102.0108.07 | 00 | 2017-09-19 | N. A. | N. A. | N. A. | N. A. | N. A. | N. A. | N. A. | N. A. | N. A. | PS/D0102.0108.07 | N. A. | N. A. | N. A. | N. A. | N. A. | D0102.0108 | N. A. | N. A. | N. A. | SEMIFINISHED GOODS | N. A. | N. A. | N. A. | N. A. | N. A. | N. A. |  | N. A. | N. A. | N. A. | N. A. | N. A. | N. A. | N. A. | N. A. | N. A. | N. A. | 1 | SUB COMPONENTS | 0 | Initial issue | N | CONTAINERS |  | No | No | N. A. | N. A. | N. A. | N. A.
751 | D0102.0109 | S.S. UPPER TRAY FOR CONN. RODS USED IN TUBULAR EXFIX SET E0303.01 & E0303.10 (STD PATTERN), ADLER |  | D0102.0109 | 00 | 2017-09-19 | N. A. | N. A. | N. A. | QPF/D0102.0109 | 01 | 2020-12-12 | N. A. | N. A. | N. A. | PS/751 | 01 | 2019-02-20 | 2022-02-20 | N. A. | N. A. | 223 | N. A. | N. A. | Class A | FINISHED GOODS | ADLER™ | S.S. TRAY FOR CONNECTING TUBES | TUBULAR EXFIX SET E0303.01&E0303.10 (STD PATTERN) | 17 | No | Yes |  | No | N. A. | No | N. A. | No | Yes | No | No | M. L.: MFG/MD/2022/63252 |  | 1 | ADLER PRODUCTS\SS CASES AND TRAYS | 0 | VL number changed to ML number | N | Surgical Trays |  | No | No | Yes | No | Yes | N. A.
751 | D0102.0109.01 | S.S. UPPER TRAY FOR CONN. RODS USED IN TUBULAR EXFIX SET E0303.01 & E0303.10 (STD PATTERN), ADLER, TRAY BLANK |  | D0102.0109.01 | 00 | 2017-09-19 | N. A. | N. A. | N. A. | N. A. | N. A. | N. A. | N. A. | N. A. | N. A. | PS/D0102.0109.01 | 00 | 2019-09-03 | 2022-09-03 | N. A. | N. A. | D0102.0109 | N. A. | N. A. | N. A. | SEMIFINISHED GOODS | N. A. | N. A. | N. A. | N. A. | N. A. | N. A. |  | N. A. | N. A. | N. A. | N. A. | N. A. | N. A. | N. A. | N. A. | N. A. | N. A. | 1 | SUB COMPONENTS | 0 | Initial issue | N | CONTAINERS |  | No | No | N. A. | N. A. | N. A. | N. A.
751 | D0102.0109.02 | S.S. UPPER TRAY FOR CONN. RODS USED IN TUBULAR EXFIX SET E0303.01 & E0303.10 (STD PATTERN), ADLER, INSERT 1 |  | D0102.0109.02 | 00 | 2017-09-19 | N. A. | N. A. | N. A. | N. A. | N. A. | N. A. | N. A. | N. A. | N. A. | PS/D0102.0109.02 | 00 | 2019-08-27 | 2022-08-27 | N. A. | N. A. | D0102.0109 | N. A. | N. A. | N. A. | SEMIFINISHED GOODS | N. A. | N. A. | N. A. | N. A. | N. A. | N. A. |  | N. A. | N. A. | N. A. | N. A. | N. A. | N. A. | N. A. | N. A. | N. A. | N. A. | 1 | SUB COMPONENTS | 0 | Initial issue | N | CONTAINERS |  | No | No | N. A. | N. A. | N. A. | N. A.
751 | D0102.0109.03 | S.S. UPPER TRAY FOR CONN. RODS USED IN TUBULAR EXFIX SET E0303.01 & E0303.10 (STD PATTERN), ADLER, INSERT 2 |  | D0102.0109.03 | 00 | 2017-09-19 | N. A. | N. A. | N. A. | N. A. | N. A. | N. A. | N. A. | N. A. | N. A. | PS/D0102.0109.03 | 00 | 2019-08-27 | 2022-08-27 | N. A. | N. A. | D0102.0109 | N. A. | N. A. | N. A. | SEMIFINISHED GOODS | N. A. | N. A. | N. A. | N. A. | N. A. | N. A. |  | N. A. | N. A. | N. A. | N. A. | N. A. | N. A. | N. A. | N. A. | N. A. | N. A. | 1 | SUB COMPONENTS | 0 | Initial issue | N | CONTAINERS |  | No | No | N. A. | N. A. | N. A. | N. A.
751 | D0102.0109.04 | S.S. UPPER TRAY FOR CONN. RODS USED IN TUBULAR EXFIX SET E0303.01 & E0303.10 (STD PATTERN), ADLER, INSERT 3 |  | D0102.0109.04 | 00 | 2017-09-19 | N. A. | N. A. | N. A. | N. A. | N. A. | N. A. | N. A. | N. A. | N. A. | PS/D0102.0109.04 | 00 | 2019-09-03 | 2022-09-03 | N. A. | N. A. | D0102.0109 | N. A. | N. A. | N. A. | SEMIFINISHED GOODS | N. A. | N. A. | N. A. | N. A. | N. A. | N. A. |  | N. A. | N. A. | N. A. | N. A. | N. A. | N. A. | N. A. | N. A. | N. A. | N. A. | 1 | SUB COMPONENTS | 0 | Initial issue | N | CONTAINERS |  | No | No | N. A. | N. A. | N. A. | N. A.
751 | D0102.0109.05 | S.S. UPPER TRAY FOR CONN. RODS USED IN TUBULAR EXFIX SET E0303.01 & E0303.10 (STD PATTERN), ADLER, INSERT 4 |  | D0102.0109.05 | 00 | 2017-09-19 | N. A. | N. A. | N. A. | N. A. | N. A. | N. A. | N. A. | N. A. | N. A. | PS/D0102.0109.05 | 00 | 2019-09-03 | 2022-09-03 | N. A. | N. A. | D0102.0109 | N. A. | N. A. | N. A. | SEMIFINISHED GOODS | N. A. | N. A. | N. A. | N. A. | N. A. | N. A. |  | N. A. | N. A. | N. A. | N. A. | N. A. | N. A. | N. A. | N. A. | N. A. | N. A. | 1 | SUB COMPONENTS | 0 | Initial issue | N | CONTAINERS |  | No | No | N. A. | N. A. | N. A. | N. A.
751 | D0102.0109.06 | S.S. UPPER TRAY FOR CONN. RODS USED IN TUBULAR EXFIX SET E0303.01 & E0303.10 (STD PATTERN), ADLER, INSERT 5 |  | D0102.0109.06 | 00 | 2017-09-19 | N. A. | N. A. | N. A. | N. A. | N. A. | N. A. | N. A. | N. A. | N. A. | PS/D0102.0109.06 | 00 | 2019-08-27 | 2022-08-27 | N. A. | N. A. | D0102.0109 | N. A. | N. A. | N. A. | SEMIFINISHED GOODS | N. A. | N. A. | N. A. | N. A. | N. A. | N. A. |  | N. A. | N. A. | N. A. | N. A. | N. A. | N. A. | N. A. | N. A. | N. A. | N. A. | 1 | SUB COMPONENTS | 0 | Initial issue | N | CONTAINERS |  | No | No | N. A. | N. A. | N. A. | N. A.
751 | D0102.0109.07 | S.S. UPPER TRAY FOR CONN. RODS USED IN TUBULAR EXFIX SET E0303.01 & E0303.10 (STD PATTERN), ADLER, INSERT 6 |  | D0102.0109.07 | 00 | 2017-09-19 | N. A. | N. A. | N. A. | N. A. | N. A. | N. A. | N. A. | N. A. | N. A. | PS/D0102.0109.07 | 00 | 2019-09-03 | 2022-09-03 | N. A. | N. A. | D0102.0109 | N. A. | N. A. | N. A. | SEMIFINISHED GOODS | N. A. | N. A. | N. A. | N. A. | N. A. | N. A. |  | N. A. | N. A. | N. A. | N. A. | N. A. | N. A. | N. A. | N. A. | N. A. | N. A. | 1 | SUB COMPONENTS | 0 | Initial issue | N | CONTAINERS |  | No | No | N. A. | N. A. | N. A. | N. A.
D0102.0110 | D0102.0110 | S.S TRAY FOR INSTRUMENTS USED IN FIT-RITE INSTRUMENT SET E0502.01, ADLER |  | D0102.0110 | 00 | 2016-08-02 | N. A. | N. A. | N. A. | QPF/D0102.0110 | N. A. | N. A. | N. A. | N. A. | N. A. | PS/D0102.0110 | 00 | 2019-02-20 | 2022-02-20 | N. A. | N. A. | D0102.0110 | N. A. | N. A. | Class A | FINISHED GOODS | ADLER™ | S.S TRAY FOR INSTRUMENTS | USED IN FIT-RITE INSTRUMENT SET E0502.01 | 17 | No | Yes |  | No | N. A. | No | N. A. | No | Yes | No | No | M. L.: MFG/MD/2022/63252 |  | 1 | ADLER PRODUCTS\SS CASES AND TRAYS | 0 | VL number changed to ML number | Y | Surgical Trays |  | No | No | Yes | No | Yes | N. A.
D0102.0110 | D0102.0110.01 | S.S TRAY FOR INSTRUMENTS USED IN FIT-RITE INSTRUMENT SET E0502.01, ADLER,TRAY BODY |  | D0102.0110.01 | 00 | 2016-08-02 | N. A. | N. A. | N. A. | N.A. | N. A. | N. A. | N. A. | N. A. | N. A. | PS/D0102.0110.01 | 00 | 2019-02-22 | 2022-02-22 | N. A. | N. A. | D0102.0110 | N. A. | N. A. | N. A. | SEMIFINISHED GOODS | N. A. | N. A. | N. A. | N. A. | N. A. | N. A. |  | N. A. | N. A. | N. A. | N. A. | N. A. | N. A. | N. A. | N. A. | N. A. | N. A. | 1 | ADLER PRODUCTS\SS CASES AND TRAYS | 0 | ADDED NEW CODE NO AS PER EMAIL FROM PRATIK DTD 19FEB2019 ON 19FEB2019 | N | CONTAINERS |  | No | No | N. A. | N. A. | N. A. | N. A.
D0102.0110 | D0102.0110.02 | S.S TRAY FOR INSTRUMENTS USED IN FIT-RITE INSTRUMENT SET E0502.01, ADLER,BOTTOM STUD |  | D0102.0110.02 | 00 | 2016-08-02 | N. A. | N. A. | N. A. | N.A. | N. A. | N. A. | N. A. | N. A. | N. A. | PS/D0102.0110.02 | N. A. | N. A. | N. A. | N. A. | N. A. | D0102.0110 | N. A. | N. A. | N. A. | SEMIFINISHED GOODS | N. A. | N. A. | N. A. | N. A. | N. A. | N. A. |  | N. A. | N. A. | N. A. | N. A. | N. A. | N. A. | N. A. | N. A. | N. A. | N. A. | 1 | ADLER PRODUCTS\SS CASES AND TRAYS | 0 | ADDED NEW CODE NO AS PER EMAIL FROM PRATIK DTD 19FEB2019 ON 19FEB2019 | N | CONTAINERS |  | No | No | N. A. | N. A. | N. A. | N. A.
D0102.0110 | D0102.0110.03 | S.S TRAY FOR INSTRUMENTS USED IN FIT-RITE INSTRUMENT SET E0502.01, ADLER,LOCATOR STUD |  | D0102.0110.03 | N. A. | N. A. | N. A. | N. A. | N. A. | N.A. | N. A. | N. A. | N. A. | N. A. | N. A. | PS/D0102.0110.03 | N. A. | N. A. | N. A. | N. A. | N. A. | D0102.0110 | N. A. | N. A. | N. A. | SEMIFINISHED GOODS | N. A. | N. A. | N. A. | N. A. | N. A. | N. A. |  | N. A. | N. A. | N. A. | N. A. | N. A. | N. A. | N. A. | N. A. | N. A. | N. A. | 1 | ADLER PRODUCTS\SS CASES AND TRAYS | 0 | ADDED NEW CODE NO AS PER EMAIL FROM PRATIK DTD 19FEB2019 ON 19FEB2019 | N | CONTAINERS |  | No | No | N. A. | N. A. | N. A. | N. A.
D0102.0110 | D0102.0110.04 | S.S TRAY FOR INSTRUMENTS USED IN FIT-RITE INSTRUMENT SET E0502.01, ADLER,INSERT 1 |  | D0102.0110.04 | N. A. | N. A. | N. A. | N. A. | N. A. | N.A. | N. A. | N. A. | N. A. | N. A. | N. A. | PS/D0102.0110.04 | N. A. | N. A. | N. A. | N. A. | N. A. | D0102.0110 | N. A. | N. A. | N. A. | SEMIFINISHED GOODS | N. A. | N. A. | N. A. | N. A. | N. A. | N. A. |  | N. A. | N. A. | N. A. | N. A. | N. A. | N. A. | N. A. | N. A. | N. A. | N. A. | 1 | ADLER PRODUCTS\SS CASES AND TRAYS | 0 | ADDED NEW CODE NO AS PER EMAIL FROM PRATIK DTD 19FEB2019 ON 19FEB2019 | N | CONTAINERS |  | No | No | N. A. | N. A. | N. A. | N. A.
D0102.0110 | D0102.0110.05 | S.S TRAY FOR INSTRUMENTS USED IN FIT-RITE INSTRUMENT SET E0502.01, ADLER,INSERT 2 |  | D0102.0110.05 | N. A. | N. A. | N. A. | N. A. | N. A. | N.A. | N. A. | N. A. | N. A. | N. A. | N. A. | PS/D0102.0110.05 | N. A. | N. A. | N. A. | N. A. | N. A. | D0102.0110 | N. A. | N. A. | N. A. | SEMIFINISHED GOODS | N. A. | N. A. | N. A. | N. A. | N. A. | N. A. |  | N. A. | N. A. | N. A. | N. A. | N. A. | N. A. | N. A. | N. A. | N. A. | N. A. | 1 | ADLER PRODUCTS\SS CASES AND TRAYS | 0 | ADDED NEW CODE NO AS PER EMAIL FROM PRATIK DTD 19FEB2019 ON 19FEB2019 | N | CONTAINERS |  | No | No | N. A. | N. A. | N. A. | N. A.
D0102.0110 | D0102.0110.06 | S.S TRAY FOR INSTRUMENTS USED IN FIT-RITE INSTRUMENT SET E0502.01, ADLER,INSERT 3 |  | D0102.0110.06 | N. A. | N. A. | N. A. | N. A. | N. A. | N.A. | N. A. | N. A. | N. A. | N. A. | N. A. | PS/D0102.0110.06 | N. A. | N. A. | N. A. | N. A. | N. A. | D0102.0110 | N. A. | N. A. | N. A. | SEMIFINISHED GOODS | N. A. | N. A. | N. A. | N. A. | N. A. | N. A. |  | N. A. | N. A. | N. A. | N. A. | N. A. | N. A. | N. A. | N. A. | N. A. | N. A. | 1 | ADLER PRODUCTS\SS CASES AND TRAYS | 0 | ADDED NEW CODE NO AS PER EMAIL FROM PRATIK DTD 19FEB2019 ON 19FEB2019 | N | CONTAINERS |  | No | No | N. A. | N. A. | N. A. | N. A.
D0102.0110 | D0102.0110.07 | S.S TRAY FOR INSTRUMENTS USED IN FIT-RITE INSTRUMENT SET E0502.01, ADLER,INSERT 4 |  | D0102.0110.07 | N. A. | N. A. | N. A. | N. A. | N. A. | N.A. | N. A. | N. A. | N. A. | N. A. | N. A. | PS/D0102.0110.07 | N. A. | N. A. | N. A. | N. A. | N. A. | D0102.0110 | N. A. | N. A. | N. A. | SEMIFINISHED GOODS | N. A. | N. A. | N. A. | N. A. | N. A. | N. A. |  | N. A. | N. A. | N. A. | N. A. | N. A. | N. A. | N. A. | N. A. | N. A. | N. A. | 1 | ADLER PRODUCTS\SS CASES AND TRAYS | 0 | ADDED NEW CODE NO AS PER EMAIL FROM PRATIK DTD 19FEB2019 ON 19FEB2019 | N | CONTAINERS |  | No | No | N. A. | N. A. | N. A. | N. A.
D0102.0110 | D0102.0110.08 | S.S TRAY FOR INSTRUMENTS USED IN FIT-RITE INSTRUMENT SET E0502.01, ADLER,INSERT 5 |  | D0102.0110.08 | N. A. | N. A. | N. A. | N. A. | N. A. | N.A. | N. A. | N. A. | N. A. | N. A. | N. A. | PS/D0102.0110.08 | N. A. | N. A. | N. A. | N. A. | N. A. | D0102.0110 | N. A. | N. A. | N. A. | SEMIFINISHED GOODS | N. A. | N. A. | N. A. | N. A. | N. A. | N. A. |  | N. A. | N. A. | N. A. | N. A. | N. A. | N. A. | N. A. | N. A. | N. A. | N. A. | 1 | ADLER PRODUCTS\SS CASES AND TRAYS | 0 | ADDED NEW CODE NO AS PER EMAIL FROM PRATIK DTD 19FEB2019 ON 19FEB2019 | N | CONTAINERS |  | No | No | N. A. | N. A. | N. A. | N. A.
D0102.0110 | D0102.0110.09 | S.S TRAY FOR INSTRUMENTS USED IN FIT-RITE INSTRUMENT SET E0502.01, ADLER,INSERT 6 |  | D0102.0110.09 | N. A. | N. A. | N. A. | N. A. | N. A. | N.A. | N. A. | N. A. | N. A. | N. A. | N. A. | PS/D0102.0110.09 | N. A. | N. A. | N. A. | N. A. | N. A. | D0102.0110 | N. A. | N. A. | N. A. | SEMIFINISHED GOODS | N. A. | N. A. | N. A. | N. A. | N. A. | N. A. |  | N. A. | N. A. | N. A. | N. A. | N. A. | N. A. | N. A. | N. A. | N. A. | N. A. | 1 | ADLER PRODUCTS\SS CASES AND TRAYS | 0 | ADDED NEW CODE NO AS PER EMAIL FROM PRATIK DTD 19FEB2019 ON 19FEB2019 | N | CONTAINERS |  | No | No | N. A. | N. A. | N. A. | N. A.
D0102.0110 | D0102.0110.10 | S.S TRAY FOR INSTRUMENTS USED IN FIT-RITE INSTRUMENT SET E0502.01, ADLER,INSERT 7 |  | D0102.0110.10 | N. A. | N. A. | N. A. | N. A. | N. A. | N.A. | N. A. | N. A. | N. A. | N. A. | N. A. | PS/D0102.0110.10 | N. A. | N. A. | N. A. | N. A. | N. A. | D0102.0110 | N. A. | N. A. | N. A. | SEMIFINISHED GOODS | N. A. | N. A. | N. A. | N. A. | N. A. | N. A. |  | N. A. | N. A. | N. A. | N. A. | N. A. | N. A. | N. A. | N. A. | N. A. | N. A. | 1 | ADLER PRODUCTS\SS CASES AND TRAYS | 0 | ADDED NEW CODE NO AS PER EMAIL FROM PRATIK DTD 19FEB2019 ON 19FEB2019 | N | CONTAINERS |  | No | No | N. A. | N. A. | N. A. | N. A.
D0102.0110 | D0102.0110.11 | S.S TRAY FOR INSTRUMENTS USED IN FIT-RITE INSTRUMENT SET E0502.01, ADLER,INSERT 8 |  | D0102.0110.11 | N. A. | N. A. | N. A. | N. A. | N. A. | N.A. | N. A. | N. A. | N. A. | N. A. | N. A. | PS/D0102.0110.11 | N. A. | N. A. | N. A. | N. A. | N. A. | D0102.0110 | N. A. | N. A. | N. A. | SEMIFINISHED GOODS | N. A. | N. A. | N. A. | N. A. | N. A. | N. A. |  | N. A. | N. A. | N. A. | N. A. | N. A. | N. A. | N. A. | N. A. | N. A. | N. A. | 1 | ADLER PRODUCTS\SS CASES AND TRAYS | 0 | ADDED NEW CODE NO AS PER EMAIL FROM PRATIK DTD 19FEB2019 ON 19FEB2019 | N | CONTAINERS |  | No | No | N. A. | N. A. | N. A. | N. A.
D0102.0112 | D0102.0112 | S.S. LOWER TRAY WITH SILICON INSERTS FOR ZETA IMPLANTS |  | D0102.0112 | #N/A | #N/A | N. A. | N. A. | N. A. | QPF/D0102.0112 | #N/A | #N/A | #N/A | #N/A | #N/A | PS/D0102.0112 | #N/A | #N/A | #N/A | #N/A | #N/A | D0102.0112 | N. A. | N. A. | Class A | FINISHED GOODS | ADLER™ | S.S. LOWER TRAY WITH SILICON INSERTS FOR ZETA IMPLANTS |  | 17 | No | Yes |  | No | N. A. | No | N. A. | No | Yes | No | No | M. L.: MFG/MD/2022/63252 |  | 1 | SPINE PRODUCTS\ZETA\INSTRUMENTS CASES AND TRAYS | 0 | VL number changed to ML number | Y | Surgical Trays |  | No | No | Yes | No | Yes | N. A.
D0102.0113 | D0102.0113 | S.S. UPPER TRAY WITH SILICON INSERTS FOR ZETA IMPLANTS |  | D0102.0113 | #N/A | #N/A | N. A. | N. A. | N. A. | QPF/D0102.0113 | #N/A | #N/A | #N/A | #N/A | #N/A | PS/D0102.0113 | #N/A | #N/A | #N/A | #N/A | #N/A | D0102.0113 | N. A. | N. A. | Class A | FINISHED GOODS | ADLER™ | S.S. UPPER TRAY WITH SILICON INSERTS FOR ZETA IMPLANTS |  | 17 | No | Yes |  | No | N. A. | No | N. A. | No | Yes | No | No | M. L.: MFG/MD/2022/63252 |  | 1 | SPINE PRODUCTS\ZETA\INSTRUMENTS CASES AND TRAYS | 0 | VL number changed to ML number | Y | Surgical Trays |  | No | No | Yes | No | Yes | N. A.
D0102.0114 | D0102.0114 | S.S. TRAY FOR FLEXIBLE REAMERS, ADLER |  | D0102.0114 | N. A. | N. A. | N. A. | N. A. | N. A. | QPF/D0102.0114 | N. A. | N. A. | N. A. | N. A. | N. A. | PS/D0102.0114 | N. A. | N. A. | N. A. | N. A. | N. A. | D0102.0114 | N. A. | N. A. | Class A | FINISHED GOODS | ADLER™ | S.S. TRAY FOR FLEXIBLE REAMERS |  | 17 | No | Yes |  | No | N. A. | No | N. A. | No | Yes | No | No | M. L.: MFG/MD/2022/63252 |  | 1 | ADLER PRODUCTS\SS CASES AND TRAYS | 0 | VL number changed to ML number | Y | Surgical Trays |  | No | No | Yes | No | Yes | N. A.
D0102.0116 | D0102.0116 | S.S TRAY 1 FOR ZETA RODS & COMPONENTS |  | D0102.0116 | #N/A | #N/A | N. A. | N. A. | N. A. | QPF/D0102.0116 | #N/A | #N/A | #N/A | #N/A | #N/A | PS/D0102.0116 | #N/A | #N/A | #N/A | #N/A | #N/A | D0102.0116 | N. A. | N. A. | Class A | FINISHED GOODS | ADLER™ | S.S TRAY 1 FOR ZETA RODS & COMPONENTS |  | 17 | No | Yes |  | No | N. A. | No | N. A. | No | Yes | No | No | M. L.: MFG/MD/2022/63252 |  | 1 | SPINE PRODUCTS\ZETA\INSTRUMENTS CASES AND TRAYS | 0 | VL number changed to ML number | Y | Surgical Trays |  | No | No | Yes | No | Yes | N. A.
D0102.0117 | D0102.0117 | S.S TRAY 2 FOR ZETA HOOKS |  | D0102.0117 | #N/A | #N/A | N. A. | N. A. | N. A. | QPF/D0102.0117 | #N/A | #N/A | #N/A | #N/A | #N/A | PS/D0102.0117 | #N/A | #N/A | #N/A | #N/A | #N/A | D0102.0117 | N. A. | N. A. | Class A | FINISHED GOODS | ADLER™ | S.S TRAY 2 FOR ZETA HOOKS |  | 17 | No | Yes |  | No | N. A. | No | N. A. | No | Yes | No | No | M. L.: MFG/MD/2022/63252 |  | 1 | SPINE PRODUCTS\ZETA\INSTRUMENTS CASES AND TRAYS | 0 | VL number changed to ML number | Y | Surgical Trays |  | No | No | Yes | No | Yes | N. A.
D0102.0118 | D0102.0118 | S.S RACK FOR ZETA SCREWS |  | D0102.0118 | #N/A | #N/A | N. A. | N. A. | N. A. | QPF/D0102.0118 | #N/A | #N/A | #N/A | #N/A | #N/A | PS/D0102.0118 | #N/A | #N/A | #N/A | #N/A | #N/A | D0102.0118 | N. A. | N. A. | Class A | FINISHED GOODS | ADLER™ | S.S RACK FOR ZETA SCREWS |  | 17 | No | Yes |  | No | N. A. | No | N. A. | No | Yes | No | No | M. L.: MFG/MD/2022/63252 |  | 1 | SPINE PRODUCTS\ZETA\INSTRUMENTS CASES AND TRAYS | 0 | VL number changed to ML number | Y | Surgical Trays |  | No | No | Yes | No | Yes | N. A.
D0102.0119 | D0102.0119 | S.S TRAY 3 FOR ZETA SCREWS |  | D0102.0119 | #N/A | #N/A | N. A. | N. A. | N. A. | QPF/D0102.0119 | #N/A | #N/A | #N/A | #N/A | #N/A | PS/D0102.0119 | #N/A | #N/A | #N/A | #N/A | #N/A | D0102.0119 | N. A. | N. A. | Class A | FINISHED GOODS | ADLER™ | S.S TRAY 3 FOR ZETA SCREWS |  | 17 | No | Yes |  | No | N. A. | No | N. A. | No | Yes | No | No | M. L.: MFG/MD/2022/63252 |  | 1 | SPINE PRODUCTS\ZETA\INSTRUMENTS CASES AND TRAYS | 0 | VL number changed to ML number | Y | Surgical Trays |  | No | No | Yes | No | Yes | N. A.
D0102.0120 | D0102.0120 | S.S. LOWER TRAY FOR INSTRUMENTS USED IN SMALL FRAGMENT SET, ADLER |  | D0102.0120 | N. A. | N. A. | N. A. | N. A. | N. A. | QPF/D0102.0120 | N. A. | N. A. | N. A. | N. A. | N. A. | PS/D0102.0120 | N. A. | N. A. | N. A. | N. A. | N. A. | D0102.0120 | N. A. | N. A. | Class A | FINISHED GOODS | ADLER™ | S.S. LOWER TRAY FOR INSTRUMENTS | USED IN SMALL FRAGMENT SET | 17 | No | Yes |  | No | N. A. | No | N. A. | No | Yes | No | No | M. L.: MFG/MD/2022/63252 |  | 1 | ADLER PRODUCTS\SS CASES AND TRAYS | 0 | VL number changed to ML number | Y | Surgical Trays |  | No | No | Yes | No | Yes | N. A.
D0102.0121 | D0102.0121 | S.S. MIDDLE TRAY FOR PLATE USED IN SMALL FRAGMENT SET, ADLER |  | D0102.0121 | N. A. | N. A. | N. A. | N. A. | N. A. | QPF/D0102.0121 | N. A. | N. A. | N. A. | N. A. | N. A. | PS/D0102.0121 | N. A. | N. A. | N. A. | N. A. | N. A. | D0102.0121 | N. A. | N. A. | Class A | FINISHED GOODS | ADLER™ | S.S. MIDDLE TRAY FOR PLATE | USED IN SMALL FRAGMENT SET | 17 | No | Yes |  | No | N. A. | No | N. A. | No | Yes | No | No | M. L.: MFG/MD/2022/63252 |  | 1 | ADLER PRODUCTS\SS CASES AND TRAYS | 0 | VL number changed to ML number | Y | Surgical Trays |  | No | No | Yes | No | Yes | N. A.
D0102.0122 | D0102.0122 | S.S. UPPER TRAY FOR INSTRUMENTS USED IN SMALL FRAGMENT SET, ADLER |  | D0102.0122 | N. A. | N. A. | N. A. | N. A. | N. A. | QPF/D0102.0122 | N. A. | N. A. | N. A. | N. A. | N. A. | PS/D0102.0122 | N. A. | N. A. | N. A. | N. A. | N. A. | D0102.0122 | N. A. | N. A. | Class A | FINISHED GOODS | ADLER™ | S.S. UPPER TRAY FOR INSTRUMENTS | USED IN SMALL FRAGMENT SET | 17 | No | Yes |  | No | N. A. | No | N. A. | No | Yes | No | No | M. L.: MFG/MD/2022/63252 |  | 1 | ADLER PRODUCTS\SS CASES AND TRAYS | 0 | VL number changed to ML number | Y | Surgical Trays |  | No | No | Yes | No | Yes | N. A.
D0102.0123 | D0102.0123 | S.S. TRAY FOR IMPLANTS USED IN SMALL FRAGMENT SET, ADLER |  | D0102.0123 | N. A. | N. A. | N. A. | N. A. | N. A. | QPF/D0102.0123 | N. A. | N. A. | N. A. | N. A. | N. A. | PS/D0102.0123 | N. A. | N. A. | N. A. | N. A. | N. A. | D0102.0123 | N. A. | N. A. | Class A | FINISHED GOODS | ADLER™ | S.S. TRAY FOR IMPLANTS | USED IN SMALL FRAGMENT SET | 17 | No | Yes |  | No | N. A. | No | N. A. | No | Yes | No | No | M. L.: MFG/MD/2022/63252 |  | 1 | ADLER PRODUCTS\SS CASES AND TRAYS | 0 | VL number changed to ML number | Y | Surgical Trays |  | No | No | Yes | No | Yes | N. A.
D0102.0123 | D0102.0123.01 | INSERT 1 (STUD) FOR S.S. TRAY FOR IMPLANTS USED IN SMALL FRAGMENT SET, ADLER |  | D0102.0123.01 | N. A. | N. A. | N. A. | N. A. | N. A. | N. A. | N. A. | N. A. | N. A. | N. A. | N. A. | PS/D0102.0123.01 | N. A. | N. A. | N. A. | N. A. | N. A. | D0102.0123 | N. A. | N. A. | N. A. | SEMIFINISHED GOODS | N. A. | N. A. | N. A. | N. A. | N. A. | N. A. |  | N. A. | N. A. | N. A. | N. A. | N. A. | N. A. | N. A. | N. A. | N. A. | N. A. | 1 | SUB COMPONENTS | 0 | Initial issue | N | SUB COMPONENTS |  | No | No | N. A. | N. A. | N. A. | N. A.
D0102.0123 | D0102.0123.02 | INSERT 2 (STUD) FOR S.S. TRAY FOR IMPLANTS USED IN SMALL FRAGMENT SET, ADLER |  | D0102.0123.02 | N. A. | N. A. | N. A. | N. A. | N. A. | N. A. | N. A. | N. A. | N. A. | N. A. | N. A. | PS/D0102.0123.01 | N. A. | N. A. | N. A. | N. A. | N. A. | D0102.0123 | N. A. | N. A. | N. A. | SEMIFINISHED GOODS | N. A. | N. A. | N. A. | N. A. | N. A. | N. A. |  | N. A. | N. A. | N. A. | N. A. | N. A. | N. A. | N. A. | N. A. | N. A. | N. A. | 1 | SUB COMPONENTS | 0 | Initial issue | N | SUB COMPONENTS |  | No | No | N. A. | N. A. | N. A. | N. A.
752 | D0102.0201 | S.S. LOWER TRAY FOR SUSHRUT SCREWS USED IN SCREW SET E0201.03, ADLER |  | D0102.0101 | N. A. | N. A. | N. A. | N. A. | N. A. | QPF/752 | 00 | 2019-02-26 | N. A. | N. A. | N. A. | PS/752 | N. A. | N. A. | N. A. | N. A. | N. A. | 224 | N. A. | N. A. | Class A | FINISHED GOODS | ADLER™ | S.S. LOWER TRAY FOR SUSHRUT SCREWS | IN SCREW SET E0201.03 | 17 | No | Yes |  | No | N. A. | No | N. A. | No | Yes | No | No | M. L.: MFG/MD/2022/63252 |  | 1 | ADLER PRODUCTS\SS CASES AND TRAYS | 0 | VL number changed to ML number | N | Surgical Trays |  | No | No | Yes | No | Yes | N. A.
D0102.0201 | D0102.0201.01 | S.S. LOWER TRAY FOR SUSHRUT SCREWS USED IN SCREW SET E0201.03, ADLER, BASE |  | D0102.0201.01 | N. A. | N. A. | N. A. | N. A. | N. A. | N. A. | N. A. | N. A. | N. A. | N. A. | N. A. | PS/D0102.0201.01 | 00 | 2019-02-05 | N. A. | N. A. | N. A. | D0102.0201 | N. A. | N. A. | N. A. | SEMIFINISHED GOODS | N. A. | N. A. | N. A. | N. A. | N. A. | N. A. |  | N. A. | N. A. | N. A. | N. A. | N. A. | N. A. | N. A. | N. A. | N. A. |  | 1 | ADLER PRODUCTS\SS CASES AND TRAYS | 0 | ADDED NEW CODE NUMBER AS PER MAIL FROM PST DTD. 22JUN2018 | N | CONTAINERS |  | No | No | N. A. | N. A. | N. A. | N. A.
D0102.0201 | D0102.0201.02 | S.S. LOWER TRAY FOR SUSHRUT SCREWS USED IN SCREW SET E0201.03, ADLER, INSERT |  | D0102.0201.02 | N. A. | N. A. | N. A. | N. A. | N. A. | N. A. | N. A. | N. A. | N. A. | N. A. | N. A. | PS/D0102.0201.02 | N. A. | N. A. | N. A. | N. A. | N. A. | D0102.0201 | N. A. | N. A. | N. A. | SEMIFINISHED GOODS | N. A. | N. A. | N. A. | N. A. | N. A. | N. A. |  | N. A. | N. A. | N. A. | N. A. | N. A. | N. A. | N. A. | N. A. | N. A. |  | 1 | ADLER PRODUCTS\SS CASES AND TRAYS | 0 | ADDED NEW CODE NUMBER AS PER MAIL FROM PST DTD. 22JUN2018 | N | CONTAINERS |  | No | No | N. A. | N. A. | N. A. | N. A.
D0102.0201 | D0102.0201.03 | S.S. LOWER TRAY FOR SUSHRUT SCREWS USED IN SCREW SET E0201.03, ADLER, STUD |  | D0102.0201.03 | N. A. | N. A. | N. A. | N. A. | N. A. | N. A. | N. A. | N. A. | N. A. | N. A. | N. A. | PS/D0102.0201.03 | N. A. | N. A. | N. A. | N. A. | N. A. | D0102.0201 | N. A. | N. A. | N. A. | SEMIFINISHED GOODS | N. A. | N. A. | N. A. | N. A. | N. A. | N. A. |  | N. A. | N. A. | N. A. | N. A. | N. A. | N. A. | N. A. | N. A. | N. A. |  | 1 | ADLER PRODUCTS\SS CASES AND TRAYS | 0 | ADDED NEW CODE NUMBER AS PER MAIL FROM PST DTD. 22JUN2018 | N | CONTAINERS |  | No | No | N. A. | N. A. | N. A. | N. A.
753 | D0102.0202 | S.S. UPPER TRAY FOR SUSHRUT SCREWS USED IN SCREW SET E0201.04, ADLER |  | D0102.0102 | N. A. | N. A. | N. A. | N. A. | N. A. | QPF/753 | 00 | 2019-02-26 | N. A. | N. A. | N. A. | PS/753 | N. A. | N. A. | N. A. | N. A. | N. A. | 225 | N. A. | N. A. | Class A | FINISHED GOODS | ADLER™ | S.S. UPPER TRAY FOR SUSHRUT SCREWS | USED IN SCREW SET E0201.04 | 17 | No | Yes |  | No | N. A. | No | N. A. | No | Yes | No | No | M. L.: MFG/MD/2022/63252 |  | 1 | ADLER PRODUCTS\SS CASES AND TRAYS | 0 | VL number changed to ML number | N | Surgical Trays |  | No | No | Yes | No | Yes | N. A.
D0102.0202 | D0102.0202.01 | S.S. UPPER TRAY FOR SUSHRUT SCREWS USED IN SCREW SET E0201.04, ADLER, BASE |  | D0102.0202.01 | N. A. | N. A. | N. A. | N. A. | N. A. | N. A. | N. A. | N. A. | N. A. | N. A. | N. A. | PS/D0102.0202.01 | 00 | 2019-02-05 | N. A. | N. A. | N. A. | D0102.0202 | N. A. | N. A. | N. A. | SEMIFINISHED GOODS | N. A. | N. A. | N. A. | N. A. | N. A. | N. A. |  | N. A. | N. A. | N. A. | N. A. | N. A. | N. A. | N. A. | N. A. | N. A. |  | 1 | ADLER PRODUCTS\SS CASES AND TRAYS | 0 | ADDED NEW CODE NUMBER AS PER MAIL FROM PST DTD. 22JUN2018 | N | CONTAINERS |  | No | No | N. A. | N. A. | N. A. | N. A.
D0102.0202 | D0102.0202.02 | S.S. UPPER TRAY FOR SUSHRUT SCREWS USED IN SCREW SET E0201.04, ADLER, INSERT |  | D0102.0202.02 | N. A. | N. A. | N. A. | N. A. | N. A. | N. A. | N. A. | N. A. | N. A. | N. A. | N. A. | PS/D0102.0202.02 | N. A. | N. A. | N. A. | N. A. | N. A. | D0102.0202 | N. A. | N. A. | N. A. | SEMIFINISHED GOODS | N. A. | N. A. | N. A. | N. A. | N. A. | N. A. |  | N. A. | N. A. | N. A. | N. A. | N. A. | N. A. | N. A. | N. A. | N. A. |  | 1 | ADLER PRODUCTS\SS CASES AND TRAYS | 0 | ADDED NEW CODE NUMBER AS PER MAIL FROM PST DTD. 22JUN2018 | N | CONTAINERS |  | No | No | N. A. | N. A. | N. A. | N. A.
D0102.0202 | D0102.0202.03 | S.S. UPPER TRAY FOR SUSHRUT SCREWS USED IN SCREW SET E0201.04, ADLER, ROD |  | D0102.0202.03 | N. A. | N. A. | N. A. | N. A. | N. A. | N. A. | N. A. | N. A. | N. A. | N. A. | N. A. | PS/D0102.0202.03 | N. A. | N. A. | N. A. | N. A. | N. A. | D0102.0202 | N. A. | N. A. | N. A. | SEMIFINISHED GOODS | N. A. | N. A. | N. A. | N. A. | N. A. | N. A. |  | N. A. | N. A. | N. A. | N. A. | N. A. | N. A. | N. A. | N. A. | N. A. |  | 1 | ADLER PRODUCTS\SS CASES AND TRAYS | 0 | ADDED NEW CODE NUMBER AS PER MAIL FROM PST DTD. 22JUN2018 | N | CONTAINERS |  | No | No | N. A. | N. A. | N. A. | N. A.
D0102.0202 | D0102.0202.04 | S.S. UPPER TRAY FOR SUSHRUT SCREWS USED IN SCREW SET E0201.04, ADLER, LATCH |  | D0102.0202.04 | 00 | 2020-01-22 | N. A. | N. A. | N. A. | N. A. | N. A. | N. A. | N. A. | N. A. | N. A. | PS/D0102.0202.04 | N. A. | N. A. | N. A. | N. A. | N. A. | D0102.0202 | N. A. | N. A. | N. A. | SEMIFINISHED GOODS | N. A. | N. A. | N. A. | N. A. | N. A. | N. A. |  | N. A. | N. A. | N. A. | N. A. | N. A. | N. A. | N. A. | N. A. | N. A. |  | 1 | ADLER PRODUCTS\SS CASES AND TRAYS | 0 | ADDED NEW CODE NUMBER AS PER MAIL FROM PST DTD. 22JUN2018 | N | CONTAINERS |  | No | No | N. A. | N. A. | N. A. | N. A.
D0102.0202 | D0102.0202.05 | S.S. UPPER TRAY FOR SUSHRUT SCREWS USED IN SCREW SET E0201.04, ADLER, SCREWS |  | D0102.0202.05 | N. A. | N. A. | N. A. | N. A. | N. A. | N. A. | N. A. | N. A. | N. A. | N. A. | N. A. | PS/D0102.0202.05 | N. A. | N. A. | N. A. | N. A. | N. A. | D0102.0202 | N. A. | N. A. | N. A. | SEMIFINISHED GOODS | N. A. | N. A. | N. A. | N. A. | N. A. | N. A. |  | N. A. | N. A. | N. A. | N. A. | N. A. | N. A. | N. A. | N. A. | N. A. |  | 1 | ADLER PRODUCTS\SS CASES AND TRAYS | 0 | ADDED NEW CODE NUMBER AS PER MAIL FROM PST DTD. 22JUN2018 | N | CONTAINERS |  | No | No | N. A. | N. A. | N. A. | N. A.
754 | D0102.0203 | S.S. SMALL TRAY FOR SCREWS USED IN SMALL FRAGMENT SET E0301.01 & E0301.02, ADLER |  | D0102.0103 | 00 | 2013-06-05 | N. A. | N. A. | N. A. | QPF/754 | 00 | 2019-02-26 | N. A. | N. A. | N. A. | PS/754 | 00 | 2020-07-25 | 2023-07-25 | N. A. | N. A. | 226 | N. A. | N. A. | Class A | FINISHED GOODS | ADLER™ | S.S. SMALL TRAY FOR SCREWS | IN SMALL FRAGMENT SET E0301.01 & E0301.02 | 17 | No | Yes |  | No | N. A. | No | N. A. | No | Yes | No | No | M. L.: MFG/MD/2022/63252 |  | 1 | ADLER PRODUCTS\SS CASES AND TRAYS | 0 | VL number changed to ML number | N | Surgical Trays |  | No | No | Yes | No | Yes | N. A.
D0102.0203 | D0102.0203.01 | S.S. SMALL TRAY FOR SCREWS USED IN SMALL FRAGMENT SET E0301.01 & E0301.02, ADLER, BASE |  | D0102.0206.01 | N. A. | N. A. | N. A. | N. A. | N. A. | N. A. | N. A. | N. A. | N. A. | N. A. | N. A. | PS/D0102.0203.01 | N. A. | N. A. | N. A. | N. A. | N. A. | D0102.0203 | N. A. | N. A. | N. A. | SEMIFINISHED GOODS | N. A. | N. A. | N. A. | N. A. | N. A. | N. A. |  | N. A. | N. A. | N. A. | N. A. | N. A. | N. A. | N. A. | N. A. | N. A. |  | 1 | ADLER PRODUCTS\SS CASES AND TRAYS | 0 | CHANGED DWG NO AS PER EMAIL FROM PRATIK BENDRE DTD 13DEC2019 ON 20DEC2019 | N | CONTAINERS |  | No | No | N. A. | N. A. | N. A. | N. A.
D0102.0203 | D0102.0203.02 | S.S. SMALL TRAY FOR SCREWS USED IN SMALL FRAGMENT SET E0301.01 & E0301.02, ADLER, LID |  | D0102.0206.02 | N. A. | N. A. | N. A. | N. A. | N. A. | N. A. | N. A. | N. A. | N. A. | N. A. | N. A. | PS/D0102.0203.02 | N. A. | N. A. | N. A. | N. A. | N. A. | D0102.0203 | N. A. | N. A. | N. A. | SEMIFINISHED GOODS | N. A. | N. A. | N. A. | N. A. | N. A. | N. A. |  | N. A. | N. A. | N. A. | N. A. | N. A. | N. A. | N. A. | N. A. | N. A. |  | 1 | ADLER PRODUCTS\SS CASES AND TRAYS | 0 | CHANGED DWG NO AS PER EMAIL FROM PRATIK BENDRE DTD 13DEC2019 ON 20DEC2019 | N | CONTAINERS |  | No | No | N. A. | N. A. | N. A. | N. A.
D0102.0203 | D0102.0203.03 | S.S. SMALL TRAY FOR SCREWS USED IN SMALL FRAGMENT SET E0301.01 & E0301.02, ADLER, CLIP |  | D0102.0206.03 | N. A. | N. A. | N. A. | N. A. | N. A. | N. A. | N. A. | N. A. | N. A. | N. A. | N. A. | PS/D0102.0203.03 | N. A. | N. A. | N. A. | N. A. | N. A. | D0102.0203 | N. A. | N. A. | N. A. | SEMIFINISHED GOODS | N. A. | N. A. | N. A. | N. A. | N. A. | N. A. |  | N. A. | N. A. | N. A. | N. A. | N. A. | N. A. | N. A. | N. A. | N. A. |  | 1 | ADLER PRODUCTS\SS CASES AND TRAYS | 0 | CHANGED DWG NO AS PER EMAIL FROM PRATIK BENDRE DTD 13DEC2019 ON 20DEC2019 | N | CONTAINERS |  | No | No | N. A. | N. A. | N. A. | N. A.
D0102.0203 | D0102.0203.04 | S.S. SMALL TRAY FOR SCREWS USED IN SMALL FRAGMENT SET E0301.01 & E0301.02, ADLER, LATCH |  | D0102.0206.04 | N. A. | N. A. | N. A. | N. A. | N. A. | N. A. | N. A. | N. A. | N. A. | N. A. | N. A. | PS/D0102.0203.04 | N. A. | N. A. | N. A. | N. A. | N. A. | D0102.0203 | N. A. | N. A. | N. A. | SEMIFINISHED GOODS | N. A. | N. A. | N. A. | N. A. | N. A. | N. A. |  | N. A. | N. A. | N. A. | N. A. | N. A. | N. A. | N. A. | N. A. | N. A. |  | 1 | ADLER PRODUCTS\SS CASES AND TRAYS | 0 | CHANGED DWG NO AS PER EMAIL FROM PRATIK BENDRE DTD 13DEC2019 ON 20DEC2019 | N | CONTAINERS |  | No | No | N. A. | N. A. | N. A. | N. A.
D0102.0203 | D0102.0203.05 | S.S. SMALL TRAY FOR SCREWS USED IN SMALL FRAGMENT SET E0301.01 & E0301.02, ADLER, SCREWS |  | D0102.0206.05 | N. A. | N. A. | N. A. | N. A. | N. A. | N. A. | N. A. | N. A. | N. A. | N. A. | N. A. | PS/D0102.0203.05 | N. A. | N. A. | N. A. | N. A. | N. A. | D0102.0203 | N. A. | N. A. | N. A. | SEMIFINISHED GOODS | N. A. | N. A. | N. A. | N. A. | N. A. | N. A. |  | N. A. | N. A. | N. A. | N. A. | N. A. | N. A. | N. A. | N. A. | N. A. |  | 1 | ADLER PRODUCTS\SS CASES AND TRAYS | 0 | CHANGED DWG NO AS PER EMAIL FROM PRATIK BENDRE DTD 13DEC2019 ON 20DEC2019 | N | CONTAINERS |  | No | No | N. A. | N. A. | N. A. | N. A.
D0102.0203 | D0102.0203.06 | S.S. SMALL TRAY FOR SCREWS USED IN SMALL FRAGMENT SET E0301.01 & E0301.02, ADLER, RIVET |  | D0102.0206.06 | N. A. | N. A. | N. A. | N. A. | N. A. | N. A. | N. A. | N. A. | N. A. | N. A. | N. A. | PS/D0102.0203.06 | N. A. | N. A. | N. A. | N. A. | N. A. | D0102.0203 | N. A. | N. A. | N. A. | SEMIFINISHED GOODS | N. A. | N. A. | N. A. | N. A. | N. A. | N. A. |  | N. A. | N. A. | N. A. | N. A. | N. A. | N. A. | N. A. | N. A. | N. A. |  | 1 | ADLER PRODUCTS\SS CASES AND TRAYS | 0 | CHANGED DWG NO AS PER EMAIL FROM PRATIK BENDRE DTD 13DEC2019 ON 20DEC2019 | N | CONTAINERS |  | No | No | N. A. | N. A. | N. A. | N. A.
D0102.0203 | D0102.0203.07 | S.S. SMALL TRAY FOR SCREWS USED IN SMALL FRAGMENT SET E0301.01 & E0301.02, ADLER, INSERT 1 |  | D0102.0206.09 | N. A. | N. A. | N. A. | N. A. | N. A. | QPF/754 | 00 | 2021-01-27 | N. A. | N. A. | N. A. | PS/D0102.0203.07 | N. A. | N. A. | N. A. | N. A. | N. A. | D0102.0203 | N. A. | N. A. | N. A. | SEMIFINISHED GOODS | N. A. | N. A. | N. A. | N. A. | N. A. | N. A. |  | N. A. | N. A. | N. A. | N. A. | N. A. | N. A. | N. A. | N. A. | N. A. |  | 0 | ADLER PRODUCTS\SS CASES AND TRAYS | 0 | CHANGED DWG NO AS PER EMAIL FROM PRATIK BENDRE DTD 13DEC2019 ON 20DEC2019 | N | CONTAINERS |  | No | No | N. A. | N. A. | N. A. | N. A.
D0102.0203 | D0102.0203.08 | S.S. SMALL TRAY FOR SCREWS USED IN SMALL FRAGMENT SET E0301.01 & E0301.02, ADLER,BOTTOM SHEET |  | D0102.0206.07 | N. A. | N. A. | N. A. | N. A. | N. A. | QPF/754 | 00 | 2021-01-27 | N. A. | N. A. | N. A. | PS/D0102.0203.08 | N. A. | N. A. | N. A. | N. A. | N. A. | D0102.0203 | N. A. | N. A. | N. A. | SEMIFINISHED GOODS | N. A. | N. A. | N. A. | N. A. | N. A. | N. A. |  | N. A. | N. A. | N. A. | N. A. | N. A. | N. A. | N. A. | N. A. | N. A. |  | 0 | ADLER PRODUCTS\SS CASES AND TRAYS | 0 | CHANGED DWG NO AS PER EMAIL FROM PRATIK BENDRE DTD 13DEC2019 ON 20DEC2019 | N | CONTAINERS |  | No | No | N. A. | N. A. | N. A. | N. A.
D0102.0203 | D0102.0203.09 | S.S. SMALL TRAY FOR SCREWS USED IN SMALL FRAGMENT SET E0301.01 & E0301.02, ADLER,Upper Tray |  | D0102.0206.08 | N. A. | N. A. | N. A. | N. A. | N. A. | N.A | N. A. | N. A. | N. A. | N. A. | N. A. | PS/D0102.0203.09 | N. A. | N. A. | N. A. | N. A. | N. A. | D0102.0203 | N. A. | N. A. | N. A. | SEMIFINISHED GOODS | N. A. | N. A. | N. A. | N. A. | N. A. | N. A. |  | N. A. | N. A. | N. A. | N. A. | N. A. | N. A. | N. A. | N. A. | N. A. |  | 0 | ADLER PRODUCTS\SS CASES AND TRAYS | 0 | CHANGED DWG NO & PS NO AS PER EMAIL FROM PRATIK BENDRE DTD 13DEC2019 ON 20DEC2019 | N | CONTAINERS |  | No | No | N. A. | N. A. | N. A. | N. A.
D0102.0203 | D0102.0203.10 | S.S. SMALL TRAY FOR SCREWS USED IN SMALL FRAGMENT SET E0301.01 & E0301.02, ADLER, INSERT 2 |  | D0102.0206.10 | N. A. | N. A. | N. A. | N. A. | N. A. | N.A | N. A. | N. A. | N. A. | N. A. | N. A. | PS/D0102.0203.10 | N. A. | N. A. | N. A. | N. A. | N. A. | D0102.0203 | N. A. | N. A. | N. A. | SEMIFINISHED GOODS | N. A. | N. A. | N. A. | N. A. | N. A. | N. A. |  | N. A. | N. A. | N. A. | N. A. | N. A. | N. A. | N. A. | N. A. | N. A. |  | 0 | ADLER PRODUCTS\SS CASES AND TRAYS | 0 | CHANGED DWG NO & PS NO AS PER EMAIL FROM PRATIK BENDRE DTD 13DEC2019 ON 20DEC2019 | N | CONTAINERS |  | No | No | N. A. | N. A. | N. A. | N. A.
D0102.0203 | D0102.0203.11 | S.S. SMALL TRAY FOR SCREWS USED IN SMALL FRAGMENT SET E0301.01 & E0301.02, ADLER, INSERT 3 |  | D0102.0206.11 | N. A. | N. A. | N. A. | N. A. | N. A. | N.A | N. A. | N. A. | N. A. | N. A. | N. A. | PS/D0102.0203.11 | N. A. | N. A. | N. A. | N. A. | N. A. | D0102.0203 | N. A. | N. A. | N. A. | SEMIFINISHED GOODS | N. A. | N. A. | N. A. | N. A. | N. A. | N. A. |  | N. A. | N. A. | N. A. | N. A. | N. A. | N. A. | N. A. | N. A. | N. A. |  | 0 | ADLER PRODUCTS\SS CASES AND TRAYS | 0 | CHANGED DWG NO & PS NO AS PER EMAIL FROM PRATIK BENDRE DTD 13DEC2019 ON 20DEC2019 | N | CONTAINERS |  | No | No | N. A. | N. A. | N. A. | N. A.
D0102.0203 | D0102.0203.12 | S.S. SMALL TRAY FOR SCREWS USED IN SMALL FRAGMENT SET E0301.01 & E0301.02, ADLER, INSERT 4 |  | D0102.0206.12 | N. A. | N. A. | N. A. | N. A. | N. A. | N.A | N. A. | N. A. | N. A. | N. A. | N. A. | PS/D0102.0203.12 | N. A. | N. A. | N. A. | N. A. | N. A. | D0102.0203 | N. A. | N. A. | N. A. | SEMIFINISHED GOODS | N. A. | N. A. | N. A. | N. A. | N. A. | N. A. |  | N. A. | N. A. | N. A. | N. A. | N. A. | N. A. | N. A. | N. A. | N. A. |  | 0 | ADLER PRODUCTS\SS CASES AND TRAYS | 0 | CHANGED DWG NO & PS NO AS PER EMAIL FROM PRATIK BENDRE DTD 13DEC2019 ON 20DEC2019 | N | CONTAINERS |  | No | No | N. A. | N. A. | N. A. | N. A.
D0102.0203 | D0102.0203.13 | S.S. SMALL TRAY FOR SCREWS USED IN SMALL FRAGMENT SET E0301.01 & E0301.02, ADLER, INSERT 5 |  | D0102.0206.13 | N. A. | N. A. | N. A. | N. A. | N. A. | N.A | N. A. | N. A. | N. A. | N. A. | N. A. | PS/D0102.0203.13 | N. A. | N. A. | N. A. | N. A. | N. A. | D0102.0203 | N. A. | N. A. | N. A. | SEMIFINISHED GOODS | N. A. | N. A. | N. A. | N. A. | N. A. | N. A. |  | N. A. | N. A. | N. A. | N. A. | N. A. | N. A. | N. A. | N. A. | N. A. |  | 0 | ADLER PRODUCTS\SS CASES AND TRAYS | 0 | CHANGED DWG NO & PS NO AS PER EMAIL FROM PRATIK BENDRE DTD 13DEC2019 ON 20DEC2019 | N | CONTAINERS |  | No | No | N. A. | N. A. | N. A. | N. A.
D0102.0203 | D0102.0203.14 | S.S. SMALL TRAY FOR SCREWS USED IN SMALL FRAGMENT SET E0301.01 & E0301.02, ADLER, INSERT 6 |  | D0102.0206.14 | N. A. | N. A. | N. A. | N. A. | N. A. | N.A | N. A. | N. A. | N. A. | N. A. | N. A. | PS/D0102.0203.14 | N. A. | N. A. | N. A. | N. A. | N. A. | D0102.0203 | N. A. | N. A. | N. A. | SEMIFINISHED GOODS | N. A. | N. A. | N. A. | N. A. | N. A. | N. A. |  | N. A. | N. A. | N. A. | N. A. | N. A. | N. A. | N. A. | N. A. | N. A. |  | 0 | ADLER PRODUCTS\SS CASES AND TRAYS | 0 | CHANGED DWG NO & PS NO AS PER EMAIL FROM PRATIK BENDRE DTD 13DEC2019 ON 20DEC2019 | N | CONTAINERS |  | No | No | N. A. | N. A. | N. A. | N. A.
D0102.0203 | D0102.0203.15 | S.S. SMALL TRAY FOR SCREWS USED IN SMALL FRAGMENT SET E0301.01 & E0301.02, ADLER Rod |  | D0102.0206.15 | N. A. | N. A. | N. A. | N. A. | N. A. | N.A | N. A. | N. A. | N. A. | N. A. | N. A. | PS/D0102.0203.15 | N. A. | N. A. | N. A. | N. A. | N. A. | D0102.0203 | N. A. | N. A. | N. A. | SEMIFINISHED GOODS | N. A. | N. A. | N. A. | N. A. | N. A. | N. A. |  | N. A. | N. A. | N. A. | N. A. | N. A. | N. A. | N. A. | N. A. | N. A. |  | 0 | ADLER PRODUCTS\SS CASES AND TRAYS | 0 | CHANGED DWG NO AS PER EMAIL FROM PRATIK BENDRE DTD 13DEC2019 ON 20DEC2019 | N | CONTAINERS |  | No | No | N. A. | N. A. | N. A. | N. A.
D0102.0203 | D0102.0203.16 | S.S. SMALL TRAY FOR SCREWS USED IN SMALL FRAGMENT SET E0301.01 & E0301.02, ADLER Rivet qty2 |  | D0102.0206.16 | N. A. | N. A. | N. A. | N. A. | N. A. | N.A | N. A. | N. A. | N. A. | N. A. | N. A. | PS/D0102.0203.16 | N. A. | N. A. | N. A. | N. A. | N. A. | D0102.0203 | N. A. | N. A. | N. A. | SEMIFINISHED GOODS | N. A. | N. A. | N. A. | N. A. | N. A. | N. A. |  | N. A. | N. A. | N. A. | N. A. | N. A. | N. A. | N. A. | N. A. | N. A. |  | 0 | ADLER PRODUCTS\SS CASES AND TRAYS | 0 | CHANGED DWG NO AS PER EMAIL FROM PRATIK BENDRE DTD 13DEC2019 ON 20DEC2019 | N | CONTAINERS |  | No | No | N. A. | N. A. | N. A. | N. A.
D0102.0203 | D0102.0203.17 | S.S. SMALL TRAY FOR SCREWS USED IN SMALL FRAGMENT SET E0301.01 & E0301.02, ADLER M6 Nut |  | D0102.0206.17 | N. A. | N. A. | N. A. | N. A. | N. A. | N.A | N. A. | N. A. | N. A. | N. A. | N. A. | PS/D0102.0203.17 | N. A. | N. A. | N. A. | N. A. | N. A. | D0102.0203 | N. A. | N. A. | N. A. | SEMIFINISHED GOODS | N. A. | N. A. | N. A. | N. A. | N. A. | N. A. |  | N. A. | N. A. | N. A. | N. A. | N. A. | N. A. | N. A. | N. A. | N. A. |  | 0 | ADLER PRODUCTS\SS CASES AND TRAYS | 0 | CHANGED DWG NO AS PER EMAIL FROM PRATIK BENDRE DTD 13DEC2019 ON 20DEC2019 | N | CONTAINERS |  | No | No | N. A. | N. A. | N. A. | N. A.
912 | D0102.0204 | S.S. LOWER TRAY FOR ADLER SCREWS USED IN SCREW SET E0203.00 |  | D0102.0204 | N. A. | N. A. | N. A. | N. A. | N. A. | QPF/912 | N. A. | N. A. | N. A. | N. A. | N. A. | PS/912 | N. A. | N. A. | N. A. | N. A. | N. A. | N.A. | N. A. | N. A. | Class A | FINISHED GOODS | ADLER™ | S.S. LOWER TRAY FOR ADLER SCREWS | USED IN SCREW SET E0203.00 | 17 | No | Yes |  | No | N. A. | No | N. A. | No | Yes | No | No | M. L.: MFG/MD/2022/63252 |  | 1 | ADLER PRODUCTS\SS CASES AND TRAYS | 0 | VL number changed to ML number | N | Surgical Trays |  | No | No | Yes | No | Yes | N. A.
D0102.0204 | D0102.0204.01 | S.S. LOWER TRAY FOR ADLER SCREWS USED IN SCREW SET E0203.00, BASE |  | D0102.0204.01 | N. A. | N. A. | N. A. | N. A. | N. A. | N. A. | N. A. | N. A. | N. A. | N. A. | N. A. | PS/D0102.0204.01 | 00 | 2019-02-05 | N. A. | N. A. | N. A. | D0102.0204 | N. A. | N. A. | N. A. | SEMIFINISHED GOODS | N. A. | N. A. | N. A. | N. A. | N. A. | N. A. |  | N. A. | N. A. | N. A. | N. A. | N. A. | N. A. | N. A. | N. A. | N. A. |  | 1 | ADLER PRODUCTS\SS CASES AND TRAYS | 0 | ADDED NEW CODE NUMBER AS PER MAIL FROM PST DTD. 22JUN2018 | N | CONTAINERS |  | No | No | N. A. | N. A. | N. A. | N. A.
D0102.0204 | D0102.0204.02 | S.S. LOWER TRAY FOR ADLER SCREWS USED IN SCREW SET E0203.00, INSERT |  | D0102.0204.02 | N. A. | N. A. | N. A. | N. A. | N. A. | N. A. | N. A. | N. A. | N. A. | N. A. | N. A. | PS/D0102.0204.02 | N. A. | N. A. | N. A. | N. A. | N. A. | D0102.0204 | N. A. | N. A. | N. A. | SEMIFINISHED GOODS | N. A. | N. A. | N. A. | N. A. | N. A. | N. A. |  | N. A. | N. A. | N. A. | N. A. | N. A. | N. A. | N. A. | N. A. | N. A. |  | 1 | ADLER PRODUCTS\SS CASES AND TRAYS | 0 | ADDED NEW CODE NUMBER AS PER MAIL FROM PST DTD. 22JUN2018 | N | CONTAINERS |  | No | No | N. A. | N. A. | N. A. | N. A.
D0102.0204 | D0102.0204.03 | S.S. LOWER TRAY FOR ADLER SCREWS USED IN SCREW SET E0203.00, STUD |  | D0102.0204.03 | N. A. | N. A. | N. A. | N. A. | N. A. | N. A. | N. A. | N. A. | N. A. | N. A. | N. A. | PS/D0102.0204.03 | N. A. | N. A. | N. A. | N. A. | N. A. | D0102.0204 | N. A. | N. A. | N. A. | SEMIFINISHED GOODS | N. A. | N. A. | N. A. | N. A. | N. A. | N. A. |  | N. A. | N. A. | N. A. | N. A. | N. A. | N. A. | N. A. | N. A. | N. A. |  | 1 | ADLER PRODUCTS\SS CASES AND TRAYS | 0 | ADDED NEW CODE NUMBER AS PER MAIL FROM PST DTD. 22JUN2018 | N | CONTAINERS |  | No | No | N. A. | N. A. | N. A. | N. A.
913 | D0102.0205 | S.S. UPPER TRAY FOR ADLER SCREWS USED IN SCREW SET E0203.00 |  | D0102.0205 | N. A. | N. A. | N. A. | N. A. | N. A. | QPF/913 | N. A. | N. A. | N. A. | N. A. | N. A. | PS/913 | N. A. | N. A. | N. A. | N. A. | N. A. | N.A. | N. A. | N. A. | Class A | FINISHED GOODS | ADLER™ | S.S. UPPER TRAY FOR ADLER SCREWS | USED IN SCREW SET E0203.00 | 17 | No | Yes |  | No | N. A. | No | N. A. | No | Yes | No | No | M. L.: MFG/MD/2022/63252 |  | 1 | ADLER PRODUCTS\SS CASES AND TRAYS | 0 | VL number changed to ML number | Y | Surgical Trays |  | No | No | Yes | No | Yes | N. A.
D0102.0205 | D0102.0205.01 | S.S. UPPER TRAY FOR ADLER SCREWS USED IN SCREW SET E0203.00, BASE |  | D0102.0205.01 | N. A. | N. A. | N. A. | N. A. | N. A. | N. A. | N. A. | N. A. | N. A. | N. A. | N. A. | PS/D0102.0205.01 | 00 | 2019-02-05 | N. A. | N. A. | N. A. | D0102.0205 | N. A. | N. A. | N. A. | SEMIFINISHED GOODS | N. A. | N. A. | N. A. | N. A. | N. A. | N. A. |  | N. A. | N. A. | N. A. | N. A. | N. A. | N. A. | N. A. | N. A. | N. A. |  | 1 | ADLER PRODUCTS\SS CASES AND TRAYS | 0 | ADDED NEW CODE NUMBER AS PER MAIL FROM PST DTD. 22JUN2018 | N | CONTAINERS |  | No | No | N. A. | N. A. | N. A. | N. A.
D0102.0205 | D0102.0205.02 | S.S. UPPER TRAY FOR ADLER SCREWS USED IN SCREW SET E0203.00, INSERT |  | D0102.0205.02 | N. A. | N. A. | N. A. | N. A. | N. A. | N. A. | N. A. | N. A. | N. A. | N. A. | N. A. | PS/D0102.0205.02 | N. A. | N. A. | N. A. | N. A. | N. A. | D0102.0205 | N. A. | N. A. | N. A. | SEMIFINISHED GOODS | N. A. | N. A. | N. A. | N. A. | N. A. | N. A. |  | N. A. | N. A. | N. A. | N. A. | N. A. | N. A. | N. A. | N. A. | N. A. |  | 1 | ADLER PRODUCTS\SS CASES AND TRAYS | 0 | ADDED NEW CODE NUMBER AS PER MAIL FROM PST DTD. 22JUN2018 | N | CONTAINERS |  | No | No | N. A. | N. A. | N. A. | N. A.
D0102.0205 | D0102.0205.03 | S.S. UPPER TRAY FOR ADLER SCREWS USED IN SCREW SET E0203.00, ROD |  | D0102.0205.03 | N. A. | N. A. | N. A. | N. A. | N. A. | N. A. | N. A. | N. A. | N. A. | N. A. | N. A. | PS/D0102.0205.03 | N. A. | N. A. | N. A. | N. A. | N. A. | D0102.0205 | N. A. | N. A. | N. A. | SEMIFINISHED GOODS | N. A. | N. A. | N. A. | N. A. | N. A. | N. A. |  | N. A. | N. A. | N. A. | N. A. | N. A. | N. A. | N. A. | N. A. | N. A. |  | 1 | ADLER PRODUCTS\SS CASES AND TRAYS | 0 | ADDED NEW CODE NUMBER AS PER MAIL FROM PST DTD. 22JUN2018 | N | CONTAINERS |  | No | No | N. A. | N. A. | N. A. | N. A.
D0102.0205 | D0102.0205.04 | S.S. UPPER TRAY FOR ADLER SCREWS USED IN SCREW SET E0203.00, LATCH |  | D0102.0205.04 | N. A. | N. A. | N. A. | N. A. | N. A. | N. A. | N. A. | N. A. | N. A. | N. A. | N. A. | PS/D0102.0205.04 | N. A. | N. A. | N. A. | N. A. | N. A. | D0102.0205 | N. A. | N. A. | N. A. | SEMIFINISHED GOODS | N. A. | N. A. | N. A. | N. A. | N. A. | N. A. |  | N. A. | N. A. | N. A. | N. A. | N. A. | N. A. | N. A. | N. A. | N. A. |  | 1 | ADLER PRODUCTS\SS CASES AND TRAYS | 0 | ADDED NEW CODE NUMBER AS PER MAIL FROM PST DTD. 22JUN2018 | N | CONTAINERS |  | No | No | N. A. | N. A. | N. A. | N. A.
D0102.0205 | D0102.0205.05 | S.S. UPPER TRAY FOR ADLER SCREWS USED IN SCREW SET E0203.00, SCREWS |  | D0102.0205.05 | N. A. | N. A. | N. A. | N. A. | N. A. | N. A. | N. A. | N. A. | N. A. | N. A. | N. A. | PS/D0102.0205.05 | N. A. | N. A. | N. A. | N. A. | N. A. | D0102.0205 | N. A. | N. A. | N. A. | SEMIFINISHED GOODS | N. A. | N. A. | N. A. | N. A. | N. A. | N. A. |  | N. A. | N. A. | N. A. | N. A. | N. A. | N. A. | N. A. | N. A. | N. A. |  | 1 | ADLER PRODUCTS\SS CASES AND TRAYS | 0 | ADDED NEW CODE NUMBER AS PER MAIL FROM PST DTD. 22JUN2018 | N | CONTAINERS |  | No | No | N. A. | N. A. | N. A. | N. A.
914 | D0102.0206 | S.S. SMALL RACK WITH SMALL TRAY FOR ADLER SCREWS USED IN SMALL FRAGMENT SET E0306.00 |  | D0102.0206 | N. A. | N. A. | N. A. | N. A. | N. A. | QPF/914 | 00 | 2021-01-27 | N. A. | N. A. | N. A. | PS/914 | 00 | 2020-07-25 | 2023-07-25 | N. A. | N. A. | N.A. | N. A. | N. A. | Class A | FINISHED GOODS | ADLER™ | S.S.SMALL RACK WITH SMALL TRAY | USED IN SMALL FRAGMENT SET E0306.00 | 17 | No | Yes |  | No | N. A. | No | N. A. | No | Yes | No | No | M. L.: MFG/MD/2022/63252 |  | 1 | ADLER PRODUCTS\SS CASES AND TRAYS | 0 | VL number changed to ML number | N | Surgical Trays |  | No | No | Yes | No | Yes | N. A.
D0102.0206 | D0102.0206.01 | S.S. SMALL RACK WITH SMALL TRAY FOR ADLER SCREWS USED IN SMALL FRAGMENT SET E0306.00, BASE |  | D0102.0206.01 | N. A. | N. A. | N. A. | N. A. | N. A. | N. A. | N. A. | N. A. | N. A. | N. A. | N. A. | PS/D0102.0206.01 | 00 | 2019-11-29 | N. A. | N. A. | N. A. | D0102.0206 | N. A. | N. A. | N. A. | SEMIFINISHED GOODS | N. A. | N. A. | N. A. | N. A. | N. A. | N. A. |  | N. A. | N. A. | N. A. | N. A. | N. A. | N. A. | N. A. | N. A. | N. A. |  | 1 | ADLER PRODUCTS\SS CASES AND TRAYS | 0 | ADDED NEW CODE NUMBER AS PER MAIL FROM PST DTD. 22JUN2018 | N | CONTAINERS |  | No | No | N. A. | N. A. | N. A. | N. A.
D0102.0206 | D0102.0206.02 | S.S. SMALL RACK WITH SMALL TRAY FOR ADLER SCREWS USED IN SMALL FRAGMENT SET E0306.00, LID |  | D0102.0206.02 | N. A. | N. A. | N. A. | N. A. | N. A. | N. A. | N. A. | N. A. | N. A. | N. A. | N. A. | PS/D0102.0206.02 | 00 | 2019-11-29 | N. A. | N. A. | N. A. | D0102.0206 | N. A. | N. A. | N. A. | SEMIFINISHED GOODS | N. A. | N. A. | N. A. | N. A. | N. A. | N. A. |  | N. A. | N. A. | N. A. | N. A. | N. A. | N. A. | N. A. | N. A. | N. A. |  | 1 | ADLER PRODUCTS\SS CASES AND TRAYS | 0 | ADDED NEW CODE NUMBER AS PER MAIL FROM PST DTD. 22JUN2018 | N | CONTAINERS |  | No | No | N. A. | N. A. | N. A. | N. A.
D0102.0206 | D0102.0206.03 | S.S. SMALL RACK WITH SMALL TRAY FOR ADLER SCREWS USED IN SMALL FRAGMENT SET E0306.00, CLIP |  | D0102.0206.03 | N. A. | N. A. | N. A. | N. A. | N. A. | N. A. | N. A. | N. A. | N. A. | N. A. | N. A. | PS/D0102.0206.03 | 00 | 2019-11-29 | N. A. | N. A. | N. A. | D0102.0206 | N. A. | N. A. | N. A. | SEMIFINISHED GOODS | N. A. | N. A. | N. A. | N. A. | N. A. | N. A. |  | N. A. | N. A. | N. A. | N. A. | N. A. | N. A. | N. A. | N. A. | N. A. |  | 1 | ADLER PRODUCTS\SS CASES AND TRAYS | 0 | ADDED NEW CODE NUMBER AS PER MAIL FROM PST DTD. 22JUN2018 | N | CONTAINERS |  | No | No | N. A. | N. A. | N. A. | N. A.
D0102.0206 | D0102.0206.04 | S.S. SMALL RACK WITH SMALL TRAY FOR ADLER SCREWS USED IN SMALL FRAGMENT SET E0306.00, LATCH |  | D0102.0206.04 | N. A. | N. A. | N. A. | N. A. | N. A. | N. A. | N. A. | N. A. | N. A. | N. A. | N. A. | PS/D0102.0206.04 | 00 | 2019-11-29 | N. A. | N. A. | N. A. | D0102.0206 | N. A. | N. A. | N. A. | SEMIFINISHED GOODS | N. A. | N. A. | N. A. | N. A. | N. A. | N. A. |  | N. A. | N. A. | N. A. | N. A. | N. A. | N. A. | N. A. | N. A. | N. A. |  | 1 | ADLER PRODUCTS\SS CASES AND TRAYS | 0 | ADDED NEW CODE NUMBER AS PER MAIL FROM PST DTD. 22JUN2018 | N | CONTAINERS |  | No | No | N. A. | N. A. | N. A. | N. A.
D0102.0206 | D0102.0206.05 | S.S. SMALL RACK WITH SMALL TRAY FOR ADLER SCREWS USED IN SMALL FRAGMENT SET E0306.00, SCREWS |  | D0102.0206.05 | N. A. | N. A. | N. A. | N. A. | N. A. | N. A. | N. A. | N. A. | N. A. | N. A. | N. A. | PS/D0102.0206.05 | 00 | 2019-11-29 | N. A. | N. A. | N. A. | D0102.0206 | N. A. | N. A. | N. A. | SEMIFINISHED GOODS | N. A. | N. A. | N. A. | N. A. | N. A. | N. A. |  | N. A. | N. A. | N. A. | N. A. | N. A. | N. A. | N. A. | N. A. | N. A. |  | 1 | ADLER PRODUCTS\SS CASES AND TRAYS | 0 | ADDED NEW CODE NUMBER AS PER MAIL FROM PST DTD. 22JUN2018 | N | CONTAINERS |  | No | No | N. A. | N. A. | N. A. | N. A.
D0102.0206 | D0102.0206.06 | S.S. SMALL RACK WITH SMALL TRAY FOR ADLER SCREWS USED IN SMALL FRAGMENT SET E0306.00, RIVET |  | D0102.0206.06 | N. A. | N. A. | N. A. | N. A. | N. A. | N. A. | N. A. | N. A. | N. A. | N. A. | N. A. | PS/D0102.0206.06 | 00 | 2019-11-29 | N. A. | N. A. | N. A. | D0102.0206 | N. A. | N. A. | N. A. | SEMIFINISHED GOODS | N. A. | N. A. | N. A. | N. A. | N. A. | N. A. |  | N. A. | N. A. | N. A. | N. A. | N. A. | N. A. | N. A. | N. A. | N. A. |  | 1 | ADLER PRODUCTS\SS CASES AND TRAYS | 0 | ADDED NEW CODE NUMBER AS PER MAIL FROM PST DTD. 22JUN2018 | N | CONTAINERS |  | No | No | N. A. | N. A. | N. A. | N. A.
D0102.0206 | D0102.0206.07 | S.S. SMALL RACK WITH SMALL TRAY FOR ADLER SCREWS USED IN SMALL FRAGMENT SET E0306.00, NETED SHEET |  | D0102.0206.07 | N. A. | N. A. | N. A. | N. A. | N. A. | N. A. | N. A. | N. A. | N. A. | N. A. | N. A. | PS/D0102.0206.07 | 00 | 2019-11-29 | N. A. | N. A. | N. A. | D0102.0206 | N. A. | N. A. | N. A. | SEMIFINISHED GOODS | N. A. | N. A. | N. A. | N. A. | N. A. | N. A. |  | N. A. | N. A. | N. A. | N. A. | N. A. | N. A. | N. A. | N. A. | N. A. |  | 1 | ADLER PRODUCTS\SS CASES AND TRAYS | 0 | ADDED NEW CODE NUMBER AS PER MAIL FROM PST DTD. 22JUN2018 | N | CONTAINERS |  | No | No | N. A. | N. A. | N. A. | N. A.
D0102.0206 | D0102.0206.08 | S.S. SMALL RACK WITH SMALL TRAY FOR ADLER SCREWS USED IN SMALL FRAGMENT SET E0306.00,Upper tray |  | D0102.0206.08 | N. A. | N. A. | N. A. | N. A. | N. A. | N. A. | N. A. | N. A. | N. A. | N. A. | N. A. | PS/D0102.0206.08 | 00 | 2019-11-30 | N. A. | N. A. | N. A. | D0102.0206 | N. A. | N. A. | N. A. | SEMIFINISHED GOODS | N. A. | N. A. | N. A. | N. A. | N. A. | N. A. |  | N. A. | N. A. | N. A. | N. A. | N. A. | N. A. | N. A. | N. A. | N. A. |  | 0 | ADLER PRODUCTS\SS CASES AND TRAYS | 0 | ADDED NEW CODE NO AS PER EMAIL FROM PRATIK DTD 03AUG2019 ON 12AUG2019 | N | CONTAINERS |  | No | No | N. A. | N. A. | N. A. | N. A.
D0102.0206 | D0102.0206.09 | S.S. SMALL RACK WITH SMALL TRAY FOR ADLER SCREWS USED IN SMALL FRAGMENT SET E0306.00,Insert 1 |  | D0102.0206.09 | N. A. | N. A. | N. A. | N. A. | N. A. | N. A. | N. A. | N. A. | N. A. | N. A. | N. A. | PS/D0102.0206.09 | 00 | 2019-11-30 | N. A. | N. A. | N. A. | D0102.0206 | N. A. | N. A. | N. A. | SEMIFINISHED GOODS | N. A. | N. A. | N. A. | N. A. | N. A. | N. A. |  | N. A. | N. A. | N. A. | N. A. | N. A. | N. A. | N. A. | N. A. | N. A. |  | 0 | ADLER PRODUCTS\SS CASES AND TRAYS | 0 | ADDED NEW CODE NO AS PER EMAIL FROM PRATIK DTD 03AUG2019 ON 12AUG2019 | N | CONTAINERS |  | No | No | N. A. | N. A. | N. A. | N. A.
D0102.0206 | D0102.0206.10 | S.S. SMALL RACK WITH SMALL TRAY FOR ADLER SCREWS USED IN SMALL FRAGMENT SET E0306.00,Insert2 |  | D0102.0206.10 | N. A. | N. A. | N. A. | N. A. | N. A. | N. A. | N. A. | N. A. | N. A. | N. A. | N. A. | PS/D0102.0206.10 | 00 | 2019-11-30 | N. A. | N. A. | N. A. | D0102.0206 | N. A. | N. A. | N. A. | SEMIFINISHED GOODS | N. A. | N. A. | N. A. | N. A. | N. A. | N. A. |  | N. A. | N. A. | N. A. | N. A. | N. A. | N. A. | N. A. | N. A. | N. A. |  | 0 | ADLER PRODUCTS\SS CASES AND TRAYS | 0 | ADDED NEW CODE NO AS PER EMAIL FROM PRATIK DTD 03AUG2019 ON 12AUG2019 | N | CONTAINERS |  | No | No | N. A. | N. A. | N. A. | N. A.
D0102.0206 | D0102.0206.11 | S.S. SMALL RACK WITH SMALL TRAY FOR ADLER SCREWS USED IN SMALL FRAGMENT SET E0306.00,Insert 3 |  | D0102.0206.11 | N. A. | N. A. | N. A. | N. A. | N. A. | N. A. | N. A. | N. A. | N. A. | N. A. | N. A. | PS/D0102.0206.11 | 00 | 2019-11-30 | N. A. | N. A. | N. A. | D0102.0206 | N. A. | N. A. | N. A. | SEMIFINISHED GOODS | N. A. | N. A. | N. A. | N. A. | N. A. | N. A. |  | N. A. | N. A. | N. A. | N. A. | N. A. | N. A. | N. A. | N. A. | N. A. |  | 0 | ADLER PRODUCTS\SS CASES AND TRAYS | 0 | ADDED NEW CODE NO AS PER EMAIL FROM PRATIK DTD 03AUG2019 ON 12AUG2019 | N | CONTAINERS |  | No | No | N. A. | N. A. | N. A. | N. A.
D0102.0206 | D0102.0206.12 | S.S. SMALL RACK WITH SMALL TRAY FOR ADLER SCREWS USED IN SMALL FRAGMENT SET E0306.00,Insert 4 |  | D0102.0206.12 | N. A. | N. A. | N. A. | N. A. | N. A. | N. A. | N. A. | N. A. | N. A. | N. A. | N. A. | PS/D0102.0206.12 | 00 | 2020-07-25 | 2023-07-25 | N. A. | N. A. | D0102.0206 | N. A. | N. A. | N. A. | SEMIFINISHED GOODS | N. A. | N. A. | N. A. | N. A. | N. A. | N. A. |  | N. A. | N. A. | N. A. | N. A. | N. A. | N. A. | N. A. | N. A. | N. A. |  | 0 | ADLER PRODUCTS\SS CASES AND TRAYS | 0 | ADDED NEW CODE NO AS PER EMAIL FROM PRATIK DTD 03AUG2019 ON 12AUG2019 | N | CONTAINERS |  | No | No | N. A. | N. A. | N. A. | N. A.
D0102.0206 | D0102.0206.13 | S.S. SMALL RACK WITH SMALL TRAY FOR ADLER SCREWS USED IN SMALL FRAGMENT SET E0306.00,Insert 5 |  | D0102.0206.13 | N. A. | N. A. | N. A. | N. A. | N. A. | N. A. | N. A. | N. A. | N. A. | N. A. | N. A. | PS/D0102.0206.13 | 00 | 2020-07-25 | 2023-07-25 | N. A. | N. A. | D0102.0206 | N. A. | N. A. | N. A. | SEMIFINISHED GOODS | N. A. | N. A. | N. A. | N. A. | N. A. | N. A. |  | N. A. | N. A. | N. A. | N. A. | N. A. | N. A. | N. A. | N. A. | N. A. |  | 0 | ADLER PRODUCTS\SS CASES AND TRAYS | 0 | ADDED NEW CODE NO AS PER EMAIL FROM PRATIK DTD 03AUG2019 ON 12AUG2019 | N | CONTAINERS |  | No | No | N. A. | N. A. | N. A. | N. A.
D0102.0206 | D0102.0206.14 | S.S. SMALL RACK WITH SMALL TRAY FOR ADLER SCREWS USED IN SMALL FRAGMENT SET E0306.00,Insert 6 |  | D0102.0206.14 | N. A. | N. A. | N. A. | N. A. | N. A. | N. A. | N. A. | N. A. | N. A. | N. A. | N. A. | PS/D0102.0206.14 | 00 | 2020-07-25 | 2023-07-25 | N. A. | N. A. | D0102.0206 | N. A. | N. A. | N. A. | SEMIFINISHED GOODS | N. A. | N. A. | N. A. | N. A. | N. A. | N. A. |  | N. A. | N. A. | N. A. | N. A. | N. A. | N. A. | N. A. | N. A. | N. A. |  | 0 | ADLER PRODUCTS\SS CASES AND TRAYS | 0 | ADDED NEW CODE NO AS PER EMAIL FROM PRATIK DTD 03AUG2019 ON 12AUG2019 | N | CONTAINERS |  | No | No | N. A. | N. A. | N. A. | N. A.
D0102.0206 | D0102.0206.15 | S.S. SMALL RACK WITH SMALL TRAY FOR ADLER SCREWS USED IN SMALL FRAGMENT SET E0306.00,Rod |  | D0102.0206.15 | N. A. | N. A. | N. A. | N. A. | N. A. | N. A. | N. A. | N. A. | N. A. | N. A. | N. A. | PS/D0102.0206.15 | 00 | 2020-07-24 | 2023-07-24 | N. A. | N. A. | D0102.0206 | N. A. | N. A. | N. A. | SEMIFINISHED GOODS | N. A. | N. A. | N. A. | N. A. | N. A. | N. A. |  | N. A. | N. A. | N. A. | N. A. | N. A. | N. A. | N. A. | N. A. | N. A. |  | 0 | ADLER PRODUCTS\SS CASES AND TRAYS | 0 | ADDED NEW CODE NO AS PER EMAIL FROM PRATIK DTD 03AUG2019 ON 12AUG2019 | N | CONTAINERS |  | No | No | N. A. | N. A. | N. A. | N. A.
D0102.0206 | D0102.0206.16 | S.S. SMALL RACK WITH SMALL TRAY FOR ADLER SCREWS USED IN SMALL FRAGMENT SET E0306.00,Rivet qty2 |  | D0102.0206.16 | N. A. | N. A. | N. A. | N. A. | N. A. | N. A. | N. A. | N. A. | N. A. | N. A. | N. A. | PS/D0102.0206.16 | 00 | 2019-11-30 | N. A. | N. A. | N. A. | D0102.0206 | N. A. | N. A. | N. A. | SEMIFINISHED GOODS | N. A. | N. A. | N. A. | N. A. | N. A. | N. A. |  | N. A. | N. A. | N. A. | N. A. | N. A. | N. A. | N. A. | N. A. | N. A. |  | 0 | ADLER PRODUCTS\SS CASES AND TRAYS | 0 | ADDED NEW CODE NO AS PER EMAIL FROM PRATIK DTD 03AUG2019 ON 12AUG2019 | N | CONTAINERS |  | No | No | N. A. | N. A. | N. A. | N. A.
D0102.0206 | D0102.0206.17 | S.S. SMALL RACK WITH SMALL TRAY FOR ADLER SCREWS USED IN SMALL FRAGMENT SET E0306.00,M6 Nut |  | D0102.0206.17 | N. A. | N. A. | N. A. | N. A. | N. A. | N. A. | N. A. | N. A. | N. A. | N. A. | N. A. | PS/D0102.0206.17 | 00 | 2019-11-30 | N. A. | N. A. | N. A. | D0102.0206 | N. A. | N. A. | N. A. | SEMIFINISHED GOODS | N. A. | N. A. | N. A. | N. A. | N. A. | N. A. |  | N. A. | N. A. | N. A. | N. A. | N. A. | N. A. | N. A. | N. A. | N. A. |  | 0 | ADLER PRODUCTS\SS CASES AND TRAYS | 0 | ADDED NEW CODE NO AS PER EMAIL FROM PRATIK DTD 03AUG2019 ON 12AUG2019 | N | CONTAINERS |  | No | No | N. A. | N. A. | N. A. | N. A.
D0102.0207 | D0102.0207 | RACK WITH LID, FOR EAZEE LOCKING SCREWS, ADLER |  | D0102.0207 | 00 | 2019-10-16 | N. A. | N. A. | N. A. | QPF/D0102.0207 | N. A. | N. A. | N. A. | N. A. | N. A. | PS/D0102.0207 | N. A. | N. A. | N. A. | N. A. | N. A. | D0102.0207 | N. A. | N. A. | Class A | FINISHED GOODS | ADLER™ | RACK WITH LID, FOR EAZEE LOCKING SCREWS |  | 17 | No | Yes |  | No | N. A. | No | N. A. | No | Yes | No | No | M. L.: MFG/MD/2022/63252 |  | 1 | ADLER PRODUCTS\SS CASES AND TRAYS | 0 | VL number changed to ML number | Y | Surgical Trays |  | No | No | Yes | No | Yes | N. A.
D0102.0207 | D0102.0207.01 | RACK WITH LID, FOR EAZEE LOCKING SCREWS, ADLER, BASE |  | D0102.0207.01 | 00 | 2020-02-04 | N. A. | N. A. | N. A. | N. A. | N. A. | N. A. | N. A. | N. A. | N. A. | PS/D0102.0207.01 | N. A. | N. A. | N. A. | N. A. | N. A. | D0102.0207 | N. A. | N. A. | N. A. | SEMIFINISHED GOODS | N. A. | N. A. | N. A. | N. A. | N. A. | N. A. |  | N. A. | N. A. | N. A. | N. A. | N. A. | N. A. | N. A. | N. A. | N. A. |  | 1 | ADLER PRODUCTS\SS CASES AND TRAYS | 0 | ADDED NEW CODE NUMBER AS PER MAIL FROM PST DTD. 22JUN2018 | N | CONTAINERS |  | No | No | N. A. | N. A. | N. A. | N. A.
D0102.0207 | D0102.0207.02 | RACK WITH LID, FOR EAZEE LOCKING SCREWS, ADLER, LID |  | D0102.0207.02 | 00 | 2020-02-06 | N. A. | N. A. | N. A. | N. A. | N. A. | N. A. | N. A. | N. A. | N. A. | PS/D0102.0207.02 | N. A. | N. A. | N. A. | N. A. | N. A. | D0102.0207 | N. A. | N. A. | N. A. | SEMIFINISHED GOODS | N. A. | N. A. | N. A. | N. A. | N. A. | N. A. |  | N. A. | N. A. | N. A. | N. A. | N. A. | N. A. | N. A. | N. A. | N. A. |  | 1 | ADLER PRODUCTS\SS CASES AND TRAYS | 0 | ADDED NEW CODE NUMBER AS PER MAIL FROM PST DTD. 22JUN2018 | N | CONTAINERS |  | No | No | N. A. | N. A. | N. A. | N. A.
D0102.0207 | D0102.0207.03 | RACK WITH LID, FOR EAZEE LOCKING SCREWS, ADLER, CLIP |  | D0102.0207.03 | 00 | 2020-02-04 | N. A. | N. A. | N. A. | N. A. | N. A. | N. A. | N. A. | N. A. | N. A. | PS/D0102.0207.03 | N. A. | N. A. | N. A. | N. A. | N. A. | D0102.0207 | N. A. | N. A. | N. A. | SEMIFINISHED GOODS | N. A. | N. A. | N. A. | N. A. | N. A. | N. A. |  | N. A. | N. A. | N. A. | N. A. | N. A. | N. A. | N. A. | N. A. | N. A. |  | 1 | ADLER PRODUCTS\SS CASES AND TRAYS | 0 | ADDED NEW CODE NUMBER AS PER MAIL FROM PST DTD. 22JUN2018 | N | CONTAINERS |  | No | No | N. A. | N. A. | N. A. | N. A.
D0102.0207 | D0102.0207.04 | RACK WITH LID, FOR EAZEE LOCKING SCREWS, ADLER, LATCH |  | D0102.0207.04 | 00 | 2020-02-04 | N. A. | N. A. | N. A. | N. A. | N. A. | N. A. | N. A. | N. A. | N. A. | PS/D0102.0207.04 | N. A. | N. A. | N. A. | N. A. | N. A. | D0102.0207 | N. A. | N. A. | N. A. | SEMIFINISHED GOODS | N. A. | N. A. | N. A. | N. A. | N. A. | N. A. |  | N. A. | N. A. | N. A. | N. A. | N. A. | N. A. | N. A. | N. A. | N. A. |  | 1 | ADLER PRODUCTS\SS CASES AND TRAYS | 0 | ADDED NEW CODE NUMBER AS PER MAIL FROM PST DTD. 22JUN2018 | N | CONTAINERS |  | No | No | N. A. | N. A. | N. A. | N. A.
D0102.0207 | D0102.0207.05 | RACK WITH LID, FOR EAZEE LOCKING SCREWS, ADLER, NUT |  | D0102.0207.05 | #N/A | #N/A | N. A. | N. A. | N. A. | N. A. | #N/A | #N/A | #N/A | #N/A | #N/A | PS/D0102.0207.05 | #N/A | #N/A | #N/A | #N/A | #N/A | D0102.0207 | N. A. | N. A. | N. A. | SEMIFINISHED GOODS | N. A. | N. A. | N. A. | N. A. | N. A. | N. A. |  | N. A. | N. A. | N. A. | N. A. | N. A. | N. A. | N. A. | N. A. | N. A. |  | 1 | ADLER PRODUCTS\SS CASES AND TRAYS | 0 | CHANGED STATUS TO INACTIVE AS PER EMAIL FROM ASP DTD 18OCT2019 ON 19OCT2019 | Y | CONTAINERS |  | No | No | N. A. | N. A. | N. A. | N. A.
D0102.0207 | D0102.0207.06 | RACK WITH LID, FOR EAZEE LOCKING SCREWS, ADLER, RIVET |  | D0102.0207.06 | 00 | 2020-02-02 | N. A. | N. A. | N. A. | N. A. | N. A. | N. A. | N. A. | N. A. | N. A. | PS/D0102.0207.06 | N. A. | N. A. | N. A. | N. A. | N. A. | D0102.0207 | N. A. | N. A. | N. A. | SEMIFINISHED GOODS | N. A. | N. A. | N. A. | N. A. | N. A. | N. A. |  | N. A. | N. A. | N. A. | N. A. | N. A. | N. A. | N. A. | N. A. | N. A. |  | 1 | ADLER PRODUCTS\SS CASES AND TRAYS | 0 | ADDED NEW CODE NUMBER AS PER MAIL FROM PST DTD. 22JUN2018 | N | CONTAINERS |  | No | No | N. A. | N. A. | N. A. | N. A.
D0102.0208 | D0102.0208 | RACK WITH LID, FOR CERVICAL SCREWS |  | D0102.0208 | N. A. | N. A. | N. A. | N. A. | N. A. | QPF/D0102.0208 | N. A. | N. A. | N. A. | N. A. | N. A. | PS/D0102.0208 | N. A. | N. A. | N. A. | N. A. | N. A. | D0102.0208 | N. A. | N. A. | Class A | FINISHED GOODS | ADLER™ | RACK WITH LID, FOR CERVICAL SCREWS |  | 17 | No | Yes |  | No | N. A. | No | N. A. | No | Yes | No | No | M. L.: MFG/MD/2022/63252 |  | 1 | ADLER PRODUCTS\SS CASES AND TRAYS | 0 | VL number changed to ML number | Y | Surgical Trays |  | No | No | Yes | No | Yes | N. A.
D0102.0209 | D0102.0209 | RACK WITH LID FOR CERVICAL SCREWS |  | D0102.0209 | N. A. | N. A. | N. A. | N. A. | N. A. | QPF/D0102.0209 | N. A. | N. A. | N. A. | N. A. | N. A. | PS/D0102.0209 | N. A. | N. A. | N. A. | N. A. | N. A. | D0102.0209 | N. A. | N. A. | Class A | FINISHED GOODS | ADLER™ | RACK WITH LID | FOR CERVICAL SCREWS | 17 | No | Yes |  | No | N. A. | No | N. A. | No | Yes | No | No | M. L.: MFG/MD/2022/63252 |  | 1 | SPINE PRODUCTS\CERVIEDGE SYSTEM\INSTRUMENTS CASES AND TRAYS | 0 | VL number changed to ML number | Y | Surgical Trays |  | No | No | Yes | No | Yes | N. A.
D0102.0209 | D0102.0209.01 | RACK WITH LID FOR CERVICAL SCREWS , BASE |  | D0102.0209.01 | N. A. | N. A. | N. A. | N. A. | N. A. | N. A. | N. A. | N. A. | N. A. | N. A. | N. A. | PS/D0102.0209.01 | N. A. | N. A. | N. A. | N. A. | N. A. | D0102.0209 | N. A. | N. A. | N. A. | SEMIFINISHED GOODS | N. A. | N. A. | N. A. | N. A. | N. A. | N. A. |  | N. A. | N. A. | N. A. | N. A. | N. A. | N. A. | N. A. | N. A. | N. A. |  | 1 | ADLER PRODUCTS\SS CASES AND TRAYS | 0 | ADDED NEW CODE NUMBER AS PER MAIL FROM PST DTD. 22JUN2018 | N | CONTAINERS |  | No | No | N. A. | N. A. | N. A. | N. A.
D0102.0209 | D0102.0209.02 | RACK WITH LID FOR CERVICAL SCREWS , LID |  | D0102.0209.02 | N. A. | N. A. | N. A. | N. A. | N. A. | N. A. | N. A. | N. A. | N. A. | N. A. | N. A. | PS/D0102.0209.02 | N. A. | N. A. | N. A. | N. A. | N. A. | D0102.0209 | N. A. | N. A. | N. A. | SEMIFINISHED GOODS | N. A. | N. A. | N. A. | N. A. | N. A. | N. A. |  | N. A. | N. A. | N. A. | N. A. | N. A. | N. A. | N. A. | N. A. | N. A. |  | 1 | ADLER PRODUCTS\SS CASES AND TRAYS | 0 | ADDED NEW CODE NUMBER AS PER MAIL FROM PST DTD. 22JUN2018 | N | CONTAINERS |  | No | No | N. A. | N. A. | N. A. | N. A.
D0102.0209 | D0102.0209.04 | RACK WITH LID FOR CERVICAL SCREWS , RIVET |  | D0102.0209.04 | N. A. | N. A. | N. A. | N. A. | N. A. | N. A. | N. A. | N. A. | N. A. | N. A. | N. A. | PS/D0102.0209.04 | N. A. | N. A. | N. A. | N. A. | N. A. | D0102.0209 | N. A. | N. A. | N. A. | SEMIFINISHED GOODS | N. A. | N. A. | N. A. | N. A. | N. A. | N. A. |  | N. A. | N. A. | N. A. | N. A. | N. A. | N. A. | N. A. | N. A. | N. A. |  | 1 | ADLER PRODUCTS\SS CASES AND TRAYS | 0 | ADDED NEW CODE NUMBER AS PER MAIL FROM PST DTD. 22JUN2018 | N | CONTAINERS |  | No | No | N. A. | N. A. | N. A. | N. A.
D0102.0209 | D0102.0209.05 | RACK WITH LID FOR CERVICAL SCREWS , CLIP |  | D0102.0209.05 | N. A. | N. A. | N. A. | N. A. | N. A. | N. A. | N. A. | N. A. | N. A. | N. A. | N. A. | PS/D0102.0209.05 | N. A. | N. A. | N. A. | N. A. | N. A. | D0102.0209 | N. A. | N. A. | N. A. | SEMIFINISHED GOODS | N. A. | N. A. | N. A. | N. A. | N. A. | N. A. |  | N. A. | N. A. | N. A. | N. A. | N. A. | N. A. | N. A. | N. A. | N. A. |  | 1 | ADLER PRODUCTS\SS CASES AND TRAYS | 0 | ADDED NEW CODE NUMBER AS PER MAIL FROM PST DTD. 22JUN2018 | N | CONTAINERS |  | No | No | N. A. | N. A. | N. A. | N. A.
D0102.0209 | D0102.0209.06 | RACK WITH LID FOR CERVICAL SCREWS , LATCH |  | D0102.0209.06 | N. A. | N. A. | N. A. | N. A. | N. A. | N. A. | N. A. | N. A. | N. A. | N. A. | N. A. | PS/D0102.0209.06 | N. A. | N. A. | N. A. | N. A. | N. A. | D0102.0209 | N. A. | N. A. | N. A. | SEMIFINISHED GOODS | N. A. | N. A. | N. A. | N. A. | N. A. | N. A. |  | N. A. | N. A. | N. A. | N. A. | N. A. | N. A. | N. A. | N. A. | N. A. |  | 1 | ADLER PRODUCTS\SS CASES AND TRAYS | 0 | ADDED NEW CODE NUMBER AS PER MAIL FROM PST DTD. 22JUN2018 | N | CONTAINERS |  | No | No | N. A. | N. A. | N. A. | N. A.
D0102.0210 | D0102.0210 | S.S. SMALL RACK FOR SCREWS USED IN SMALL FRAGMENT SET, ADLER |  | D0102.0210 | N. A. | N. A. | N. A. | N. A. | N. A. | QPF/D0102.0210 | N. A. | N. A. | N. A. | N. A. | N. A. | PS/D0102.0210 | N. A. | N. A. | N. A. | N. A. | N. A. | D0102.0210 | N. A. | N. A. | Class A | FINISHED GOODS | ADLER™ | S.S. SMALL RACK FOR SCREWS | USED IN SMALL FRAGMENT SET | 17 | No | Yes |  | No | N. A. | No | N. A. | No | Yes | No | No | M. L.: MFG/MD/2022/63252 |  | 1 | ADLER PRODUCTS\SS CASES AND TRAYS | 0 | VL number changed to ML number | Y | Surgical Trays |  | No | No | Yes | No | Yes | N. A.
821 | D0102.0301 | S.S. TRAY 1 FOR CLAMPS, USED IN UMEX COMPREHENSIVE SET, ADLER |  | D0101.0301 | N. A. | N. A. | N. A. | N. A. | N. A. | QPF/821 | N. A. | N. A. | N. A. | N. A. | N. A. | PS/821 | N. A. | N. A. | N. A. | N. A. | N. A. | 263 | N. A. | N. A. | Class A | FINISHED GOODS | ADLER™ | S.S. TRAY 1 FOR CLAMPS | USED IN UMEX COMPREHENSIVE SET | 17 | No | Yes |  | No | N. A. | No | N. A. | No | Yes | No | No | M. L.: MFG/MD/2022/63252 |  | 1 | ADLER PRODUCTS\SS CASES AND TRAYS | 0 | VL number changed to ML number | Y | Surgical Trays |  | No | No | Yes | No | Yes | N. A.
D0102.0301 | D0102.0301.01 | S.S. TRAY 1 FOR CLAMPS, USED IN UMEX COMPREHENSIVE SET, ADLER, BASE |  | D0102.0301.01 | N. A. | N. A. | N. A. | N. A. | N. A. | N. A. | N. A. | N. A. | N. A. | N. A. | N. A. | PS/D0102.0301.01 | N. A. | N. A. | N. A. | N. A. | N. A. | D0102.0301 | N. A. | N. A. | N. A. | SEMIFINISHED GOODS | N. A. | N. A. | N. A. | N. A. | N. A. | N. A. |  | N. A. | N. A. | N. A. | N. A. | N. A. | N. A. | N. A. | N. A. | N. A. |  | 1 | ADLER PRODUCTS\SS CASES AND TRAYS | 0 | ADDED NEW CODE NUMBER AS PER MAIL FROM PST DTD. 22JUN2018 | N | CONTAINERS |  | No | No | N. A. | N. A. | N. A. | N. A.
D0102.0301 | D0102.0301.02 | S.S. TRAY 1 FOR CLAMPS, USED IN UMEX COMPREHENSIVE SET, ADLER, INSERT |  | D0102.0301.02 | N. A. | N. A. | N. A. | N. A. | N. A. | N. A. | N. A. | N. A. | N. A. | N. A. | N. A. | PS/D0102.0301.02 | N. A. | N. A. | N. A. | N. A. | N. A. | D0102.0301 | N. A. | N. A. | N. A. | SEMIFINISHED GOODS | N. A. | N. A. | N. A. | N. A. | N. A. | N. A. |  | N. A. | N. A. | N. A. | N. A. | N. A. | N. A. | N. A. | N. A. | N. A. |  | 1 | ADLER PRODUCTS\SS CASES AND TRAYS | 0 | ADDED NEW CODE NUMBER AS PER MAIL FROM PST DTD. 22JUN2018 | N | CONTAINERS |  | No | No | N. A. | N. A. | N. A. | N. A.
D0102.0301 | D0102.0301.03 | S.S. TRAY 1 FOR CLAMPS, USED IN UMEX COMPREHENSIVE SET, ADLER, INSERT |  | D0102.0301.03 | N. A. | N. A. | N. A. | N. A. | N. A. | N. A. | N. A. | N. A. | N. A. | N. A. | N. A. | PS/D0102.0301.03 | N. A. | N. A. | N. A. | N. A. | N. A. | D0102.0301 | N. A. | N. A. | N. A. | SEMIFINISHED GOODS | N. A. | N. A. | N. A. | N. A. | N. A. | N. A. |  | N. A. | N. A. | N. A. | N. A. | N. A. | N. A. | N. A. | N. A. | N. A. |  | 1 | ADLER PRODUCTS\SS CASES AND TRAYS | 0 | ADDED NEW CODE NUMBER AS PER MAIL FROM PST DTD. 22JUN2018 | N | CONTAINERS |  | No | No | N. A. | N. A. | N. A. | N. A.
822 | D0102.0302 | S.S. TRAY 2 FOR INSTRUMENTS/'K' WIRES, USED IN UMEX COMPREHENSIVE SET, ADLER |  | D0102.0302 | N. A. | N. A. | N. A. | N. A. | N. A. | QPF/822 | N. A. | N. A. | N. A. | N. A. | N. A. | PS/822 | N. A. | N. A. | N. A. | N. A. | N. A. | 264 | N. A. | N. A. | Class A | FINISHED GOODS | ADLER™ | S.S. TRAY 2 FOR INSTRUMENTS/'K' WIRES | USED IN UMEX COMPREHENSIVE SET | 17 | No | Yes |  | No | N. A. | No | N. A. | No | Yes | No | No | M. L.: MFG/MD/2022/63252 |  | 1 | ADLER PRODUCTS\SS CASES AND TRAYS | 0 | VL number changed to ML number | Y | Surgical Trays |  | No | No | Yes | No | Yes | N. A.
D0102.0302 | D0102.0302.01 | S.S. TRAY 2 FOR INSTRUMENTS/`K` WIRES, USED IN UMEX COMPREHENSIVE SET, ADLER, BASE |  | D0102.0302.01 | N. A. | N. A. | N. A. | N. A. | N. A. | N. A. | N. A. | N. A. | N. A. | N. A. | N. A. | PS/D0102.0302.01 | N. A. | N. A. | N. A. | N. A. | N. A. | D0102.0302 | N. A. | N. A. | N. A. | SEMIFINISHED GOODS | N. A. | N. A. | N. A. | N. A. | N. A. | N. A. |  | N. A. | N. A. | N. A. | N. A. | N. A. | N. A. | N. A. | N. A. | N. A. |  | 1 | ADLER PRODUCTS\SS CASES AND TRAYS | 0 | ADDED NEW CODE NUMBER AS PER MAIL FROM PST DTD. 22JUN2018 | N | CONTAINERS |  | No | No | N. A. | N. A. | N. A. | N. A.
D0102.0302 | D0102.0302.02 | S.S. TRAY 2 FOR INSTRUMENTS/`K` WIRES, USED IN UMEX COMPREHENSIVE SET, ADLER, INSERT 1 |  | D0102.0302.02 | N. A. | N. A. | N. A. | N. A. | N. A. | N. A. | N. A. | N. A. | N. A. | N. A. | N. A. | PS/D0102.0302.02 | N. A. | N. A. | N. A. | N. A. | N. A. | D0102.0302 | N. A. | N. A. | N. A. | SEMIFINISHED GOODS | N. A. | N. A. | N. A. | N. A. | N. A. | N. A. |  | N. A. | N. A. | N. A. | N. A. | N. A. | N. A. | N. A. | N. A. | N. A. |  | 1 | ADLER PRODUCTS\SS CASES AND TRAYS | 0 | ADDED NEW CODE NUMBER AS PER MAIL FROM PST DTD. 22JUN2018 | N | CONTAINERS |  | No | No | N. A. | N. A. | N. A. | N. A.
D0102.0302 | D0102.0302.03 | S.S. TRAY 2 FOR INSTRUMENTS/`K` WIRES, USED IN UMEX COMPREHENSIVE SET, ADLER, INSERT 2 |  | D0102.0302.03 | N. A. | N. A. | N. A. | N. A. | N. A. | N. A. | N. A. | N. A. | N. A. | N. A. | N. A. | PS/D0102.0302.03 | N. A. | N. A. | N. A. | N. A. | N. A. | D0102.0302 | N. A. | N. A. | N. A. | SEMIFINISHED GOODS | N. A. | N. A. | N. A. | N. A. | N. A. | N. A. |  | N. A. | N. A. | N. A. | N. A. | N. A. | N. A. | N. A. | N. A. | N. A. |  | 1 | ADLER PRODUCTS\SS CASES AND TRAYS | 0 | ADDED NEW CODE NUMBER AS PER MAIL FROM PST DTD. 22JUN2018 | N | CONTAINERS |  | No | No | N. A. | N. A. | N. A. | N. A.
823 | D0102.0303 | S.S. TRAY 3 FOR BENT RODS, USED IN UMEX COMPREHENSIVE SET, ADLER |  | D0102.0303 | N. A. | N. A. | N. A. | N. A. | N. A. | QPF/823 | N. A. | N. A. | N. A. | N. A. | N. A. | PS/823 | N. A. | N. A. | N. A. | N. A. | N. A. | 264 | N. A. | N. A. | Class A | FINISHED GOODS | ADLER™ | S.S. TRAY 3 FOR BENT RODS | USED IN UMEX COMPREHENSIVE SET | 17 | No | Yes |  | No | N. A. | No | N. A. | No | Yes | No | No | M. L.: MFG/MD/2022/63252 |  | 1 | ADLER PRODUCTS\SS CASES AND TRAYS | 0 | VL number changed to ML number | Y | Surgical Trays |  | No | No | Yes | No | Yes | N. A.
D0102.0303 | D0102.0303.01 | S.S. TRAY 3 FOR BENT RODS, USED IN UMEX COMPREHENSIVE SET, ADLER, BASE |  | D0102.0303.01 | N. A. | N. A. | N. A. | N. A. | N. A. | N. A. | N. A. | N. A. | N. A. | N. A. | N. A. | PS/D0102.0303.01 | N. A. | N. A. | N. A. | N. A. | N. A. | D0102.0303 | N. A. | N. A. | N. A. | SEMIFINISHED GOODS | N. A. | N. A. | N. A. | N. A. | N. A. | N. A. |  | N. A. | N. A. | N. A. | N. A. | N. A. | N. A. | N. A. | N. A. | N. A. |  | 1 | ADLER PRODUCTS\SS CASES AND TRAYS | 0 | ADDED NEW CODE NUMBER AS PER MAIL FROM PST DTD. 22JUN2018 | N | CONTAINERS |  | No | No | N. A. | N. A. | N. A. | N. A.
D0102.0303 | D0102.0303.02 | S.S. TRAY 3 FOR BENT RODS, USED IN UMEX COMPREHENSIVE SET, ADLER, INSERT |  | D0102.0303.02 | N. A. | N. A. | N. A. | N. A. | N. A. | N. A. | N. A. | N. A. | N. A. | N. A. | N. A. | PS/D0102.0303.02 | N. A. | N. A. | N. A. | N. A. | N. A. | D0102.0303 | N. A. | N. A. | N. A. | SEMIFINISHED GOODS | N. A. | N. A. | N. A. | N. A. | N. A. | N. A. |  | N. A. | N. A. | N. A. | N. A. | N. A. | N. A. | N. A. | N. A. | N. A. |  | 1 | ADLER PRODUCTS\SS CASES AND TRAYS | 0 | ADDED NEW CODE NUMBER AS PER MAIL FROM PST DTD. 22JUN2018 | N | CONTAINERS |  | No | No | N. A. | N. A. | N. A. | N. A.
824 | D0102.0304 | S.S. TRAY 4 FOR DISTRACTORS, USED IN UMEX COMPREHENSIVE SET, ADLER |  | D0102.0304 | N. A. | N. A. | N. A. | N. A. | N. A. | QPF/824 | N. A. | N. A. | N. A. | N. A. | N. A. | PS/824 | N. A. | N. A. | N. A. | N. A. | N. A. | 265 | N. A. | N. A. | Class A | FINISHED GOODS | ADLER™ | S.S. TRAY 4 FOR DISTRACTORS | USED IN UMEX COMPREHENSIVE SET | 17 | No | Yes |  | No | N. A. | No | N. A. | No | Yes | No | No | M. L.: MFG/MD/2022/63252 |  | 1 | ADLER PRODUCTS\SS CASES AND TRAYS | 0 | VL number changed to ML number | Y | Surgical Trays |  | No | No | Yes | No | Yes | N. A.
D0102.0304 | D0102.0304.01 | S.S. TRAY 4 FOR DISTRACTORS, USED IN UMEX COMPREHENSIVE SET, ADLER, BASE |  | D0102.0304.01 | N. A. | N. A. | N. A. | N. A. | N. A. | N. A. | N. A. | N. A. | N. A. | N. A. | N. A. | PS/D0102.0304.01 | N. A. | N. A. | N. A. | N. A. | N. A. | D0102.0304 | N. A. | N. A. | N. A. | SEMIFINISHED GOODS | N. A. | N. A. | N. A. | N. A. | N. A. | N. A. |  | N. A. | N. A. | N. A. | N. A. | N. A. | N. A. | N. A. | N. A. | N. A. |  | 1 | ADLER PRODUCTS\SS CASES AND TRAYS | 0 | ADDED NEW CODE NUMBER AS PER MAIL FROM PST DTD. 22JUN2018 | N | CONTAINERS |  | No | No | N. A. | N. A. | N. A. | N. A.
D0102.0304 | D0102.0304.02 | S.S. TRAY 4 FOR DISTRACTORS, USED IN UMEX COMPREHENSIVE SET, ADLER, INSERT 1 |  | D0102.0304.02 | N. A. | N. A. | N. A. | N. A. | N. A. | N. A. | N. A. | N. A. | N. A. | N. A. | N. A. | PS/D0102.0304.02 | N. A. | N. A. | N. A. | N. A. | N. A. | D0102.0304 | N. A. | N. A. | N. A. | SEMIFINISHED GOODS | N. A. | N. A. | N. A. | N. A. | N. A. | N. A. |  | N. A. | N. A. | N. A. | N. A. | N. A. | N. A. | N. A. | N. A. | N. A. |  | 1 | ADLER PRODUCTS\SS CASES AND TRAYS | 0 | ADDED NEW CODE NUMBER AS PER MAIL FROM PST DTD. 22JUN2018 | N | CONTAINERS |  | No | No | N. A. | N. A. | N. A. | N. A.
D0102.0304 | D0102.0304.03 | S.S. TRAY 4 FOR DISTRACTORS, USED IN UMEX COMPREHENSIVE SET, ADLER, INSERT 2 |  | D0102.0304.03 | N. A. | N. A. | N. A. | N. A. | N. A. | N. A. | N. A. | N. A. | N. A. | N. A. | N. A. | PS/D0102.0304.03 | N. A. | N. A. | N. A. | N. A. | N. A. | D0102.0304 | N. A. | N. A. | N. A. | SEMIFINISHED GOODS | N. A. | N. A. | N. A. | N. A. | N. A. | N. A. |  | N. A. | N. A. | N. A. | N. A. | N. A. | N. A. | N. A. | N. A. | N. A. |  | 1 | ADLER PRODUCTS\SS CASES AND TRAYS | 0 | ADDED NEW CODE NUMBER AS PER MAIL FROM PST DTD. 22JUN2018 | N | CONTAINERS |  | No | No | N. A. | N. A. | N. A. | N. A.
825 | D0102.0305 | S.S. TRAY 5 FOR RODS / SPECIAL CLAMPS, USED IN UMEX COMPREHENSIVE SET, ADLER |  | D0102.0305 | N. A. | N. A. | N. A. | N. A. | N. A. | QPF/825 | N. A. | N. A. | N. A. | N. A. | N. A. | PS/825 | N. A. | N. A. | N. A. | N. A. | N. A. | 266 | N. A. | N. A. | Class A | FINISHED GOODS | ADLER™ | S.S. TRAY 5 FOR RODS / SPECIAL CLAMPS | USED IN UMEX COMPREHENSIVE SET | 17 | No | Yes |  | No | N. A. | No | N. A. | No | Yes | No | No | M. L.: MFG/MD/2022/63252 |  | 1 | ADLER PRODUCTS\SS CASES AND TRAYS | 0 | VL number changed to ML number | Y | Surgical Trays |  | No | No | Yes | No | Yes | N. A.
D0102.0305 | D0102.0305.01 | S.S. TRAY 5 FOR RODS / SPECIAL CLAMPS, USED IN UMEX COMPREHENSIVE SET, ADLER, BASE |  | D0102.0305.01 | N. A. | N. A. | N. A. | N. A. | N. A. | N. A. | N. A. | N. A. | N. A. | N. A. | N. A. | PS/D0102.0305.01 | N. A. | N. A. | N. A. | N. A. | N. A. | D0102.0305 | N. A. | N. A. | N. A. | SEMIFINISHED GOODS | N. A. | N. A. | N. A. | N. A. | N. A. | N. A. |  | N. A. | N. A. | N. A. | N. A. | N. A. | N. A. | N. A. | N. A. | N. A. |  | 1 | ADLER PRODUCTS\SS CASES AND TRAYS | 0 | ADDED NEW CODE NUMBER AS PER MAIL FROM PST DTD. 22JUN2018 | N | CONTAINERS |  | No | No | N. A. | N. A. | N. A. | N. A.
D0102.0305 | D0102.0305.02 | S.S. TRAY 5 FOR RODS / SPECIAL CLAMPS, USED IN UMEX COMPREHENSIVE SET, ADLER, INSERT 1 |  | D0102.0305.02 | N. A. | N. A. | N. A. | N. A. | N. A. | N. A. | N. A. | N. A. | N. A. | N. A. | N. A. | PS/D0102.0305.02 | N. A. | N. A. | N. A. | N. A. | N. A. | D0102.0305 | N. A. | N. A. | N. A. | SEMIFINISHED GOODS | N. A. | N. A. | N. A. | N. A. | N. A. | N. A. |  | N. A. | N. A. | N. A. | N. A. | N. A. | N. A. | N. A. | N. A. | N. A. |  | 1 | ADLER PRODUCTS\SS CASES AND TRAYS | 0 | ADDED NEW CODE NUMBER AS PER MAIL FROM PST DTD. 22JUN2018 | N | CONTAINERS |  | No | No | N. A. | N. A. | N. A. | N. A.
D0102.0305 | D0102.0305.03 | S.S. TRAY 5 FOR RODS / SPECIAL CLAMPS, USED IN UMEX COMPREHENSIVE SET, ADLER, INSERT 2 |  | D0102.0305.03 | N. A. | N. A. | N. A. | N. A. | N. A. | N. A. | N. A. | N. A. | N. A. | N. A. | N. A. | PS/D0102.0305.03 | N. A. | N. A. | N. A. | N. A. | N. A. | D0102.0305 | N. A. | N. A. | N. A. | SEMIFINISHED GOODS | N. A. | N. A. | N. A. | N. A. | N. A. | N. A. |  | N. A. | N. A. | N. A. | N. A. | N. A. | N. A. | N. A. | N. A. | N. A. |  | 1 | ADLER PRODUCTS\SS CASES AND TRAYS | 0 | ADDED NEW CODE NUMBER AS PER MAIL FROM PST DTD. 22JUN2018 | N | CONTAINERS |  | No | No | N. A. | N. A. | N. A. | N. A.
D0102.0306 | D0102.0306 | INSTRUMENT TRAY FOR CERVIEDGE SYSTEM |  | D0102.0306 | N. A. | N. A. | N. A. | N. A. | N. A. | QPF/D0102.0306 | N. A. | N. A. | N. A. | N. A. | N. A. | PS/D0102.0306 | N. A. | N. A. | N. A. | N. A. | N. A. | D0102.0306 | N. A. | N. A. | Class A | FINISHED GOODS | ADLER™ | INSTRUMENT TRAY | FOR CERVIEDGE SYSTEM | 17 | No | Yes |  | No | N. A. | No | N. A. | No | Yes | No | No | M. L.: MFG/MD/2022/63252 |  | 1 | SPINE PRODUCTS\CERVIEDGE SYSTEM\INSTRUMENTS CASES AND TRAYS | 0 | VL number changed to ML number | N | Surgical Trays |  | No | No | Yes | No | Yes | N. A.
D0102.0306 | D0102.0306.01 | INSTRUMENT TRAY FOR CERVIEDGE SYSTEM,TRAY BLANK |  | D0102.0306 | N. A. | N. A. | N. A. | N. A. | N. A. | N.A. | N. A. | N. A. | N. A. | N. A. | N. A. | PS/D0102.0306.01 | N. A. | N. A. | N. A. | N. A. | N. A. | D0102.0306 | N. A. | N. A. | N. A. | SEMIFINISHED GOODS | N. A. | N. A. | N. A. | N. A. | N. A. | N. A. |  | N. A. | N. A. | N. A. | N. A. | N. A. | N. A. | N. A. | N. A. | N. A. | N. A. | 1 | SUB COMPONENTS | 0 | ADDED NEW PRODUCT AS PER EMAIL FROM PRATIK DTD 04JAN2019 ON 08JAN2019 | N | SUB COMPONENTS |  | No | No | N. A. | N. A. | N. A. | N. A.
D0102.0306 | D0102.0306.02 | INSTRUMENT TRAY FOR CERVIEDGE SYSTEM,NYLON INSERT |  | D0102.0306 | N. A. | N. A. | N. A. | N. A. | N. A. | N.A. | N. A. | N. A. | N. A. | N. A. | N. A. | PS/D0102.0306.02 | N. A. | N. A. | N. A. | N. A. | N. A. | D0102.0306 | N. A. | N. A. | N. A. | SEMIFINISHED GOODS | N. A. | N. A. | N. A. | N. A. | N. A. | N. A. |  | N. A. | N. A. | N. A. | N. A. | N. A. | N. A. | N. A. | N. A. | N. A. | N. A. | 1 | SUB COMPONENTS | 0 | ADDED NEW PRODUCT AS PER EMAIL FROM PRATIK DTD 04JAN2019 ON 08JAN2019 | N | SUB COMPONENTS |  | No | No | N. A. | N. A. | N. A. | N. A.
D0102.0306 | D0102.0306.03 | INSTRUMENT TRAY FOR CERVIEDGE SYSTEM,STUD |  | D0102.0306 | N. A. | N. A. | N. A. | N. A. | N. A. | N.A. | N. A. | N. A. | N. A. | N. A. | N. A. | PS/D0102.0306.03 | N. A. | N. A. | N. A. | N. A. | N. A. | D0102.0306 | N. A. | N. A. | N. A. | SEMIFINISHED GOODS | N. A. | N. A. | N. A. | N. A. | N. A. | N. A. |  | N. A. | N. A. | N. A. | N. A. | N. A. | N. A. | N. A. | N. A. | N. A. | N. A. | 1 | SUB COMPONENTS | 0 | ADDED NEW PRODUCT AS PER EMAIL FROM PRATIK DTD 04JAN2019 ON 08JAN2019 | N | SUB COMPONENTS |  | No | No | N. A. | N. A. | N. A. | N. A.
D0102.0307 | D0102.0307 | PLATE TRAY 1 FOR CERVIEDGE SYSTEM |  | D0102.0307 | N. A. | N. A. | N. A. | N. A. | N. A. | QPF/D0102.0307 | N. A. | N. A. | N. A. | N. A. | N. A. | PS/D0102.0307 | N. A. | N. A. | N. A. | N. A. | N. A. | D0102.0307 | N. A. | N. A. | Class A | FINISHED GOODS | CERVIEDGE™ | IMPLANT TRAY | TRAY 1 FOR CERVIEDGE PLATES | 17 | No | Yes |  | No | N. A. | No | N. A. | No | Yes | No | No | M. L.: MFG/MD/2022/63252 |  | 1 | SPINE PRODUCTS\CERVIEDGE SYSTEM\INSTRUMENTS CASES AND TRAYS | 0 | VL number changed to ML number | N | Surgical Trays |  | No | No | Yes | No | Yes | N. A.
D0102.0307 | D0102.0307.01 | PLATE TRAY 1 FOR CERVIEDGE SYSTEM,TRAY, BLANK |  | D0102.0307 | N. A. | N. A. | N. A. | N. A. | N. A. | N.A. | N. A. | N. A. | N. A. | N. A. | N. A. | PS/D0102.0307.01 | N. A. | N. A. | N. A. | N. A. | N. A. | D0102.0307 | N. A. | N. A. | N. A. | SEMIFINISHED GOODS | N. A. | N. A. | N. A. | N. A. | N. A. | N. A. |  | N. A. | N. A. | N. A. | N. A. | N. A. | N. A. | N. A. | N. A. | N. A. | N. A. | 1 | SUB COMPONENTS | 0 | ADDED NEW PRODUCT AS PER EMAIL FROM PRATIK DTD 04JAN2019 ON 08JAN2019 | N | SUB COMPONENTS |  | No | No | N. A. | N. A. | N. A. | N. A.
D0102.0307 | D0102.0307.02 | PLATE TRAY 1 FOR CERVIEDGE SYSTEM,TRAY,NYLON INSERT |  | D0102.0307 | N. A. | N. A. | N. A. | N. A. | N. A. | N.A. | N. A. | N. A. | N. A. | N. A. | N. A. | PS/D0102.0307.02 | N. A. | N. A. | N. A. | N. A. | N. A. | D0102.0307 | N. A. | N. A. | N. A. | SEMIFINISHED GOODS | N. A. | N. A. | N. A. | N. A. | N. A. | N. A. |  | N. A. | N. A. | N. A. | N. A. | N. A. | N. A. | N. A. | N. A. | N. A. | N. A. | 1 | SUB COMPONENTS | 0 | ADDED NEW PRODUCT AS PER EMAIL FROM PRATIK DTD 04JAN2019 ON 08JAN2019 | N | SUB COMPONENTS |  | No | No | N. A. | N. A. | N. A. | N. A.
D0102.0307 | D0102.0307.03 | PLATE TRAY 1 FOR CERVIEDGE SYSTEM,STUD |  | D0102.0307 | N. A. | N. A. | N. A. | N. A. | N. A. | N.A. | N. A. | N. A. | N. A. | N. A. | N. A. | PS/D0102.0307.03 | N. A. | N. A. | N. A. | N. A. | N. A. | D0102.0307 | N. A. | N. A. | N. A. | SEMIFINISHED GOODS | N. A. | N. A. | N. A. | N. A. | N. A. | N. A. |  | N. A. | N. A. | N. A. | N. A. | N. A. | N. A. | N. A. | N. A. | N. A. | N. A. | 1 | SUB COMPONENTS | 0 | ADDED NEW PRODUCT AS PER EMAIL FROM PRATIK DTD 04JAN2019 ON 08JAN2019 | N | SUB COMPONENTS |  | No | No | N. A. | N. A. | N. A. | N. A.
D0102.0308 | D0102.0308 | PLATE TRAY 2 FOR CERVIEDGE SYSTEM |  | D0102.0308 | N. A. | N. A. | N. A. | N. A. | N. A. | QPF/D0102.0308 | N. A. | N. A. | N. A. | N. A. | N. A. | PS/D0102.0308 | N. A. | N. A. | N. A. | N. A. | N. A. | D0102.0308 | N. A. | N. A. | Class A | FINISHED GOODS | CERVIEDGE™ | IMPLANT TRAY | TRAY 2 FOR CERVIEDGE PLATES | 17 | No | Yes |  | No | N. A. | No | N. A. | No | Yes | No | No | M. L.: MFG/MD/2022/63252 |  | 1 | SPINE PRODUCTS\CERVIEDGE SYSTEM\INSTRUMENTS CASES AND TRAYS | 0 | VL number changed to ML number | N | Surgical Trays |  | No | No | Yes | No | Yes | N. A.
D0102.0401 | D0102.0401 | S.S TRAY 1 FOR EAZEE INST SET , ADLER |  | D0102.0401 | 00 | 2016-06-15 | N. A. | N. A. | N. A. | QPF/D0102.0401 | N. A. | N. A. | N. A. | N. A. | N. A. | PS/D0102.0401 | N. A. | N. A. | N. A. | N. A. | N. A. | D0102.0401 | N. A. | N. A. | Class A | FINISHED GOODS | ADLER™ | S.S TRAY 1 FOR EAZEE INST SET |  | 17 | No | Yes |  | No | N. A. | No | N. A. | No | Yes | No | No | M. L.: MFG/MD/2022/63252 |  | 1 | ADLER PRODUCTS\SS CASES AND TRAYS | 0 | VL number changed to ML number | Y | Surgical Trays |  | No | No | Yes | No | Yes | N. A.
D0102.0401 | D0102.0401.01 | S.S TRAY 1 FOR EAZEE INST SET , ADLER, BASE |  | D0102.0401.01 | N. A. | N. A. | N. A. | N. A. | N. A. | N. A. | N. A. | N. A. | N. A. | N. A. | N. A. | PS/D0102.0401.01 | N. A. | N. A. | N. A. | N. A. | N. A. | D0102.0401 | N. A. | N. A. | N. A. | SEMIFINISHED GOODS | N. A. | N. A. | N. A. | N. A. | N. A. | N. A. |  | N. A. | N. A. | N. A. | N. A. | N. A. | N. A. | N. A. | N. A. | N. A. |  | 1 | ADLER PRODUCTS\SS CASES AND TRAYS | 0 | ADDED NEW CODE NUMBER AS PER MAIL FROM PST DTD. 22JUN2018 | N | CONTAINERS |  | No | No | N. A. | N. A. | N. A. | N. A.
D0102.0401 | D0102.0401.02 | S.S TRAY 1 FOR EAZEE INST SET , ADLER, NYLON INSERT (WHITE) |  | D0102.0401.02 | N. A. | N. A. | N. A. | N. A. | N. A. | N. A. | N. A. | N. A. | N. A. | N. A. | N. A. | PS/D0102.0401.02 | N. A. | N. A. | N. A. | N. A. | N. A. | D0102.0401 | N. A. | N. A. | N. A. | SEMIFINISHED GOODS | N. A. | N. A. | N. A. | N. A. | N. A. | N. A. |  | N. A. | N. A. | N. A. | N. A. | N. A. | N. A. | N. A. | N. A. | N. A. |  | 1 | ADLER PRODUCTS\SS CASES AND TRAYS | 0 | ADDED NEW CODE NUMBER AS PER MAIL FROM PST DTD. 22JUN2018 | N | CONTAINERS |  | No | No | N. A. | N. A. | N. A. | N. A.
D0102.0401 | D0102.0401.03 | S.S TRAY 1 FOR EAZEE INST SET , ADLER, STUD |  | D0102.0401.03 | N. A. | N. A. | N. A. | N. A. | N. A. | N. A. | N. A. | N. A. | N. A. | N. A. | N. A. | PS/D0102.0401.03 | N. A. | N. A. | N. A. | N. A. | N. A. | D0102.0401 | N. A. | N. A. | N. A. | SEMIFINISHED GOODS | N. A. | N. A. | N. A. | N. A. | N. A. | N. A. |  | N. A. | N. A. | N. A. | N. A. | N. A. | N. A. | N. A. | N. A. | N. A. |  | 1 | ADLER PRODUCTS\SS CASES AND TRAYS | 0 | ADDED NEW CODE NUMBER AS PER MAIL FROM PST DTD. 22JUN2018 | N | CONTAINERS |  | No | No | N. A. | N. A. | N. A. | N. A.
D0102.0402 | D0102.0402 | S.S TRAY 2 FOR EAZEE INST SET , ADLER |  | D0102.0402 | 00 | 2016-06-15 | N. A. | N. A. | N. A. | QPF/D0102.0402 | N. A. | N. A. | N. A. | N. A. | N. A. | PS/D0102.0402 | N. A. | N. A. | N. A. | N. A. | N. A. | D0102.0402 | N. A. | N. A. | Class A | FINISHED GOODS | ADLER™ | S.S TRAY 2 FOR EAZEE INST SET |  | 17 | No | Yes |  | No | N. A. | No | N. A. | No | Yes | No | No | M. L.: MFG/MD/2022/63252 |  | 1 | ADLER PRODUCTS\SS CASES AND TRAYS | 0 | VL number changed to ML number | Y | Surgical Trays |  | No | No | Yes | No | Yes | N. A.
D0102.0402 | D0102.0402.01 | S.S TRAY 2 FOR EAZEE INST SET , ADLER, BASE |  | D0102.0402.01 | N. A. | N. A. | N. A. | N. A. | N. A. | N. A. | N. A. | N. A. | N. A. | N. A. | N. A. | PS/D0102.0402.01 | N. A. | N. A. | N. A. | N. A. | N. A. | D0102.0402 | N. A. | N. A. | N. A. | SEMIFINISHED GOODS | N. A. | N. A. | N. A. | N. A. | N. A. | N. A. |  | N. A. | N. A. | N. A. | N. A. | N. A. | N. A. | N. A. | N. A. | N. A. |  | 1 | ADLER PRODUCTS\SS CASES AND TRAYS | 0 | ADDED NEW CODE NUMBER AS PER MAIL FROM PST DTD. 22JUN2018 | N | CONTAINERS |  | No | No | N. A. | N. A. | N. A. | N. A.
D0102.0402 | D0102.0402.02 | S.S TRAY 2 FOR EAZEE INST SET , ADLER, NYLON INSERT (WHITE) |  | D0102.0402.02 | N. A. | N. A. | N. A. | N. A. | N. A. | N. A. | N. A. | N. A. | N. A. | N. A. | N. A. | PS/D0102.0402.02 | N. A. | N. A. | N. A. | N. A. | N. A. | D0102.0402 | N. A. | N. A. | N. A. | SEMIFINISHED GOODS | N. A. | N. A. | N. A. | N. A. | N. A. | N. A. |  | N. A. | N. A. | N. A. | N. A. | N. A. | N. A. | N. A. | N. A. | N. A. |  | 1 | ADLER PRODUCTS\SS CASES AND TRAYS | 0 | ADDED NEW CODE NUMBER AS PER MAIL FROM PST DTD. 22JUN2018 | N | CONTAINERS |  | No | No | N. A. | N. A. | N. A. | N. A.
D0102.0402 | D0102.0402.03 | S.S TRAY 2 FOR EAZEE INST SET , ADLER, STUD |  | D0102.0402.03 | N. A. | N. A. | N. A. | N. A. | N. A. | N. A. | N. A. | N. A. | N. A. | N. A. | N. A. | PS/D0102.0402.03 | N. A. | N. A. | N. A. | N. A. | N. A. | D0102.0402 | N. A. | N. A. | N. A. | SEMIFINISHED GOODS | N. A. | N. A. | N. A. | N. A. | N. A. | N. A. |  | N. A. | N. A. | N. A. | N. A. | N. A. | N. A. | N. A. | N. A. | N. A. |  | 1 | ADLER PRODUCTS\SS CASES AND TRAYS | 0 | ADDED NEW CODE NUMBER AS PER MAIL FROM PST DTD. 22JUN2018 | N | CONTAINERS |  | No | No | N. A. | N. A. | N. A. | N. A.
D0102.0501 | D0102.0501 | S.S TRAY 1 FOR ZETA INSTRUMENT SET |  | D0102.0501 | #N/A | #N/A | N. A. | N. A. | N. A. | QPF/D0102.0501 | #N/A | #N/A | #N/A | #N/A | #N/A | PS/D0102.0501 | #N/A | #N/A | #N/A | #N/A | #N/A | D0102.0501 | N. A. | N. A. | Class A | FINISHED GOODS | ADLER™ | S.S TRAY 1 FOR ZETA INSTRUMENT SET |  | 17 | No | Yes |  | No | N. A. | No | N. A. | No | Yes | No | No | M. L.: MFG/MD/2022/63252 |  | 1 | SPINE PRODUCTS\ZETA\INSTRUMENTS CASES AND TRAYS | 0 | VL number changed to ML number | Y | Surgical Trays |  | No | No | Yes | No | Yes | N. A.
D0102.0502 | D0102.0502 | S.S TRAY 2 FOR ZETA INSTRUMENT SET |  | D0102.0502 | #N/A | #N/A | N. A. | N. A. | N. A. | QPF/D0102.0502 | #N/A | #N/A | #N/A | #N/A | #N/A | PS/D0102.0502 | #N/A | #N/A | #N/A | #N/A | #N/A | D0102.0502 | N. A. | N. A. | Class A | FINISHED GOODS | ADLER™ | S.S TRAY 2 FOR ZETA INSTRUMENT SET |  | 17 | No | Yes |  | No | N. A. | No | N. A. | No | Yes | No | No | M. L.: MFG/MD/2022/63252 |  | 1 | SPINE PRODUCTS\ZETA\INSTRUMENTS CASES AND TRAYS | 0 | VL number changed to ML number | Y | Surgical Trays |  | No | No | Yes | No | Yes | N. A.
D0102.0503 | D0102.0503 | S.S TRAY 3 FOR ZETA INSTRUMENT SET |  | D0102.0503 | #N/A | #N/A | N. A. | N. A. | N. A. | QPF/D0102.0503 | #N/A | #N/A | #N/A | #N/A | #N/A | PS/D0102.0503 | #N/A | #N/A | #N/A | #N/A | #N/A | D0102.0503 | N. A. | N. A. | Class A | FINISHED GOODS | ADLER™ | S.S TRAY 3 FOR ZETA INSTRUMENT SET |  | 17 | No | Yes |  | No | N. A. | No | N. A. | No | Yes | No | No | M. L.: MFG/MD/2022/63252 |  | 1 | SPINE PRODUCTS\ZETA\INSTRUMENTS CASES AND TRAYS | 0 | VL number changed to ML number | Y | Surgical Trays |  | No | No | Yes | No | Yes | N. A.
D0102.0601 | D0102.0601 | S.S TRAY 1 FOR DHS INSTRUMENT SET, ADLER |  | D0102.0601 | N. A. | N. A. | N. A. | N. A. | N. A. | QPF/D0102.0601 | N. A. | N. A. | N. A. | N. A. | N. A. | PS/D0102.0601 | N. A. | N. A. | N. A. | N. A. | N. A. | D0102.0601 | N. A. | N. A. | Class A | FINISHED GOODS | ADLER™ | S.S TRAY 1 FOR DHS INSTRUMENT SET |  | 17 | No | Yes |  | No | N. A. | No | N. A. | No | Yes | No | No | M. L.: MFG/MD/2022/63252 |  | 1 | ADLER PRODUCTS\SS CASES AND TRAYS | 0 | VL number changed to ML number | N | Surgical Trays |  | No | No | Yes | No | Yes | N. A.
D0102.0602 | D0102.0602 | S.S TRAY 2 FOR DHS INSTRUMENT SET, ADLER |  | D0102.0602 | N. A. | N. A. | N. A. | N. A. | N. A. | QPF/D0102.0602 | N. A. | N. A. | N. A. | N. A. | N. A. | PS/D0102.0602 | N. A. | N. A. | N. A. | N. A. | N. A. | D0102.0602 | N. A. | N. A. | Class A | FINISHED GOODS | ADLER™ | S.S TRAY 2 FOR DHS INSTRUMENT SET |  | 17 | No | Yes |  | No | N. A. | No | N. A. | No | Yes | No | No | M. L.: MFG/MD/2022/63252 |  | 1 | ADLER PRODUCTS\SS CASES AND TRAYS | 0 | VL number changed to ML number | N | Surgical Trays |  | No | No | Yes | No | Yes | N. A.
D0102.0701 | D0102.0701 | S.S TRAY FOR BASIC SET INSTRUMENTS (GERMAN PATTERN) , ADLER |  | D0102.0701 | 00 | 2019-10-05 | N. A. | N. A. | N. A. | QPF/D0102.0701 | 00 | 2020-12-12 | N. A. | N. A. | N. A. | PS/D0102.0701 | 00 | 2019-02-20 | 2022-02-20 | N. A. | N. A. | D0102.0701 | N. A. | N. A. | Class A | FINISHED GOODS | ADLER™ | S.S TRAY FOR BASIC SET INSTRUMENTS (GERMAN PATTERN) |  | 17 | No | Yes |  | No | N. A. | No | N. A. | No | Yes | No | No | M. L.: MFG/MD/2022/63252 |  | 1 | ADLER PRODUCTS\SS CASES AND TRAYS | 0 | VL number changed to ML number | N | Surgical Trays |  | No | No | Yes | No | Yes | N. A.
D0102.0701 | D0102.0701.01 | S.S TRAY FOR BASIC SET INSTRUMENTS , ADLER, BASE |  | D0102.0701.01 | #N/A | #N/A | N. A. | N. A. | N. A. | N. A. | #N/A | #N/A | #N/A | #N/A | #N/A | PS/D0102.0701.01 | 00 | 2019-02-22 | 2022-02-22 | #N/A | #N/A | D0102.0701 | N. A. | N. A. | N. A. | SEMIFINISHED GOODS | N. A. | N. A. | N. A. | N. A. | N. A. | N. A. |  | N. A. | N. A. | N. A. | N. A. | N. A. | N. A. | N. A. | N. A. | N. A. |  | 1 | ADLER PRODUCTS\SS CASES AND TRAYS | 0 | CHANGED STATUS TO INACTIVE AS PER EMAIL FROM ASP DTD 18OCT2019 ON 19OCT2019 | Y | CONTAINERS |  | No | No | N. A. | N. A. | N. A. | N. A.
D0102.0701 | D0102.0701.02 | S.S TRAY FOR BASIC SET INSTRUMENTS , ADLER, NYLON INSERT |  | D0102.0701.02 | #N/A | #N/A | N. A. | N. A. | N. A. | N. A. | #N/A | #N/A | #N/A | #N/A | #N/A | PS/D0102.0701.02 | #N/A | #N/A | #N/A | #N/A | #N/A | D0102.0701 | N. A. | N. A. | N. A. | SEMIFINISHED GOODS | N. A. | N. A. | N. A. | N. A. | N. A. | N. A. |  | N. A. | N. A. | N. A. | N. A. | N. A. | N. A. | N. A. | N. A. | N. A. |  | 1 | ADLER PRODUCTS\SS CASES AND TRAYS | 0 | CHANGED STATUS TO INACTIVE AS PER EMAIL FROM ASP DTD 18OCT2019 ON 19OCT2019 | Y | CONTAINERS |  | No | No | N. A. | N. A. | N. A. | N. A.
D0102.0801 | D0102.0801 | S.S TRAY, SEPARATED FOR INSTRUMENTS (GERMAN PATTERN) , ADLER |  | D0102.0801 | 00 | 2019-08-22 | N. A. | N. A. | N. A. | QPR/D0102.0801 | 00 | 2020-12-12 | N. A. | N. A. | N. A. | PS/D0102.0801 | 00 | 2019-02-21 | 2022-02-21 | N. A. | N. A. | D0102.0801 | N. A. | N. A. | Class A | FINISHED GOODS | ADLER™ | S.S TRAY, SEPARATED FOR INSTRUMENTS (GERMAN PATTERN) |  | 17 | No | Yes |  | No | N. A. | No | N. A. | No | Yes | No | No | M. L.: MFG/MD/2022/63252 |  | 1 | ADLER PRODUCTS\SS CASES AND TRAYS | 1.016 | VL number changed to ML number | N | Surgical Trays |  | No | No | Yes | No | Yes | N. A.
D0102.0801 | D0102.0801.01 | S.S TRAY, SEPARATED FOR INSTRUMENTS , ADLER, BASE |  | D0102.0801.01 | #N/A | #N/A | N. A. | N. A. | N. A. | N. A. | #N/A | #N/A | #N/A | #N/A | #N/A | PS/D0102.0801.01 | 00 | 2019-02-22 | 2022-02-22 | #N/A | #N/A | D0102.0801 | N. A. | N. A. | N. A. | SEMIFINISHED GOODS | N. A. | N. A. | N. A. | N. A. | N. A. | N. A. |  | N. A. | N. A. | N. A. | N. A. | N. A. | N. A. | N. A. | N. A. | N. A. |  | 1 | ADLER PRODUCTS\SS CASES AND TRAYS | 0 | CHANGED STATUS TO INACTIVE 'Y' AS PER EMAIL FROM DINESH KHAKE DTD 09AUG2019 ON 12AUG2019 | Y | CONTAINERS |  | No | No | N. A. | N. A. | N. A. | N. A.
D0102.0801 | D0102.0801.02 | S.S TRAY, SEPARATED FOR INSTRUMENTS , ADLER, INSERT |  | D0102.0801.02 | #N/A | #N/A | N. A. | N. A. | N. A. | N. A. | #N/A | #N/A | #N/A | #N/A | #N/A | PS/D0102.0801.02 | #N/A | #N/A | #N/A | #N/A | #N/A | D0102.0801 | N. A. | N. A. | N. A. | SEMIFINISHED GOODS | N. A. | N. A. | N. A. | N. A. | N. A. | N. A. |  | N. A. | N. A. | N. A. | N. A. | N. A. | N. A. | N. A. | N. A. | N. A. |  | 1 | ADLER PRODUCTS\SS CASES AND TRAYS | 0 | CHANGED STATUS TO INACTIVE 'Y' AS PER EMAIL FROM DINESH KHAKE DTD 09AUG2019 ON 12AUG2019 | Y | CONTAINERS |  | No | No | N. A. | N. A. | N. A. | N. A.
D0102.0901 | D0102.0901 | S.S TRAY FOR SMALL FRAGMENT IMPLANTS , ADLER |  | D0102.0901 | 00 | 2019-08-22 | N. A. | N. A. | N. A. | QPF/D0102.0901 | 00 | 2020-07-08 | N. A. | N. A. | N. A. | PS/D0102.0901 | N. A. | N. A. | N. A. | N. A. | N. A. | D0102.0901 | N. A. | N. A. | Class A | FINISHED GOODS | ADLER™ | S.S TRAY FOR SMALL FRAGMENT IMPLANTS |  | 17 | No | Yes |  | No | N. A. | No | N. A. | No | Yes | No | No | M. L.: MFG/MD/2022/63252 |  | 1 | ADLER PRODUCTS\SS CASES AND TRAYS | 0 | VL number changed to ML number | N | Surgical Trays |  | No | No | Yes | No | Yes | N. A.
D0102.0901 | D0102.0901.01 | S.S TRAY FOR SMALL FRAGMENT IMPLANTS , ADLER, BASE |  | D0102.0901.01 | #N/A | #N/A | N. A. | N. A. | N. A. | N. A. | #N/A | #N/A | #N/A | #N/A | #N/A | PS/D0102.0901.01 | #N/A | #N/A | #N/A | #N/A | #N/A | D0102.0901 | N. A. | N. A. | N. A. | SEMIFINISHED GOODS | N. A. | N. A. | N. A. | N. A. | N. A. | N. A. |  | N. A. | N. A. | N. A. | N. A. | N. A. | N. A. | N. A. | N. A. | N. A. |  | 1 | ADLER PRODUCTS\SS CASES AND TRAYS | 0 | CHANGED STATUS TO INACTIVE 'Y' AS PER EMAIL FROM DINESH KHAKE DTD 09AUG2019 ON 12AUG2019 | Y | CONTAINERS |  | No | No | N. A. | N. A. | N. A. | N. A.
D0102.0901 | D0102.0901.02 | S.S TRAY FOR SMALL FRAGMENT IMPLANTS , ADLER, INSERT |  | D0102.0901.02 | #N/A | #N/A | N. A. | N. A. | N. A. | N. A. | #N/A | #N/A | #N/A | #N/A | #N/A | PS/D0102.0901.02 | #N/A | #N/A | #N/A | #N/A | #N/A | D0102.0901 | N. A. | N. A. | N. A. | SEMIFINISHED GOODS | N. A. | N. A. | N. A. | N. A. | N. A. | N. A. |  | N. A. | N. A. | N. A. | N. A. | N. A. | N. A. | N. A. | N. A. | N. A. |  | 1 | ADLER PRODUCTS\SS CASES AND TRAYS | 0 | CHANGED STATUS TO INACTIVE 'Y' AS PER EMAIL FROM DINESH KHAKE DTD 09AUG2019 ON 12AUG2019 | Y | CONTAINERS |  | No | No | N. A. | N. A. | N. A. | N. A.
D0102.1001 | D0102.1001 | S.S TRAY FOR MINI FRAGMENT IMPLANTS , ADLER |  | D0102.1001 | N. A. | N. A. | N. A. | N. A. | N. A. | QPF/D0102.1001 | N. A. | N. A. | N. A. | N. A. | N. A. | PS/D0102.1001 | N. A. | N. A. | N. A. | N. A. | N. A. | D0102.1001 | N. A. | N. A. | Class A | FINISHED GOODS | ADLER™ | S.S TRAY FOR MINI FRAGMENT IMPLANTS |  | 17 | No | Yes |  | No | N. A. | No | N. A. | No | Yes | No | No | M. L.: MFG/MD/2022/63252 |  | 1 | ADLER PRODUCTS\SS CASES AND TRAYS | 0 | VL number changed to ML number | Y | Surgical Trays |  | No | No | Yes | No | Yes | N. A.
D0102.1301 | D0102.1301 | SS TRAY 1 FOR RESTOR INSTRUMENTATION, ADLER |  | D0102.1301 | 04 | 2015-03-18 | N. A. | N. A. | N. A. | QPF/D0102.1301 | N. A. | N. A. | N. A. | N. A. | N. A. | PS/D0102.1301 | 00 | 2019-02-15 | 2022-02-15 | N. A. | N. A. | D0102.1301 | N. A. | N. A. | Class A | FINISHED GOODS | ADLER™ | SS TRAY 1 FOR RESTOR INSTRUMENTATION |  | 17 | No | Yes |  | No | N. A. | No | N. A. | No | Yes | No | No | M. L.: MFG/MD/2022/63252 |  | 1 | ADLER PRODUCTS\SS CASES AND TRAYS | 0 | VL number changed to ML number | N | Surgical Trays |  | No | No | Yes | No | Yes | N. A.
D0102.1301 | D0102.1301.01 | INSERT 1 FOR SS TRAY 1 RESTOR INSTRUMENTATION |  | D0102.1301.01 | 02 | 2010-10-14 | N. A. | N. A. | N. A. | N. A. | N. A. | N. A. | N. A. | N. A. | N. A. | PS/D0102.1301.01 | N. A. | N. A. | N. A. | N. A. | N. A. | D0102.1301 | N. A. | N. A. | N. A. | SEMIFINISHED GOODS | N. A. | N. A. | N. A. | N. A. | N. A. | N. A. |  | N. A. | N. A. | N. A. | N. A. | N. A. | N. A. | N. A. | N. A. | N. A. | N. A. | 1 | ADLER PRODUCTS\SS CASES AND TRAYS | 0 | Initial issue | N | CONTAINERS |  | No | No | N. A. | N. A. | N. A. | N. A.
D0102.1301 | D0102.1301.02 | INSERT 2 FOR SS TRAY 1 RESTOR INSTRUMENTATION |  | D0102.1301.02 | 01 | 2010-10-14 | N. A. | N. A. | N. A. | N. A. | N. A. | N. A. | N. A. | N. A. | N. A. | PS/D0102.1301.02 | N. A. | N. A. | N. A. | N. A. | N. A. | D0102.1301 | N. A. | N. A. | N. A. | SEMIFINISHED GOODS | N. A. | N. A. | N. A. | N. A. | N. A. | N. A. |  | N. A. | N. A. | N. A. | N. A. | N. A. | N. A. | N. A. | N. A. | N. A. | N. A. | 1 | ADLER PRODUCTS\SS CASES AND TRAYS | 0 | Initial issue | N | CONTAINERS |  | No | No | N. A. | N. A. | N. A. | N. A.
D0102.1301 | D0102.1301.03 | INSERT 3 FOR SS TRAY 1 RESTOR INSTRUMENTATION |  | D0102.1301.03 | 01 | 2020-07-31 | N. A. | N. A. | N. A. | N. A. | N. A. | N. A. | N. A. | N. A. | N. A. | PS/D0102.1301.03 | N. A. | N. A. | N. A. | N. A. | N. A. | D0102.1301 | N. A. | N. A. | N. A. | SEMIFINISHED GOODS | N. A. | N. A. | N. A. | N. A. | N. A. | N. A. |  | N. A. | N. A. | N. A. | N. A. | N. A. | N. A. | N. A. | N. A. | N. A. | N. A. | 1 | ADLER PRODUCTS\SS CASES AND TRAYS | 0 | Initial issue | N | CONTAINERS |  | No | No | N. A. | N. A. | N. A. | N. A.
D0102.1301 | D0102.1301.04 | INSERT 4 FOR SS TRAY 1 RESTOR INSTRUMENTATION |  | D0102.1301.04 | 00 | 2020-07-01 | N. A. | N. A. | N. A. | N. A. | N. A. | N. A. | N. A. | N. A. | N. A. | PS/D0102.1301.04 | N. A. | N. A. | N. A. | N. A. | N. A. | D0102.1301 | N. A. | N. A. | N. A. | SEMIFINISHED GOODS | N. A. | N. A. | N. A. | N. A. | N. A. | N. A. |  | N. A. | N. A. | N. A. | N. A. | N. A. | N. A. | N. A. | N. A. | N. A. | N. A. | 1 | ADLER PRODUCTS\SS CASES AND TRAYS | 0 | Initial issue | N | CONTAINERS |  | No | No | N. A. | N. A. | N. A. | N. A.
D0102.1301 | D0102.1301.05 | INSERT 5 FOR SS TRAY 1 RESTOR INSTRUMENTATION |  | D0102.1301.05 | 01 | 2020-07-31 | N. A. | N. A. | N. A. | N. A. | N. A. | N. A. | N. A. | N. A. | N. A. | PS/D0102.1301.05 | N. A. | N. A. | N. A. | N. A. | N. A. | D0102.1301 | N. A. | N. A. | N. A. | SEMIFINISHED GOODS | N. A. | N. A. | N. A. | N. A. | N. A. | N. A. |  | N. A. | N. A. | N. A. | N. A. | N. A. | N. A. | N. A. | N. A. | N. A. | N. A. | 1 | ADLER PRODUCTS\SS CASES AND TRAYS | 0 | Initial issue | N | CONTAINERS |  | No | No | N. A. | N. A. | N. A. | N. A.
D0102.1301 | D0102.1301.06 | INSERT 6 FOR SS TRAY 1 RESTOR INSTRUMENTATION |  | D0102.1301.06 | 01 | 2020-07-31 | N. A. | N. A. | N. A. | N. A. | N. A. | N. A. | N. A. | N. A. | N. A. | PS/D0102.1301.06 | N. A. | N. A. | N. A. | N. A. | N. A. | D0102.1301 | N. A. | N. A. | N. A. | SEMIFINISHED GOODS | N. A. | N. A. | N. A. | N. A. | N. A. | N. A. |  | N. A. | N. A. | N. A. | N. A. | N. A. | N. A. | N. A. | N. A. | N. A. | N. A. | 1 | ADLER PRODUCTS\SS CASES AND TRAYS | 0 | Initial issue | N | CONTAINERS |  | No | No | N. A. | N. A. | N. A. | N. A.
D0102.1301 | D0102.1301.07 | INSERT 7 FOR SS TRAY 1 RESTOR INSTRUMENTATION |  | D0102.1301.07 | 01 | 2020-07-31 | N. A. | N. A. | N. A. | N. A. | N. A. | N. A. | N. A. | N. A. | N. A. | PS/D0102.1301.07 | N. A. | N. A. | N. A. | N. A. | N. A. | D0102.1301 | N. A. | N. A. | N. A. | SEMIFINISHED GOODS | N. A. | N. A. | N. A. | N. A. | N. A. | N. A. |  | N. A. | N. A. | N. A. | N. A. | N. A. | N. A. | N. A. | N. A. | N. A. | N. A. | 1 | ADLER PRODUCTS\SS CASES AND TRAYS | 0 | Initial issue | N | CONTAINERS |  | No | No | N. A. | N. A. | N. A. | N. A.
D0102.1301 | D0102.1301.08 | INSERT 8 FOR SS TRAY 1 RESTOR INSTRUMENTATION |  | D0102.1301.08 | 01 | 2020-07-31 | N. A. | N. A. | N. A. | N. A. | N. A. | N. A. | N. A. | N. A. | N. A. | PS/D0102.1301.08 | N. A. | N. A. | N. A. | N. A. | N. A. | D0102.1301 | N. A. | N. A. | N. A. | SEMIFINISHED GOODS | N. A. | N. A. | N. A. | N. A. | N. A. | N. A. |  | N. A. | N. A. | N. A. | N. A. | N. A. | N. A. | N. A. | N. A. | N. A. | N. A. | 1 | ADLER PRODUCTS\SS CASES AND TRAYS | 0 | Initial issue | N | CONTAINERS |  | No | No | N. A. | N. A. | N. A. | N. A.
D0102.1301 | D0102.1301.09 | INSERT 9 FOR SS TRAY 1 RESTOR INSTRUMENTATION |  | D0102.1301.09 | 01 | 2020-07-31 | N. A. | N. A. | N. A. | N. A. | N. A. | N. A. | N. A. | N. A. | N. A. | PS/D0102.1301.09 | N. A. | N. A. | N. A. | N. A. | N. A. | D0102.1301 | N. A. | N. A. | N. A. | SEMIFINISHED GOODS | N. A. | N. A. | N. A. | N. A. | N. A. | N. A. |  | N. A. | N. A. | N. A. | N. A. | N. A. | N. A. | N. A. | N. A. | N. A. | N. A. | 1 | ADLER PRODUCTS\SS CASES AND TRAYS | 0 | Initial issue | N | CONTAINERS |  | No | No | N. A. | N. A. | N. A. | N. A.
D0102.1301 | D0102.1301.10 | INSERT 10 FOR SS TRAY 1 RESTOR INSTRUMENTATION |  | D0102.1301.10 | 01 | 2020-07-31 | N. A. | N. A. | N. A. | N. A. | N. A. | N. A. | N. A. | N. A. | N. A. | PS/D0102.1301.10 | N. A. | N. A. | N. A. | N. A. | N. A. | D0102.1301 | N. A. | N. A. | N. A. | SEMIFINISHED GOODS | N. A. | N. A. | N. A. | N. A. | N. A. | N. A. |  | N. A. | N. A. | N. A. | N. A. | N. A. | N. A. | N. A. | N. A. | N. A. | N. A. | 1 | ADLER PRODUCTS\SS CASES AND TRAYS | 0 | Initial issue | N | CONTAINERS |  | No | No | N. A. | N. A. | N. A. | N. A.
D0102.1301 | D0102.1301.11 | INSERT 11 FOR SS TRAY 1 RESTOR INSTRUMENTATION,BLANK TRAY |  | D0102.1301.11 | N. A. | N. A. | N. A. | N. A. | N. A. | N. A. | N. A. | N. A. | N. A. | N. A. | N. A. | PS/D0102.1301.11 | N. A. | N. A. | N. A. | N. A. | N. A. | D0102.1301 | N. A. | N. A. | N. A. | SEMIFINISHED GOODS | N. A. | N. A. | N. A. | N. A. | N. A. | N. A. |  | N. A. | N. A. | N. A. | N. A. | N. A. | N. A. | N. A. | N. A. | N. A. | N. A. | 1 | ADLER PRODUCTS\SS CASES AND TRAYS | 0 | ADDED NEW CODE NO AS PER EMAIL FROM PRATIK DTD 05DEC2018 ON 20DEC2018 | N | CONTAINERS |  | No | No | N. A. | N. A. | N. A. | N. A.
D0102.1301 | D0102.1301.12 | INSERT 12 FOR SS TRAY 1 RESTOR INSTRUMENTATION,M4 NUT |  | D0102.1301.12 | N. A. | N. A. | N. A. | N. A. | N. A. | N. A. | N. A. | N. A. | N. A. | N. A. | N. A. | PS/D0102.1301.12 | N. A. | N. A. | N. A. | N. A. | N. A. | D0102.1301 | N. A. | N. A. | N. A. | SEMIFINISHED GOODS | N. A. | N. A. | N. A. | N. A. | N. A. | N. A. |  | N. A. | N. A. | N. A. | N. A. | N. A. | N. A. | N. A. | N. A. | N. A. | N. A. | 1 | ADLER PRODUCTS\SS CASES AND TRAYS | 0 | ADDED NEW CODE NO AS PER EMAIL FROM PRATIK DTD 05DEC2018 ON 20DEC2018 | N | CONTAINERS |  | No | No | N. A. | N. A. | N. A. | N. A.
D0102.1301 | D0102.1301.13 | INSERT 13 FOR SS TRAY 1 RESTOR INSTRUMENTATION,STUD |  | D0102.1301.13 | N. A. | N. A. | N. A. | N. A. | N. A. | N. A. | N. A. | N. A. | N. A. | N. A. | N. A. | PS/D0102.1301.13 | N. A. | N. A. | N. A. | N. A. | N. A. | D0102.1301 | N. A. | N. A. | N. A. | SEMIFINISHED GOODS | N. A. | N. A. | N. A. | N. A. | N. A. | N. A. |  | N. A. | N. A. | N. A. | N. A. | N. A. | N. A. | N. A. | N. A. | N. A. | N. A. | 1 | ADLER PRODUCTS\SS CASES AND TRAYS | 0 | ADDED NEW CODE NO AS PER EMAIL FROM PRATIK DTD 05DEC2018 ON 20DEC2018 | N | CONTAINERS |  | No | No | N. A. | N. A. | N. A. | N. A.
D0102.1301 | D0102.1301.14 | INSERT 14 FOR SS TRAY 2 RESTOR INSTRUMENTATION,LATCH |  | D0102.1301.14 | N. A. | N. A. | N. A. | N. A. | N. A. | N. A. | N. A. | N. A. | N. A. | N. A. | N. A. | PS/D0102.1301.14 | N. A. | N. A. | N. A. | N. A. | N. A. | D0102.1301 | N. A. | N. A. | N. A. | SEMIFINISHED GOODS | N. A. | N. A. | N. A. | N. A. | N. A. | N. A. |  | N. A. | N. A. | N. A. | N. A. | N. A. | N. A. | N. A. | N. A. | N. A. | N. A. | 1 | ADLER PRODUCTS\SS CASES AND TRAYS | 0 | ADDED NEW CODE NO AS PER EMAIL FROM PRATIK DTD 05DEC2018 ON 20DEC2018 | N | CONTAINERS |  | No | No | N. A. | N. A. | N. A. | N. A.
D0102.1302 | D0102.1302 | SS TRAY 2 FOR RESTOR INSTRUMENTATION, ADLER |  | D0102.1302 | 05 | 2015-03-15 | N. A. | N. A. | N. A. | QPF/D0102.1302 | N. A. | N. A. | N. A. | N. A. | N. A. | PS/D0102.1302 | 00 | 2019-02-15 | N. A. | N. A. | N. A. | D0102.1302 | N. A. | N. A. | Class A | FINISHED GOODS | ADLER™ | SS TRAY 2 FOR RESTOR INSTRUMENTATION |  | 17 | No | Yes |  | No | N. A. | No | N. A. | No | Yes | No | No | M. L.: MFG/MD/2022/63252 |  | 1 | ADLER PRODUCTS\SS CASES AND TRAYS | 0 | VL number changed to ML number | N | Surgical Trays |  | No | No | Yes | No | Yes | N. A.
D0102.1302 | D0102.1302.01 | INSERT 1 FOR SS TRAY 2 RESTOR INSTRUMENTATION |  | D0102.1302.01 | 03 | 2012-06-05 | N. A. | N. A. | N. A. | N. A. | N. A. | N. A. | N. A. | N. A. | N. A. | PS/D0102.1302.01 | N. A. | N. A. | N. A. | N. A. | N. A. | D0102.1302 | N. A. | N. A. | N. A. | SEMIFINISHED GOODS | N. A. | N. A. | N. A. | N. A. | N. A. | N. A. |  | N. A. | N. A. | N. A. | N. A. | N. A. | N. A. | N. A. | N. A. | N. A. | N. A. | 1 | ADLER PRODUCTS\SS CASES AND TRAYS | 0 | Initial issue | N | CONTAINERS |  | No | No | N. A. | N. A. | N. A. | N. A.
D0102.1302 | D0102.1302.02 | INSERT 2 FOR SS TRAY 2 RESTOR INSTRUMENTATION |  | D0102.1302.02 | 03 | 2012-06-05 | N. A. | N. A. | N. A. | N. A. | N. A. | N. A. | N. A. | N. A. | N. A. | PS/D0102.1302.02 | N. A. | N. A. | N. A. | N. A. | N. A. | D0102.1302 | N. A. | N. A. | N. A. | SEMIFINISHED GOODS | N. A. | N. A. | N. A. | N. A. | N. A. | N. A. |  | N. A. | N. A. | N. A. | N. A. | N. A. | N. A. | N. A. | N. A. | N. A. | N. A. | 1 | ADLER PRODUCTS\SS CASES AND TRAYS | 0 | Initial issue | N | CONTAINERS |  | No | No | N. A. | N. A. | N. A. | N. A.
D0102.1302 | D0102.1302.03 | INSERT 3 FOR SS TRAY 2 RESTOR INSTRUMENTATION |  | D0102.1302.03 | 00 | 2010-07-04 | N. A. | N. A. | N. A. | N. A. | N. A. | N. A. | N. A. | N. A. | N. A. | PS/D0102.1302.03 | N. A. | N. A. | N. A. | N. A. | N. A. | D0102.1302 | N. A. | N. A. | N. A. | SEMIFINISHED GOODS | N. A. | N. A. | N. A. | N. A. | N. A. | N. A. |  | N. A. | N. A. | N. A. | N. A. | N. A. | N. A. | N. A. | N. A. | N. A. | N. A. | 1 | ADLER PRODUCTS\SS CASES AND TRAYS | 0 | Initial issue | N | CONTAINERS |  | No | No | N. A. | N. A. | N. A. | N. A.
D0102.1302 | D0102.1302.04 | INSERT 4 FOR SS TRAY 2 RESTOR INSTRUMENTATION |  | D0102.1302.04 | 02 | 2010-10-14 | N. A. | N. A. | N. A. | N. A. | N. A. | N. A. | N. A. | N. A. | N. A. | PS/D0102.1302.04 | N. A. | N. A. | N. A. | N. A. | N. A. | D0102.1302 | N. A. | N. A. | N. A. | SEMIFINISHED GOODS | N. A. | N. A. | N. A. | N. A. | N. A. | N. A. |  | N. A. | N. A. | N. A. | N. A. | N. A. | N. A. | N. A. | N. A. | N. A. | N. A. | 1 | ADLER PRODUCTS\SS CASES AND TRAYS | 0 | Initial issue | N | CONTAINERS |  | No | No | N. A. | N. A. | N. A. | N. A.
D0102.1302 | D0102.1302.05 | INSERT 5 FOR SS TRAY 2 RESTOR INSTRUMENTATION |  | D0102.1302.05 | 01 | 2010-08-03 | N. A. | N. A. | N. A. | N. A. | N. A. | N. A. | N. A. | N. A. | N. A. | PS/D0102.1302.05 | N. A. | N. A. | N. A. | N. A. | N. A. | D0102.1302 | N. A. | N. A. | N. A. | SEMIFINISHED GOODS | N. A. | N. A. | N. A. | N. A. | N. A. | N. A. |  | N. A. | N. A. | N. A. | N. A. | N. A. | N. A. | N. A. | N. A. | N. A. | N. A. | 1 | ADLER PRODUCTS\SS CASES AND TRAYS | 0 | Initial issue | N | CONTAINERS |  | No | No | N. A. | N. A. | N. A. | N. A.
D0102.1302 | D0102.1302.06 | INSERT 6 FOR SS TRAY 2 RESTOR INSTRUMENTATION |  | D0102.1302.06 | 01 | 2010-08-03 | N. A. | N. A. | N. A. | N. A. | N. A. | N. A. | N. A. | N. A. | N. A. | PS/D0102.1302.06 | N. A. | N. A. | N. A. | N. A. | N. A. | D0102.1302 | N. A. | N. A. | N. A. | SEMIFINISHED GOODS | N. A. | N. A. | N. A. | N. A. | N. A. | N. A. |  | N. A. | N. A. | N. A. | N. A. | N. A. | N. A. | N. A. | N. A. | N. A. | N. A. | 1 | ADLER PRODUCTS\SS CASES AND TRAYS | 0 | Initial issue | N | CONTAINERS |  | No | No | N. A. | N. A. | N. A. | N. A.
D0102.1302 | D0102.1302.07 | INSERT 7 FOR SS TRAY 2 RESTOR INSTRUMENTATION |  | D0102.1302.07 | 02 | 2010-10-14 | N. A. | N. A. | N. A. | N. A. | N. A. | N. A. | N. A. | N. A. | N. A. | PS/D0102.1302.07 | N. A. | N. A. | N. A. | N. A. | N. A. | D0102.1302 | N. A. | N. A. | N. A. | SEMIFINISHED GOODS | N. A. | N. A. | N. A. | N. A. | N. A. | N. A. |  | N. A. | N. A. | N. A. | N. A. | N. A. | N. A. | N. A. | N. A. | N. A. | N. A. | 1 | ADLER PRODUCTS\SS CASES AND TRAYS | 0 | Initial issue | N | CONTAINERS |  | No | No | N. A. | N. A. | N. A. | N. A.
D0102.1302 | D0102.1302.08 | INSERT 8 FOR SS TRAY 2 RESTOR INSTRUMENTATION |  | D0102.1302.08 | 01 | 2010-08-04 | N. A. | N. A. | N. A. | N. A. | N. A. | N. A. | N. A. | N. A. | N. A. | PS/D0102.1302.08 | N. A. | N. A. | N. A. | N. A. | N. A. | D0102.1302 | N. A. | N. A. | N. A. | SEMIFINISHED GOODS | N. A. | N. A. | N. A. | N. A. | N. A. | N. A. |  | N. A. | N. A. | N. A. | N. A. | N. A. | N. A. | N. A. | N. A. | N. A. | N. A. | 1 | ADLER PRODUCTS\SS CASES AND TRAYS | 0 | Initial issue | N | CONTAINERS |  | No | No | N. A. | N. A. | N. A. | N. A.
D0102.1302 | D0102.1302.09 | INSERT 9 FOR SS TRAY 2 RESTOR INSTRUMENTATION |  | D0102.1302.09 | 02 | 2010-10-14 | N. A. | N. A. | N. A. | N. A. | N. A. | N. A. | N. A. | N. A. | N. A. | PS/D0102.1302.09 | N. A. | N. A. | N. A. | N. A. | N. A. | D0102.1302 | N. A. | N. A. | N. A. | SEMIFINISHED GOODS | N. A. | N. A. | N. A. | N. A. | N. A. | N. A. |  | N. A. | N. A. | N. A. | N. A. | N. A. | N. A. | N. A. | N. A. | N. A. | N. A. | 1 | ADLER PRODUCTS\SS CASES AND TRAYS | 0 | Initial issue | N | CONTAINERS |  | No | No | N. A. | N. A. | N. A. | N. A.
D0102.1302 | D0102.1302.10 | INSERT 10 FOR SS TRAY 2 RESTOR INSTRUMENTATION |  | D0102.1302.10 | 01 | 2010-08-04 | N. A. | N. A. | N. A. | N. A. | N. A. | N. A. | N. A. | N. A. | N. A. | PS/D0102.1302.10 | N. A. | N. A. | N. A. | N. A. | N. A. | D0102.1302 | N. A. | N. A. | N. A. | SEMIFINISHED GOODS | N. A. | N. A. | N. A. | N. A. | N. A. | N. A. |  | N. A. | N. A. | N. A. | N. A. | N. A. | N. A. | N. A. | N. A. | N. A. | N. A. | 1 | ADLER PRODUCTS\SS CASES AND TRAYS | 0 | Initial issue | N | CONTAINERS |  | No | No | N. A. | N. A. | N. A. | N. A.
D0102.1302 | D0102.1302.11 | INSERT 11 FOR SS TRAY 2 RESTOR INSTRUMENTATION |  | D0102.1302.11 | 01 | 2010-08-04 | N. A. | N. A. | N. A. | N. A. | N. A. | N. A. | N. A. | N. A. | N. A. | PS/D0102.1302.11 | N. A. | N. A. | N. A. | N. A. | N. A. | D0102.1302 | N. A. | N. A. | N. A. | SEMIFINISHED GOODS | N. A. | N. A. | N. A. | N. A. | N. A. | N. A. |  | N. A. | N. A. | N. A. | N. A. | N. A. | N. A. | N. A. | N. A. | N. A. | N. A. | 1 | ADLER PRODUCTS\SS CASES AND TRAYS | 0 | Initial issue | N | CONTAINERS |  | No | No | N. A. | N. A. | N. A. | N. A.
D0102.1302 | D0102.1302.12 | INSERT 12 FOR SS TRAY 2 RESTOR INSTRUMENTATION |  | D0102.1302.12 | 02 | 2010-10-14 | N. A. | N. A. | N. A. | N. A. | N. A. | N. A. | N. A. | N. A. | N. A. | PS/D0102.1302.12 | N. A. | N. A. | N. A. | N. A. | N. A. | D0102.1302 | N. A. | N. A. | N. A. | SEMIFINISHED GOODS | N. A. | N. A. | N. A. | N. A. | N. A. | N. A. |  | N. A. | N. A. | N. A. | N. A. | N. A. | N. A. | N. A. | N. A. | N. A. | N. A. | 1 | ADLER PRODUCTS\SS CASES AND TRAYS | 0 | Initial issue | N | CONTAINERS |  | No | No | N. A. | N. A. | N. A. | N. A.
D0102.1302 | D0102.1302.13 | INSERT 13 FOR SS TRAY 2 RESTOR INSTRUMENTATION |  | D0102.1302.13 | 00 | 2010-07-04 | N. A. | N. A. | N. A. | N. A. | N. A. | N. A. | N. A. | N. A. | N. A. | PS/D0102.1302.13 | N. A. | N. A. | N. A. | N. A. | N. A. | D0102.1302 | N. A. | N. A. | N. A. | SEMIFINISHED GOODS | N. A. | N. A. | N. A. | N. A. | N. A. | N. A. |  | N. A. | N. A. | N. A. | N. A. | N. A. | N. A. | N. A. | N. A. | N. A. | N. A. | 1 | ADLER PRODUCTS\SS CASES AND TRAYS | 0 | Initial issue | N | CONTAINERS |  | No | No | N. A. | N. A. | N. A. | N. A.
D0102.1302 | D0102.1302.14 | INSERT 14 FOR SS TRAY 2 RESTOR INSTRUMENTATION,BLANK TRAY |  | D0102.1302.14 | N. A. | N. A. | N. A. | N. A. | N. A. | N. A. | N. A. | N. A. | N. A. | N. A. | N. A. | PS/D0102.1302.14 | N. A. | N. A. | N. A. | N. A. | N. A. | D0102.1302 | N. A. | N. A. | N. A. | SEMIFINISHED GOODS | N. A. | N. A. | N. A. | N. A. | N. A. | N. A. |  | N. A. | N. A. | N. A. | N. A. | N. A. | N. A. | N. A. | N. A. | N. A. | N. A. | 1 | ADLER PRODUCTS\SS CASES AND TRAYS | 0 | ADDED NEW CODE NO AS PER EMAIL FROM PRATIK DTD 05DEC2018 ON 20DEC2018 | N | CONTAINERS |  | No | No | N. A. | N. A. | N. A. | N. A.
D0102.1302 | D0102.1302.15 | INSERT 15 FOR SS TRAY 2 RESTOR INSTRUMENTATION,STUD 1 |  | D0102.1302.15 | N. A. | N. A. | N. A. | N. A. | N. A. | N. A. | N. A. | N. A. | N. A. | N. A. | N. A. | PS/D0102.1302.14 | N. A. | N. A. | N. A. | N. A. | N. A. | D0102.1302 | N. A. | N. A. | N. A. | SEMIFINISHED GOODS | N. A. | N. A. | N. A. | N. A. | N. A. | N. A. |  | N. A. | N. A. | N. A. | N. A. | N. A. | N. A. | N. A. | N. A. | N. A. | N. A. | 1 | ADLER PRODUCTS\SS CASES AND TRAYS | 0 | ADDED NEW CODE NO AS PER EMAIL FROM PRATIK DTD 05DEC2018 ON 20DEC2018 | N | CONTAINERS |  | No | No | N. A. | N. A. | N. A. | N. A.
D0102.1302 | D0102.1302.16 | INSERT 16 FOR SS TRAY 2 RESTOR INSTRUMENTATION,STUD 2 |  | D0102.1302.16 | N. A. | N. A. | N. A. | N. A. | N. A. | N. A. | N. A. | N. A. | N. A. | N. A. | N. A. | PS/D0102.1302.14 | N. A. | N. A. | N. A. | N. A. | N. A. | D0102.1302 | N. A. | N. A. | N. A. | SEMIFINISHED GOODS | N. A. | N. A. | N. A. | N. A. | N. A. | N. A. |  | N. A. | N. A. | N. A. | N. A. | N. A. | N. A. | N. A. | N. A. | N. A. | N. A. | 1 | ADLER PRODUCTS\SS CASES AND TRAYS | 0 | ADDED NEW CODE NO AS PER EMAIL FROM PRATIK DTD 05DEC2018 ON 20DEC2018 | N | CONTAINERS |  | No | No | N. A. | N. A. | N. A. | N. A.
D0102.1303 | D0102.1303 | SS TRAY 3 FOR RESTOR INSTRUMENTATION, ADLER |  | D0102.1303 | 07 | 2019-03-24 | N. A. | N. A. | N. A. | QPR/D0102.1303, QPF/D0102.1303 | 0 | 2024-01-06 | N. A. | N. A. | N. A. | PS/D0102.1303 | 00 | 2019-02-16 | 2022-02-16 | N. A. | N. A. | D0102.1303 | N. A. | N. A. | Class A | FINISHED GOODS | ADLER™ | UPPER TRAY INSTRUMENT SET |  | 17 | No | Yes |  | No | N. A. | No | N. A. | No | Yes | No | No | M. L.: MFG/MD/2022/63252 |  | 1 | ADLER PRODUCTS\SS CASES AND TRAYS | 0 | VL number changed to ML number | N | Surgical Trays |  | No | No | Yes | No | Yes | N. A.
D0102.1303 | D0102.1303.01 | INSERT 1 FOR SS TRAY 3 RESTOR INSTRUMENTATION |  | D0102.1303.01 | 01 | 2012-04-20 | N. A. | N. A. | N. A. | N. A. | N. A. | N. A. | N. A. | N. A. | N. A. | PS/D0102.1303.01 | N. A. | N. A. | N. A. | N. A. | N. A. | D0102.1303 | N. A. | N. A. | N. A. | SEMIFINISHED GOODS | N. A. | N. A. | N. A. | N. A. | N. A. | N. A. |  | N. A. | N. A. | N. A. | N. A. | N. A. | N. A. | N. A. | N. A. | N. A. | N. A. | 1 | ADLER PRODUCTS\SS CASES AND TRAYS | 0 | Initial issue | N | CONTAINERS |  | No | No | N. A. | N. A. | N. A. | N. A.
D0102.1303 | D0102.1303.02 | INSERT 2 FOR SS TRAY 3 RESTOR INSTRUMENTATION |  | D0102.1303.02 | 02 | 2010-10-23 | N. A. | N. A. | N. A. | N. A. | N. A. | N. A. | N. A. | N. A. | N. A. | PS/D0102.1303.02 | N. A. | N. A. | N. A. | N. A. | N. A. | D0102.1303 | N. A. | N. A. | N. A. | SEMIFINISHED GOODS | N. A. | N. A. | N. A. | N. A. | N. A. | N. A. |  | N. A. | N. A. | N. A. | N. A. | N. A. | N. A. | N. A. | N. A. | N. A. | N. A. | 1 | ADLER PRODUCTS\SS CASES AND TRAYS | 0 | Initial issue | N | CONTAINERS |  | No | No | N. A. | N. A. | N. A. | N. A.
D0102.1303 | D0102.1303.03 | INSERT 3 FOR SS TRAY 3 RESTOR INSTRUMENTATION |  | D0102.1303.03 | 02 | 2012-04-20 | N. A. | N. A. | N. A. | N. A. | N. A. | N. A. | N. A. | N. A. | N. A. | PS/D0102.1303.03 | N. A. | N. A. | N. A. | N. A. | N. A. | D0102.1303 | N. A. | N. A. | N. A. | SEMIFINISHED GOODS | N. A. | N. A. | N. A. | N. A. | N. A. | N. A. |  | N. A. | N. A. | N. A. | N. A. | N. A. | N. A. | N. A. | N. A. | N. A. | N. A. | 1 | ADLER PRODUCTS\SS CASES AND TRAYS | 0 | Initial issue | N | CONTAINERS |  | No | No | N. A. | N. A. | N. A. | N. A.
D0102.1303 | D0102.1303.04 | INSERT 4 FOR SS TRAY 3 RESTOR INSTRUMENTATION |  | D0102.1303.04 | 02 | 2012-04-20 | N. A. | N. A. | N. A. | N. A. | N. A. | N. A. | N. A. | N. A. | N. A. | PS/D0102.1303.04 | N. A. | N. A. | N. A. | N. A. | N. A. | D0102.1303 | N. A. | N. A. | N. A. | SEMIFINISHED GOODS | N. A. | N. A. | N. A. | N. A. | N. A. | N. A. |  | N. A. | N. A. | N. A. | N. A. | N. A. | N. A. | N. A. | N. A. | N. A. | N. A. | 1 | ADLER PRODUCTS\SS CASES AND TRAYS | 0 | Initial issue | N | CONTAINERS |  | No | No | N. A. | N. A. | N. A. | N. A.
D0102.1303 | D0102.1303.05 | INSERT 5 FOR SS TRAY 3 RESTOR INSTRUMENTATION |  | D0102.1303.05 | N. A. | N. A. | N. A. | N. A. | N. A. | N. A. | N. A. | N. A. | N. A. | N. A. | N. A. | PS/D0102.1303.05 | N. A. | N. A. | N. A. | N. A. | N. A. | D0102.1303 | N. A. | N. A. | N. A. | SEMIFINISHED GOODS | N. A. | N. A. | N. A. | N. A. | N. A. | N. A. |  | N. A. | N. A. | N. A. | N. A. | N. A. | N. A. | N. A. | N. A. | N. A. | N. A. | 1 | ADLER PRODUCTS\SS CASES AND TRAYS | 0 | Initial issue | N | CONTAINERS |  | No | No | N. A. | N. A. | N. A. | N. A.
D0102.1303 | D0102.1303.06 | INSERT 6 FOR SS TRAY 3 RESTOR INSTRUMENTATION |  | D0102.1303.06 | N. A. | N. A. | N. A. | N. A. | N. A. | N. A. | N. A. | N. A. | N. A. | N. A. | N. A. | PS/D0102.1303.06 | N. A. | N. A. | N. A. | N. A. | N. A. | D0102.1303 | N. A. | N. A. | N. A. | SEMIFINISHED GOODS | N. A. | N. A. | N. A. | N. A. | N. A. | N. A. |  | N. A. | N. A. | N. A. | N. A. | N. A. | N. A. | N. A. | N. A. | N. A. | N. A. | 1 | ADLER PRODUCTS\SS CASES AND TRAYS | 0 | Initial issue | N | CONTAINERS |  | No | No | N. A. | N. A. | N. A. | N. A.
D0102.1303 | D0102.1303.07 | INSERT 7 FOR SS TRAY 3 RESTOR INSTRUMENTATION |  | D0102.1303.07 | 02 | 2012-04-21 | N. A. | N. A. | N. A. | N. A. | N. A. | N. A. | N. A. | N. A. | N. A. | PS/D0102.1303.07 | N. A. | N. A. | N. A. | N. A. | N. A. | D0102.1303 | N. A. | N. A. | N. A. | SEMIFINISHED GOODS | N. A. | N. A. | N. A. | N. A. | N. A. | N. A. |  | N. A. | N. A. | N. A. | N. A. | N. A. | N. A. | N. A. | N. A. | N. A. | N. A. | 1 | ADLER PRODUCTS\SS CASES AND TRAYS | 0 | Initial issue | N | CONTAINERS |  | No | No | N. A. | N. A. | N. A. | N. A.
D0102.1303 | D0102.1303.08 | INSERT 8 FOR SS TRAY 3 RESTOR INSTRUMENTATION |  | D0102.1303.08 | 01 | 2010-10-23 | N. A. | N. A. | N. A. | N. A. | N. A. | N. A. | N. A. | N. A. | N. A. | PS/D0102.1303.08 | N. A. | N. A. | N. A. | N. A. | N. A. | D0102.1303 | N. A. | N. A. | N. A. | SEMIFINISHED GOODS | N. A. | N. A. | N. A. | N. A. | N. A. | N. A. |  | N. A. | N. A. | N. A. | N. A. | N. A. | N. A. | N. A. | N. A. | N. A. | N. A. | 1 | ADLER PRODUCTS\SS CASES AND TRAYS | 0 | Initial issue | N | CONTAINERS |  | No | No | N. A. | N. A. | N. A. | N. A.
D0102.1303 | D0102.1303.09 | INSERT 9 FOR SS TRAY 3 RESTOR INSTRUMENTATION |  | D0102.1303.09 | 02 | 2010-10-23 | N. A. | N. A. | N. A. | N. A. | N. A. | N. A. | N. A. | N. A. | N. A. | PS/D0102.1303.09 | N. A. | N. A. | N. A. | N. A. | N. A. | D0102.1303 | N. A. | N. A. | N. A. | SEMIFINISHED GOODS | N. A. | N. A. | N. A. | N. A. | N. A. | N. A. |  | N. A. | N. A. | N. A. | N. A. | N. A. | N. A. | N. A. | N. A. | N. A. | N. A. | 1 | ADLER PRODUCTS\SS CASES AND TRAYS | 0 | Initial issue | N | CONTAINERS |  | No | No | N. A. | N. A. | N. A. | N. A.
D0102.1303 | D0102.1303.10 | INSERT 10 FOR SS TRAY 3 RESTOR INSTRUMENTATION |  | D0102.1303.10 | 02 | 2010-10-23 | N. A. | N. A. | N. A. | N. A. | N. A. | N. A. | N. A. | N. A. | N. A. | PS/D0102.1303.10 | N. A. | N. A. | N. A. | N. A. | N. A. | D0102.1303 | N. A. | N. A. | N. A. | SEMIFINISHED GOODS | N. A. | N. A. | N. A. | N. A. | N. A. | N. A. |  | N. A. | N. A. | N. A. | N. A. | N. A. | N. A. | N. A. | N. A. | N. A. | N. A. | 1 | ADLER PRODUCTS\SS CASES AND TRAYS | 0 | Initial issue | N | CONTAINERS |  | No | No | N. A. | N. A. | N. A. | N. A.
D0102.1303 | D0102.1303.11 | INSERT 11 FOR SS TRAY 3 RESTOR INSTRUMENTATION |  | D0102.1303.11 | 01 | 2010-08-04 | N. A. | N. A. | N. A. | N. A. | N. A. | N. A. | N. A. | N. A. | N. A. | PS/D0102.1303.11 | N. A. | N. A. | N. A. | N. A. | N. A. | D0102.1303 | N. A. | N. A. | N. A. | SEMIFINISHED GOODS | N. A. | N. A. | N. A. | N. A. | N. A. | N. A. |  | N. A. | N. A. | N. A. | N. A. | N. A. | N. A. | N. A. | N. A. | N. A. | N. A. | 1 | ADLER PRODUCTS\SS CASES AND TRAYS | 0 | Initial issue | N | CONTAINERS |  | No | No | N. A. | N. A. | N. A. | N. A.
D0102.1303 | D0102.1303.12 | INSERT 12 FOR SS TRAY 3 RESTOR INSTRUMENTATION |  | D0102.1303.12 | 00 | 2010-07-04 | N. A. | N. A. | N. A. | N. A. | N. A. | N. A. | N. A. | N. A. | N. A. | PS/D0102.1303.12 | N. A. | N. A. | N. A. | N. A. | N. A. | D0102.1303 | N. A. | N. A. | N. A. | SEMIFINISHED GOODS | N. A. | N. A. | N. A. | N. A. | N. A. | N. A. |  | N. A. | N. A. | N. A. | N. A. | N. A. | N. A. | N. A. | N. A. | N. A. | N. A. | 1 | ADLER PRODUCTS\SS CASES AND TRAYS | 0 | Initial issue | N | CONTAINERS |  | No | No | N. A. | N. A. | N. A. | N. A.
D0102.1303 | D0102.1303.13 | INSERT 13 FOR SS TRAY 3 RESTOR INSTRUMENTATION |  | D0102.1303.13 | 01 | 2010-08-04 | N. A. | N. A. | N. A. | N. A. | N. A. | N. A. | N. A. | N. A. | N. A. | PS/D0102.1303.13 | N. A. | N. A. | N. A. | N. A. | N. A. | D0102.1303 | N. A. | N. A. | N. A. | SEMIFINISHED GOODS | N. A. | N. A. | N. A. | N. A. | N. A. | N. A. |  | N. A. | N. A. | N. A. | N. A. | N. A. | N. A. | N. A. | N. A. | N. A. | N. A. | 1 | ADLER PRODUCTS\SS CASES AND TRAYS | 0 | Initial issue | N | CONTAINERS |  | No | No | N. A. | N. A. | N. A. | N. A.
D0102.1303 | D0102.1303.14 | INSERT 14 FOR SS TRAY 3 RESTOR INSTRUMENTATION |  | D0102.1303.14 | 02 | 2010-10-23 | N. A. | N. A. | N. A. | N. A. | N. A. | N. A. | N. A. | N. A. | N. A. | PS/D0102.1303.14 | N. A. | N. A. | N. A. | N. A. | N. A. | D0102.1303 | N. A. | N. A. | N. A. | SEMIFINISHED GOODS | N. A. | N. A. | N. A. | N. A. | N. A. | N. A. |  | N. A. | N. A. | N. A. | N. A. | N. A. | N. A. | N. A. | N. A. | N. A. | N. A. | 1 | ADLER PRODUCTS\SS CASES AND TRAYS | 0 | Initial issue | N | CONTAINERS |  | No | No | N. A. | N. A. | N. A. | N. A.
D0102.1303 | D0102.1303.15 | INSERT 15 FOR SS TRAY 3 RESTOR INSTRUMENTATION |  | D0102.1303.15 | 01 | 2010-08-04 | N. A. | N. A. | N. A. | N. A. | N. A. | N. A. | N. A. | N. A. | N. A. | PS/D0102.1303.15 | N. A. | N. A. | N. A. | N. A. | N. A. | D0102.1303 | N. A. | N. A. | N. A. | SEMIFINISHED GOODS | N. A. | N. A. | N. A. | N. A. | N. A. | N. A. |  | N. A. | N. A. | N. A. | N. A. | N. A. | N. A. | N. A. | N. A. | N. A. | N. A. | 1 | ADLER PRODUCTS\SS CASES AND TRAYS | 0 | Initial issue | N | CONTAINERS |  | No | No | N. A. | N. A. | N. A. | N. A.
D0102.1303 | D0102.1303.16 | INSERT 16 FOR SS TRAY 3 RESTOR INSTRUMENTATION |  | D0102.1303.16 | 02 | 2010-10-23 | N. A. | N. A. | N. A. | N. A. | N. A. | N. A. | N. A. | N. A. | N. A. | PS/D0102.1303.16 | N. A. | N. A. | N. A. | N. A. | N. A. | D0102.1303 | N. A. | N. A. | N. A. | SEMIFINISHED GOODS | N. A. | N. A. | N. A. | N. A. | N. A. | N. A. |  | N. A. | N. A. | N. A. | N. A. | N. A. | N. A. | N. A. | N. A. | N. A. | N. A. | 1 | ADLER PRODUCTS\SS CASES AND TRAYS | 0 | Initial issue | N | CONTAINERS |  | No | No | N. A. | N. A. | N. A. | N. A.
D0102.1303 | D0102.1303.17 | INSERT 17 FOR SS TRAY 3 RESTOR INSTRUMENTATION |  | D0102.1303.17 | 01 | 2010-08-04 | N. A. | N. A. | N. A. | N. A. | N. A. | N. A. | N. A. | N. A. | N. A. | PS/D0102.1303.17 | N. A. | N. A. | N. A. | N. A. | N. A. | D0102.1303 | N. A. | N. A. | N. A. | SEMIFINISHED GOODS | N. A. | N. A. | N. A. | N. A. | N. A. | N. A. |  | N. A. | N. A. | N. A. | N. A. | N. A. | N. A. | N. A. | N. A. | N. A. | N. A. | 1 | ADLER PRODUCTS\SS CASES AND TRAYS | 0 | Initial issue | N | CONTAINERS |  | No | No | N. A. | N. A. | N. A. | N. A.
D0102.1303 | D0102.1303.18 | INSERT 18 FOR SS TRAY 3 RESTOR INSTRUMENTATION |  | D0102.1303.18 | 01 | 2012-04-21 | N. A. | N. A. | N. A. | N. A. | N. A. | N. A. | N. A. | N. A. | N. A. | PS/D0102.1303.18 | N. A. | N. A. | N. A. | N. A. | N. A. | D0102.1303 | N. A. | N. A. | N. A. | SEMIFINISHED GOODS | N. A. | N. A. | N. A. | N. A. | N. A. | N. A. |  | N. A. | N. A. | N. A. | N. A. | N. A. | N. A. | N. A. | N. A. | N. A. | N. A. | 1 | ADLER PRODUCTS\SS CASES AND TRAYS | 0 | Initial issue | N | CONTAINERS |  | No | No | N. A. | N. A. | N. A. | N. A.
D0102.1303 | D0102.1303.19 | INSERT 19 FOR SS TRAY 3 RESTOR INSTRUMENTATION |  | D0102.1303.19 | 00 | 2012-04-21 | N. A. | N. A. | N. A. | N. A. | N. A. | N. A. | N. A. | N. A. | N. A. | PS/D0102.1303.19 | N. A. | N. A. | N. A. | N. A. | N. A. | D0102.1303 | N. A. | N. A. | N. A. | SEMIFINISHED GOODS | N. A. | N. A. | N. A. | N. A. | N. A. | N. A. |  | N. A. | N. A. | N. A. | N. A. | N. A. | N. A. | N. A. | N. A. | N. A. | N. A. | 1 | ADLER PRODUCTS\SS CASES AND TRAYS | 0 | Initial issue | N | CONTAINERS |  | No | No | N. A. | N. A. | N. A. | N. A.
D0102.1303 | D0102.1303.20 | INSERT 20 FOR SS TRAY 3 RESTOR INSTRUMENTATION |  | D0102.1303.20 | N. A. | N. A. | N. A. | N. A. | N. A. | N. A. | N. A. | N. A. | N. A. | N. A. | N. A. | PS/D0102.1303.20 | N. A. | N. A. | N. A. | N. A. | N. A. | D0102.1303 | N. A. | N. A. | N. A. | SEMIFINISHED GOODS | N. A. | N. A. | N. A. | N. A. | N. A. | N. A. |  | N. A. | N. A. | N. A. | N. A. | N. A. | N. A. | N. A. | N. A. | N. A. | N. A. | 1 | ADLER PRODUCTS\SS CASES AND TRAYS | 0 | ADDED NEW CODE NO AS PER EMAIL FROM PRATIK DTD07NOV2018 ON 07NOV2018. | N | CONTAINERS |  | No | No | N. A. | N. A. | N. A. | N. A.
D0102.1303 | D0102.1303.21 | INSERT 21 FOR SS TRAY 3 RESTOR INSTRUMENTATION |  | D0102.1303.21 | N. A. | N. A. | N. A. | N. A. | N. A. | N. A. | N. A. | N. A. | N. A. | N. A. | N. A. | PS/D0102.1303.21 | N. A. | N. A. | N. A. | N. A. | N. A. | D0102.1303 | N. A. | N. A. | N. A. | SEMIFINISHED GOODS | N. A. | N. A. | N. A. | N. A. | N. A. | N. A. |  | N. A. | N. A. | N. A. | N. A. | N. A. | N. A. | N. A. | N. A. | N. A. | N. A. | 1 | ADLER PRODUCTS\SS CASES AND TRAYS | 0 | ADDED NEW CODE NO AS PER EMAIL FROM PRATIK DTD07NOV2018 ON 07NOV2018. | N | CONTAINERS |  | No | No | N. A. | N. A. | N. A. | N. A.
D0102.1303 | D0102.1303.22 | INSERT 22(Stud) FOR SS TRAY 3 RESTOR INSTRUMENTATION |  | D0102.1303.22 | N. A. | N. A. | N. A. | N. A. | N. A. | N. A. | N. A. | N. A. | N. A. | N. A. | N. A. | PS/D0102.1303.22 | N. A. | N. A. | N. A. | N. A. | N. A. | D0102.1303 | N. A. | N. A. | N. A. | SEMIFINISHED GOODS | N. A. | N. A. | N. A. | N. A. | N. A. | N. A. |  | N. A. | N. A. | N. A. | N. A. | N. A. | N. A. | N. A. | N. A. | N. A. | N. A. | 1 | ADLER PRODUCTS\SS CASES AND TRAYS | 0 | ADDED NEW CODE NO AS PER EMAIL FROM PRATIK DTD07NOV2018 ON 07NOV2018. | N | CONTAINERS |  | No | No | N. A. | N. A. | N. A. | N. A.
D0102.1303 | D0102.1303.23 | Insert 23 for SS Tray 3 Restor Instrumentation |  | D0102.1303.23 | N. A. | N. A. | N. A. | N. A. | N. A. | N. A. | N. A. | N. A. | N. A. | N. A. | N. A. | PS/D0102.1303.23 | N. A. | N. A. | N. A. | N. A. | N. A. | D0102.1303 | N. A. | N. A. | N. A. | SEMIFINISHED GOODS | ADLER™ | N. A. |  | N. A. | N. A. | N. A. |  | N. A. | N. A. | N. A. | N. A. | N. A. | N. A. | N. A. | N. A. | N. A. |  | N. A. | SUB COMPONENTS | 0 | Added New Subcomponent Codes as per ECE E0030718 dtd. 21JUL2018 by Dinesh Khake | N | INSTRUMENTS |  | No | No | N. A. | N. A. | N. A. | N. A.
D0102.1303 | D0102.1303.24 | Insert 24 for SS Tray 3 Restor Instrumentation |  | D0102.1303.24 | N. A. | N. A. | N. A. | N. A. | N. A. | N. A. | N. A. | N. A. | N. A. | N. A. | N. A. | PS/D0102.1303.24 | N. A. | N. A. | N. A. | N. A. | N. A. | D0102.1303 | N. A. | N. A. | N. A. | SEMIFINISHED GOODS | ADLER™ | N. A. |  | N. A. | N. A. | N. A. |  | N. A. | N. A. | N. A. | N. A. | N. A. | N. A. | N. A. | N. A. | N. A. |  | N. A. | SUB COMPONENTS | 0 | Added New Subcomponent Codes as per ECE E0030718 dtd. 21JUL2018 by Dinesh Khake | N | INSTRUMENTS |  | No | No | N. A. | N. A. | N. A. | N. A.
D0102.1303 | D0102.1303.25 | SS TRAY 3 RESTOR INSTRUMENTATION,BLANK TRAY |  | D0102.1303 | 07 | 2019-03-24 | N. A. | N. A. | N. A. | N. A. | N. A. | N. A. | N. A. | N. A. | N. A. | PS/D0102.1303.25 | N. A. | N. A. | N. A. | N. A. | N. A. | D0102.1303 | N. A. | N. A. | N. A. | SEMIFINISHED GOODS | N. A. | N. A. | N. A. | N. A. | N. A. | N. A. |  | N. A. | N. A. | N. A. | N. A. | N. A. | N. A. | N. A. | N. A. | N. A. | N. A. | 1 | ADLER PRODUCTS\SS CASES AND TRAYS | 0 | CHANGED DWG NO AS PER EMAIL FROM PST DTD 24MAY2019 ON 28MAY2019 | N | CONTAINERS |  | No | No | N. A. | N. A. | N. A. | N. A.
D0102.1303 | D0102.1303.26 | SS TRAY 3 RESTOR INSTRUMENTATION,STUD |  | D0102.1303.26 | N. A. | N. A. | N. A. | N. A. | N. A. | N. A. | N. A. | N. A. | N. A. | N. A. | N. A. | PS/D0102.1303.26 | N. A. | N. A. | N. A. | N. A. | N. A. | D0102.1303 | N. A. | N. A. | N. A. | SEMIFINISHED GOODS | N. A. | N. A. | N. A. | N. A. | N. A. | N. A. |  | N. A. | N. A. | N. A. | N. A. | N. A. | N. A. | N. A. | N. A. | N. A. | N. A. | 1 | ADLER PRODUCTS\SS CASES AND TRAYS | 0 | ADDED NEW CODE NO AS PER EMAIL FROM PRATIK DTD 05DEC2018 ON 20DEC2018 | N | CONTAINERS |  | No | No | N. A. | N. A. | N. A. | N. A.
D0102.1304 | D0102.1304 | SS TRAY 1 FOR RESTOR TRIALS, ADLER |  | D0102.1304 | 07 | 2015-07-02 | N. A. | N. A. | N. A. | QPF/D0102.1304 | N. A. | N. A. | N. A. | N. A. | N. A. | PS/D0102.1304 | 00 | 2019-02-14 | 2022-02-14 | N. A. | N. A. | D0102.1304 | N. A. | N. A. | Class B | FINISHED GOODS | ADLER™ | LOWER TRAY TRIAL INSTRUMENT SET |  | 17 | No | Yes |  | No | N. A. | No | N. A. | No | Yes | No | No | M. L.: MFG/MD/2023/000312 |  | 1 | ADLER PRODUCTS\SS CASES AND TRAYS | 0 | Initial issue | N | Implant Trials |  | No | No | Yes | No | Yes | N. A.
D0102.1304 | D0102.1304.01 | INSERT 1 FOR SS TRAY 1, RESTOR TRIALS |  | D0102.1304.01 | 01 | 2010-08-04 | N. A. | N. A. | N. A. | N. A. | N. A. | N. A. | N. A. | N. A. | N. A. | PS/D0102.1304.01 | N. A. | N. A. | N. A. | N. A. | N. A. | D0102.1304 | N. A. | N. A. | N. A. | SEMIFINISHED GOODS | N. A. | N. A. | N. A. | N. A. | N. A. | N. A. |  | N. A. | N. A. | N. A. | N. A. | N. A. | N. A. | N. A. | N. A. | N. A. | N. A. | 1 | ADLER PRODUCTS\SS CASES AND TRAYS | 0 | Initial issue | N | CONTAINERS |  | No | No | N. A. | N. A. | N. A. | N. A.
D0102.1304 | D0102.1304.02 | INSERT 2 FOR SS TRAY 1, RESTOR TRIALS |  | D0102.1304.02 | 01 | 2010-08-04 | N. A. | N. A. | N. A. | N. A. | N. A. | N. A. | N. A. | N. A. | N. A. | PS/D0102.1304.02 | N. A. | N. A. | N. A. | N. A. | N. A. | D0102.1304 | N. A. | N. A. | N. A. | SEMIFINISHED GOODS | N. A. | N. A. | N. A. | N. A. | N. A. | N. A. |  | N. A. | N. A. | N. A. | N. A. | N. A. | N. A. | N. A. | N. A. | N. A. | N. A. | 1 | ADLER PRODUCTS\SS CASES AND TRAYS | 0 | Initial issue | N | CONTAINERS |  | No | No | N. A. | N. A. | N. A. | N. A.
D0102.1304 | D0102.1304.03 | INSERT 3 FOR SS TRAY 1, RESTOR TRIALS |  | D0102.1304.03 | 01 | 2010-08-04 | N. A. | N. A. | N. A. | N. A. | N. A. | N. A. | N. A. | N. A. | N. A. | PS/D0102.1304.03 | N. A. | N. A. | N. A. | N. A. | N. A. | D0102.1304 | N. A. | N. A. | N. A. | SEMIFINISHED GOODS | N. A. | N. A. | N. A. | N. A. | N. A. | N. A. |  | N. A. | N. A. | N. A. | N. A. | N. A. | N. A. | N. A. | N. A. | N. A. | N. A. | 1 | ADLER PRODUCTS\SS CASES AND TRAYS | 0 | Initial issue | N | CONTAINERS |  | No | No | N. A. | N. A. | N. A. | N. A.
D0102.1304 | D0102.1304.04 | INSERT 4 FOR SS TRAY 1, RESTOR TRIALS |  | D0102.1304.04 | 01 | 2010-08-04 | N. A. | N. A. | N. A. | N. A. | N. A. | N. A. | N. A. | N. A. | N. A. | PS/D0102.1304.04 | N. A. | N. A. | N. A. | N. A. | N. A. | D0102.1304 | N. A. | N. A. | N. A. | SEMIFINISHED GOODS | N. A. | N. A. | N. A. | N. A. | N. A. | N. A. |  | N. A. | N. A. | N. A. | N. A. | N. A. | N. A. | N. A. | N. A. | N. A. | N. A. | 1 | ADLER PRODUCTS\SS CASES AND TRAYS | 0 | Initial issue | N | CONTAINERS |  | No | No | N. A. | N. A. | N. A. | N. A.
D0102.1304 | D0102.1304.05 | INSERT 5 FOR SS TRAY 1, RESTOR TRIALS |  | D0102.1304.05 | 01 | 2010-08-04 | N. A. | N. A. | N. A. | N. A. | N. A. | N. A. | N. A. | N. A. | N. A. | PS/D0102.1304.05 | N. A. | N. A. | N. A. | N. A. | N. A. | D0102.1304 | N. A. | N. A. | N. A. | SEMIFINISHED GOODS | N. A. | N. A. | N. A. | N. A. | N. A. | N. A. |  | N. A. | N. A. | N. A. | N. A. | N. A. | N. A. | N. A. | N. A. | N. A. | N. A. | 1 | ADLER PRODUCTS\SS CASES AND TRAYS | 0 | Initial issue | N | CONTAINERS |  | No | No | N. A. | N. A. | N. A. | N. A.
D0102.1304 | D0102.1304.06 | INSERT 6 FOR SS TRAY 1, RESTOR TRIALS |  | D0102.1304.06 | 01 | 2010-08-04 | N. A. | N. A. | N. A. | N. A. | N. A. | N. A. | N. A. | N. A. | N. A. | PS/D0102.1304.06 | N. A. | N. A. | N. A. | N. A. | N. A. | D0102.1304 | N. A. | N. A. | N. A. | SEMIFINISHED GOODS | N. A. | N. A. | N. A. | N. A. | N. A. | N. A. |  | N. A. | N. A. | N. A. | N. A. | N. A. | N. A. | N. A. | N. A. | N. A. | N. A. | 1 | ADLER PRODUCTS\SS CASES AND TRAYS | 0 | Initial issue | N | CONTAINERS |  | No | No | N. A. | N. A. | N. A. | N. A.
D0102.1304 | D0102.1304.07 | INSERT 7 FOR SS TRAY 1, RESTOR TRIALS |  | D0102.1304.07 | 01 | 2010-08-04 | N. A. | N. A. | N. A. | N. A. | N. A. | N. A. | N. A. | N. A. | N. A. | PS/D0102.1304.07 | N. A. | N. A. | N. A. | N. A. | N. A. | D0102.1304 | N. A. | N. A. | N. A. | SEMIFINISHED GOODS | N. A. | N. A. | N. A. | N. A. | N. A. | N. A. |  | N. A. | N. A. | N. A. | N. A. | N. A. | N. A. | N. A. | N. A. | N. A. | N. A. | 1 | ADLER PRODUCTS\SS CASES AND TRAYS | 0 | Initial issue | N | CONTAINERS |  | No | No | N. A. | N. A. | N. A. | N. A.
D0102.1304 | D0102.1304.08 | INSERT 8 FOR SS TRAY 1, RESTOR TRIALS |  | D0102.1304.08 | 00 | 2010-07-04 | N. A. | N. A. | N. A. | N. A. | N. A. | N. A. | N. A. | N. A. | N. A. | PS/D0102.1304.08 | N. A. | N. A. | N. A. | N. A. | N. A. | D0102.1304 | N. A. | N. A. | N. A. | SEMIFINISHED GOODS | N. A. | N. A. | N. A. | N. A. | N. A. | N. A. |  | N. A. | N. A. | N. A. | N. A. | N. A. | N. A. | N. A. | N. A. | N. A. | N. A. | 1 | ADLER PRODUCTS\SS CASES AND TRAYS | 0 | Initial issue | N | CONTAINERS |  | No | No | N. A. | N. A. | N. A. | N. A.
D0102.1304 | D0102.1304.09 | INSERT 9 FOR SS TRAY 1, RESTOR TRIALS |  | D0102.1304.09 | 01 | 2010-08-04 | N. A. | N. A. | N. A. | N. A. | N. A. | N. A. | N. A. | N. A. | N. A. | PS/D0102.1304.09 | N. A. | N. A. | N. A. | N. A. | N. A. | D0102.1304 | N. A. | N. A. | N. A. | SEMIFINISHED GOODS | N. A. | N. A. | N. A. | N. A. | N. A. | N. A. |  | N. A. | N. A. | N. A. | N. A. | N. A. | N. A. | N. A. | N. A. | N. A. | N. A. | 1 | ADLER PRODUCTS\SS CASES AND TRAYS | 0 | Initial issue | N | CONTAINERS |  | No | No | N. A. | N. A. | N. A. | N. A.
D0102.1304 | D0102.1304.10 | INSERT 10 FOR SS TRAY 1, RESTOR TRIALS |  | D0102.1304.10 | 01 | 2010-08-04 | N. A. | N. A. | N. A. | N. A. | N. A. | N. A. | N. A. | N. A. | N. A. | PS/D0102.1304.10 | N. A. | N. A. | N. A. | N. A. | N. A. | D0102.1304 | N. A. | N. A. | N. A. | SEMIFINISHED GOODS | N. A. | N. A. | N. A. | N. A. | N. A. | N. A. |  | N. A. | N. A. | N. A. | N. A. | N. A. | N. A. | N. A. | N. A. | N. A. | N. A. | 1 | ADLER PRODUCTS\SS CASES AND TRAYS | 0 | Initial issue | N | CONTAINERS |  | No | No | N. A. | N. A. | N. A. | N. A.
D0102.1304 | D0102.1304.11 | INSERT 11 FOR SS TRAY 1, RESTOR TRIALS |  | D0102.1304.11 | 01 | 2010-08-04 | N. A. | N. A. | N. A. | N. A. | N. A. | N. A. | N. A. | N. A. | N. A. | PS/D0102.1304.11 | N. A. | N. A. | N. A. | N. A. | N. A. | D0102.1304 | N. A. | N. A. | N. A. | SEMIFINISHED GOODS | N. A. | N. A. | N. A. | N. A. | N. A. | N. A. |  | N. A. | N. A. | N. A. | N. A. | N. A. | N. A. | N. A. | N. A. | N. A. | N. A. | 1 | ADLER PRODUCTS\SS CASES AND TRAYS | 0 | Initial issue | N | CONTAINERS |  | No | No | N. A. | N. A. | N. A. | N. A.
D0102.1304 | D0102.1304.12 | INSERT 12 FOR SS TRAY 1, RESTOR TRIALS |  | D0102.1304.12 | 01 | 2011-02-20 | N. A. | N. A. | N. A. | N. A. | N. A. | N. A. | N. A. | N. A. | N. A. | PS/D0102.1304.12 | N. A. | N. A. | N. A. | N. A. | N. A. | D0102.1304 | N. A. | N. A. | N. A. | SEMIFINISHED GOODS | N. A. | N. A. | N. A. | N. A. | N. A. | N. A. |  | N. A. | N. A. | N. A. | N. A. | N. A. | N. A. | N. A. | N. A. | N. A. | N. A. | 1 | ADLER PRODUCTS\SS CASES AND TRAYS | 0 | Initial issue | N | CONTAINERS |  | No | No | N. A. | N. A. | N. A. | N. A.
D0102.1304 | D0102.1304.13 | INSERT 13 FOR SS TRAY 1, RESTOR TRIALS |  | D0102.1304.13 | 00 | 2010-09-10 | N. A. | N. A. | N. A. | N. A. | N. A. | N. A. | N. A. | N. A. | N. A. | PS/D0102.1304.13 | N. A. | N. A. | N. A. | N. A. | N. A. | D0102.1304 | N. A. | N. A. | N. A. | SEMIFINISHED GOODS | N. A. | N. A. | N. A. | N. A. | N. A. | N. A. |  | N. A. | N. A. | N. A. | N. A. | N. A. | N. A. | N. A. | N. A. | N. A. | N. A. | 1 | ADLER PRODUCTS\SS CASES AND TRAYS | 0 | Initial issue | N | CONTAINERS |  | No | No | N. A. | N. A. | N. A. | N. A.
D0102.1304 | D0102.1304.14 | INSERT 14 FOR SS TRAY 1, RESTOR TRIALS |  | D0102.1304.14 | 00 | 2010-09-10 | N. A. | N. A. | N. A. | N. A. | N. A. | N. A. | N. A. | N. A. | N. A. | PS/D0102.1304.14 | N. A. | N. A. | N. A. | N. A. | N. A. | D0102.1304 | N. A. | N. A. | N. A. | SEMIFINISHED GOODS | N. A. | N. A. | N. A. | N. A. | N. A. | N. A. |  | N. A. | N. A. | N. A. | N. A. | N. A. | N. A. | N. A. | N. A. | N. A. | N. A. | 1 | ADLER PRODUCTS\SS CASES AND TRAYS | 0 | Initial issue | N | CONTAINERS |  | No | No | N. A. | N. A. | N. A. | N. A.
D0102.1304 | D0102.1304.15 | INSERT 15 FOR SS TRAY 1, RESTOR TRIALS |  | D0102.1304.15 | N. A. | N. A. | N. A. | N. A. | N. A. | N. A. | N. A. | N. A. | N. A. | N. A. | N. A. | PS/D0102.1304.15 | N. A. | N. A. | N. A. | N. A. | N. A. | D0102.1304 | N. A. | N. A. | N. A. | SEMIFINISHED GOODS | N. A. | N. A. | N. A. | N. A. | N. A. | N. A. |  | N. A. | N. A. | N. A. | N. A. | N. A. | N. A. | N. A. | N. A. | N. A. | N. A. | 1 | ADLER PRODUCTS\SS CASES AND TRAYS | 0 | ADDED NEW CODE NO AS PER EMAIL FROM PRATIK DTD07NOV2018 ON 07NOV2018. | N | CONTAINERS |  | No | No | N. A. | N. A. | N. A. | N. A.
D0102.1304 | D0102.1304.16 | INSERT 16 FOR SS TRAY 1, RESTOR TRIALS |  | D0102.1304.16 | N. A. | N. A. | N. A. | N. A. | N. A. | N. A. | N. A. | N. A. | N. A. | N. A. | N. A. | PS/D0102.1304.16 | N. A. | N. A. | N. A. | N. A. | N. A. | D0102.1304 | N. A. | N. A. | N. A. | SEMIFINISHED GOODS | N. A. | N. A. | N. A. | N. A. | N. A. | N. A. |  | N. A. | N. A. | N. A. | N. A. | N. A. | N. A. | N. A. | N. A. | N. A. | N. A. | 1 | ADLER PRODUCTS\SS CASES AND TRAYS | 0 | ADDED NEW CODE NO AS PER EMAIL FROM PRATIK DTD07NOV2018 ON 07NOV2018. | N | CONTAINERS |  | No | No | N. A. | N. A. | N. A. | N. A.
D0102.1304 | D0102.1304.17 | INSERT 17 FOR SS TRAY 1, RESTOR TRIALS |  | D0102.1304.17 | N. A. | N. A. | N. A. | N. A. | N. A. | N. A. | N. A. | N. A. | N. A. | N. A. | N. A. | PS/D0102.1304.17 | N. A. | N. A. | N. A. | N. A. | N. A. | D0102.1304 | N. A. | N. A. | N. A. | SEMIFINISHED GOODS | N. A. | N. A. | N. A. | N. A. | N. A. | N. A. |  | N. A. | N. A. | N. A. | N. A. | N. A. | N. A. | N. A. | N. A. | N. A. | N. A. | 1 | ADLER PRODUCTS\SS CASES AND TRAYS | 0 | ADDED NEW CODE NO AS PER EMAIL FROM PRATIK DTD07NOV2018 ON 07NOV2018. | N | CONTAINERS |  | No | No | N. A. | N. A. | N. A. | N. A.
D0102.1304 | D0102.1304.18 | INSERT 18 (Stud) FOR SS TRAY 1, RESTOR TRIALS |  | D0102.1304.18 | N. A. | N. A. | N. A. | N. A. | N. A. | N. A. | N. A. | N. A. | N. A. | N. A. | N. A. | PS/D0102.1304.18 | N. A. | N. A. | N. A. | N. A. | N. A. | D0102.1304 | N. A. | N. A. | N. A. | SEMIFINISHED GOODS | N. A. | N. A. | N. A. | N. A. | N. A. | N. A. |  | N. A. | N. A. | N. A. | N. A. | N. A. | N. A. | N. A. | N. A. | N. A. | N. A. | 1 | ADLER PRODUCTS\SS CASES AND TRAYS | 0 | ADDED NEW CODE NO AS PER EMAIL FROM PRATIK DTD07NOV2018 ON 07NOV2018. | N | CONTAINERS |  | No | No | N. A. | N. A. | N. A. | N. A.
D0102.1304 | D0102.1304.19 | SS TRAY 1, RESTOR TRIALS,BLANK TRAY |  | D0102.1304 | 07 | 2015-07-02 | N. A. | N. A. | N. A. | N. A. | N. A. | N. A. | N. A. | N. A. | N. A. | PS/D0102.1304.19 | N. A. | N. A. | N. A. | N. A. | N. A. | D0102.1304 | N. A. | N. A. | N. A. | SEMIFINISHED GOODS | N. A. | N. A. | N. A. | N. A. | N. A. | N. A. |  | N. A. | N. A. | N. A. | N. A. | N. A. | N. A. | N. A. | N. A. | N. A. | N. A. | 1 | ADLER PRODUCTS\SS CASES AND TRAYS | 0 | CHANGED DWG NO AS PER EMAIL FROM PST DTD 24MAY2019 ON 28MAY2019 | N | CONTAINERS |  | No | No | N. A. | N. A. | N. A. | N. A.
D0102.1304 | D0102.1304.20 | SS TRAY 1 FOR RESTOR TRIALS, ADLER,Nylon Handle |  | D0102.1304 | 07 | 2015-07-02 | N. A. | N. A. | N. A. | N. A. | N. A. | N. A. | N. A. | N. A. | N. A. | PS/D0102.1304.20 | 00 | 2019-04-13 | N. A. | N. A. | N. A. | D0102.1304 | N. A. | N. A. | N. A. | SEMIFINISHED GOODS | N. A. | N. A. | N. A. | N. A. | N. A. | N. A. |  | N. A. | N. A. | N. A. | N. A. | N. A. | N. A. | N. A. | N. A. | N. A. | N. A. | 1 | ADLER PRODUCTS\SS CASES AND TRAYS | 0 | ADDED NEW CODE AS PER EMAIL FROM PRATIK DTD24NOV2018 ON 04DEC2018 | N | CONTAINERS |  | No | No | N. A. | N. A. | N. A. | N. A.
D0102.1305 | D0102.1305 | SS TRAY 2 FOR RESTOR TRIALS, ADLER |  | D0102.1305 | 08 | 2019-03-24 | N. A. | N. A. | N. A. | QPF/D0102.1305 | N. A. | N. A. | N. A. | N. A. | N. A. | PS/D0102.1305 | 00 | 2019-02-15 | 2022-02-15 | N. A. | N. A. | D0102.1305 | N. A. | N. A. | Class B | FINISHED GOODS | ADLER™ | UPPER TRAY TRIAL INSTRUMENT SET |  | 17 | No | Yes |  | No | N. A. | No | N. A. | No | Yes | No | No | M. L.: MFG/MD/2023/000312 |  | 1 | ADLER PRODUCTS\SS CASES AND TRAYS | 0 | Initial issue | N | Implant Trials |  | No | No | Yes | No | Yes | N. A.
D0102.1305 | D0102.1305.01 | INSERT 1 FOR SS TRAY 2, RESTOR TRIALS |  | D0102.1305.01 | 01 | 2010-08-04 | N. A. | N. A. | N. A. | N. A. | N. A. | N. A. | N. A. | N. A. | N. A. | PS/D0102.1305.01 | N. A. | N. A. | N. A. | N. A. | N. A. | D0102.1305 | N. A. | N. A. | N. A. | SEMIFINISHED GOODS | N. A. | N. A. | N. A. | N. A. | N. A. | N. A. |  | N. A. | N. A. | N. A. | N. A. | N. A. | N. A. | N. A. | N. A. | N. A. | N. A. | 1 | ADLER PRODUCTS\SS CASES AND TRAYS | 0 | Initial issue | N | CONTAINERS |  | No | No | N. A. | N. A. | N. A. | N. A.
D0102.1305 | D0102.1305.02 | INSERT 2 FOR SS TRAY 2, RESTOR TRIALS |  | D0102.1305.02 | 01 | 2010-08-04 | N. A. | N. A. | N. A. | N. A. | N. A. | N. A. | N. A. | N. A. | N. A. | PS/D0102.1305.02 | N. A. | N. A. | N. A. | N. A. | N. A. | D0102.1305 | N. A. | N. A. | N. A. | SEMIFINISHED GOODS | N. A. | N. A. | N. A. | N. A. | N. A. | N. A. |  | N. A. | N. A. | N. A. | N. A. | N. A. | N. A. | N. A. | N. A. | N. A. | N. A. | 1 | ADLER PRODUCTS\SS CASES AND TRAYS | 0 | Initial issue | N | CONTAINERS |  | No | No | N. A. | N. A. | N. A. | N. A.
D0102.1305 | D0102.1305.03 | INSERT 3 FOR SS TRAY 2, RESTOR TRIALS |  | D0102.1305.03 | 03 | 2015-07-02 | N. A. | N. A. | N. A. | N. A. | N. A. | N. A. | N. A. | N. A. | N. A. | PS/D0102.1305.03 | N. A. | N. A. | N. A. | N. A. | N. A. | D0102.1305 | N. A. | N. A. | N. A. | SEMIFINISHED GOODS | N. A. | N. A. | N. A. | N. A. | N. A. | N. A. |  | N. A. | N. A. | N. A. | N. A. | N. A. | N. A. | N. A. | N. A. | N. A. | N. A. | 1 | ADLER PRODUCTS\SS CASES AND TRAYS | 0 | Initial issue | N | CONTAINERS |  | No | No | N. A. | N. A. | N. A. | N. A.
D0102.1305 | D0102.1305.04 | INSERT 4 FOR SS TRAY 2, RESTOR TRIALS |  | D0102.1305.04 | 02 | 2015-07-01 | N. A. | N. A. | N. A. | N. A. | N. A. | N. A. | N. A. | N. A. | N. A. | PS/D0102.1305.04 | N. A. | N. A. | N. A. | N. A. | N. A. | D0102.1305 | N. A. | N. A. | N. A. | SEMIFINISHED GOODS | N. A. | N. A. | N. A. | N. A. | N. A. | N. A. |  | N. A. | N. A. | N. A. | N. A. | N. A. | N. A. | N. A. | N. A. | N. A. | N. A. | 1 | ADLER PRODUCTS\SS CASES AND TRAYS | 0 | Initial issue | N | CONTAINERS |  | No | No | N. A. | N. A. | N. A. | N. A.
D0102.1305 | D0102.1305.05 | INSERT 5 FOR SS TRAY 2, RESTOR TRIALS |  | D0102.1305.05 | 03 | 2015-07-02 | N. A. | N. A. | N. A. | N. A. | N. A. | N. A. | N. A. | N. A. | N. A. | PS/D0102.1305.05 | N. A. | N. A. | N. A. | N. A. | N. A. | D0102.1305 | N. A. | N. A. | N. A. | SEMIFINISHED GOODS | N. A. | N. A. | N. A. | N. A. | N. A. | N. A. |  | N. A. | N. A. | N. A. | N. A. | N. A. | N. A. | N. A. | N. A. | N. A. | N. A. | 1 | ADLER PRODUCTS\SS CASES AND TRAYS | 0 | Initial issue | N | CONTAINERS |  | No | No | N. A. | N. A. | N. A. | N. A.
D0102.1305 | D0102.1305.06 | INSERT 6 FOR SS TRAY 2, RESTOR TRIALS |  | D0102.1305.06 | 01 | 2015-07-02 | N. A. | N. A. | N. A. | N. A. | N. A. | N. A. | N. A. | N. A. | N. A. | PS/D0102.1305.06 | N. A. | N. A. | N. A. | N. A. | N. A. | D0102.1305 | N. A. | N. A. | N. A. | SEMIFINISHED GOODS | N. A. | N. A. | N. A. | N. A. | N. A. | N. A. |  | N. A. | N. A. | N. A. | N. A. | N. A. | N. A. | N. A. | N. A. | N. A. | N. A. | 1 | ADLER PRODUCTS\SS CASES AND TRAYS | 0 | Initial issue | N | CONTAINERS |  | No | No | N. A. | N. A. | N. A. | N. A.
D0102.1305 | D0102.1305.07 | INSERT 7 FOR SS TRAY 2, RESTOR TRIALS |  | D0102.1305.07 | 01 | 2015-07-02 | N. A. | N. A. | N. A. | N. A. | N. A. | N. A. | N. A. | N. A. | N. A. | PS/D0102.1305.07 | N. A. | N. A. | N. A. | N. A. | N. A. | D0102.1305 | N. A. | N. A. | N. A. | SEMIFINISHED GOODS | N. A. | N. A. | N. A. | N. A. | N. A. | N. A. |  | N. A. | N. A. | N. A. | N. A. | N. A. | N. A. | N. A. | N. A. | N. A. | N. A. | 1 | ADLER PRODUCTS\SS CASES AND TRAYS | 0 | Initial issue | N | CONTAINERS |  | No | No | N. A. | N. A. | N. A. | N. A.
D0102.1305 | D0102.1305.08 | INSERT 8 FOR SS TRAY 2, RESTOR TRIALS |  | D0102.1305.08 | 01 | 2015-07-02 | N. A. | N. A. | N. A. | N. A. | N. A. | N. A. | N. A. | N. A. | N. A. | PS/D0102.1305.08 | N. A. | N. A. | N. A. | N. A. | N. A. | D0102.1305 | N. A. | N. A. | N. A. | SEMIFINISHED GOODS | N. A. | N. A. | N. A. | N. A. | N. A. | N. A. |  | N. A. | N. A. | N. A. | N. A. | N. A. | N. A. | N. A. | N. A. | N. A. | N. A. | 1 | ADLER PRODUCTS\SS CASES AND TRAYS | 0 | Initial issue | N | CONTAINERS |  | No | No | N. A. | N. A. | N. A. | N. A.
D0102.1305 | D0102.1305.09 | SS TRAY 2, RESTOR TRIALS,BLANK TRAY |  | D0102.1305 | 08 | 2019-03-24 | N. A. | N. A. | N. A. | N. A. | N. A. | N. A. | N. A. | N. A. | N. A. | PS/D0102.1305.09 | N. A. | N. A. | N. A. | N. A. | N. A. | D0102.1305 | N. A. | N. A. | N. A. | SEMIFINISHED GOODS | N. A. | N. A. | N. A. | N. A. | N. A. | N. A. |  | N. A. | N. A. | N. A. | N. A. | N. A. | N. A. | N. A. | N. A. | N. A. | N. A. | 1 | SUB COMPONENTS | 0 | ADDED NEW CODE NO AS PER EMAIL FROM PRATIK DTD 04JAN2019 ON 08JAN2019 | N | SUB COMPONENTS |  | No | No | N. A. | N. A. | N. A. | N. A.
D0102.1404 | D0102.1404 | S.S RACK FOR ONE LOCK SCREWS |  | D0102.1404 | N. A. | N. A. | N. A. | N. A. | N. A. | QPF/D0102.1404 | N. A. | N. A. | N. A. | N. A. | N. A. | PS/D0102.1404 | N. A. | N. A. | N. A. | N. A. | N. A. | D0102.1404 | N. A. | N. A. | Class A | FINISHED GOODS | ADLER™ | S.S RACK FOR ONE LOCK SCREWS |  | 17 | No | Yes |  | No | N. A. | No | N. A. | No | Yes | No | No | M. L.: MFG/MD/2022/63252 |  | 1 | ADLER PRODUCTS\SS CASES AND TRAYS | 0 | VL number changed to ML number | N | Surgical Trays |  | No | No | Yes | No | Yes | N. A.
D0102.1405 | D0102.1405 | SS TRAY FOR RODS IN ONELOCK IMPLATS SET |  | D0102.1405 | N. A. | N. A. | N. A. | N. A. | N. A. | QPF/D0102.1405 | N. A. | N. A. | N. A. | N. A. | N. A. | PS/D0102.1405 | N. A. | N. A. | N. A. | N. A. | N. A. | D0102.1405 | N. A. | N. A. | Class A | FINISHED GOODS | ADLER™ | SS TRAY FOR RODS IN ONELOCK IMPLATS SET |  | 17 | No | Yes |  | No | N. A. | No | N. A. | No | Yes | No | No | M. L.: MFG/MD/2022/63252 |  | 1 | ADLER PRODUCTS\SS CASES AND TRAYS | 0 | VL number changed to ML number | Y | Surgical Trays |  | No | No | Yes | No | Yes | N. A.
D0102.1406 | D0102.1406 | SS TRAY FOR CERVICAL INSTRUMENTS |  | D0102.1406 | N. A. | N. A. | N. A. | N. A. | N. A. | QPF/D0102.1406 | N. A. | N. A. | N. A. | N. A. | N. A. | PS/D0102.1406 | N. A. | N. A. | N. A. | N. A. | N. A. | D0102.1406 | N. A. | N. A. | Class A | FINISHED GOODS | ADLER™ | SS TRAY FOR CERVICAL INSTRUMENTS |  | 17 | No | Yes |  | No | N. A. | No | N. A. | No | Yes | No | No | M. L.: MFG/MD/2022/63252 |  | 1 | ADLER PRODUCTS\SS CASES AND TRAYS | 0 | VL number changed to ML number | Y | Surgical Trays |  | No | No | Yes | No | Yes | N. A.
D0102.1407 | D0102.1407 | SS RACK FOR 182 ONE LOCK SCREWS (LARGE) |  | D0102.1407 | N. A. | N. A. | N. A. | N. A. | N. A. | QPF/D0102.1407 | N. A. | N. A. | N. A. | N. A. | N. A. | PS/D0102.1407 | N. A. | N. A. | N. A. | N. A. | N. A. | D0102.1407 | N. A. | N. A. | Class A | FINISHED GOODS | ADLER™ | SS RACK FOR 182 ONE LOCK SCREWS (LARGE) |  | 17 | No | Yes |  | No | N. A. | No | N. A. | No | Yes | No | No | M. L.: MFG/MD/2022/63252 |  | 1 | ADLER PRODUCTS\SS CASES AND TRAYS | 0 | VL number changed to ML number | Y | Surgical Trays |  | No | No | Yes | No | Yes | N. A.
D0102.1408 | D0102.1408 | TRAY 1 FOR ONELOCK INSTRUMENTS SET FOR LOW BACK SURGERY |  | D0102.1408 | 04 | 2012-09-13 | N. A. | N. A. | N. A. | QPF/D0102.1408 | 00 | 2021-03-28 | N. A. | N. A. | N. A. | PS/D0102.1408 | 00 | 2020-09-20 | 2023-09-19 | N. A. | N. A. | D0102.1408 | N. A. | N. A. | Class A | FINISHED GOODS | ADLER™ | TRAY 1 FOR LOWBACK SET |  | 17 | No | Yes |  | No | N. A. | No | N. A. | No | Yes | No | No | M. L.: MFG/MD/2022/63252 |  | 1 | ADLER PRODUCTS\SS CASES AND TRAYS | 0 | VL number changed to ML number | N | Surgical Trays |  | No | No | Yes | No | Yes | N. A.
D0102.1408 | D0102.1408.01 | INSERT 1 FROM TRAY 1 FOR ONELOCK LOW BACK SET |  | D0102.1408.01 | N. A. | N. A. | N. A. | N. A. | N. A. | N. A. | N. A. | N. A. | N. A. | N. A. | N. A. | PS/D0102.1408.01 | N. A. | N. A. | N. A. | N. A. | N. A. | D0102.1408 | N. A. | N. A. | N. A. | SEMIFINISHED GOODS | N. A. | N. A. | N. A. | N. A. | N. A. | N. A. |  | N. A. | N. A. | N. A. | N. A. | N. A. | N. A. | N. A. | N. A. | N. A. | N. A. | 1 | SUB COMPONENTS | 0 | Initial issue | N | CONTAINERS |  | No | No | N. A. | N. A. | N. A. | N. A.
D0102.1408 | D0102.1408.02 | INSERT 2 FROM TRAY 1 FOR ONELOCK LOW BACK SET |  | D0102.1408.02 | N. A. | N. A. | N. A. | N. A. | N. A. | N. A. | N. A. | N. A. | N. A. | N. A. | N. A. | PS/D0102.1408.02 | N. A. | N. A. | N. A. | N. A. | N. A. | D0102.1408 | N. A. | N. A. | N. A. | SEMIFINISHED GOODS | N. A. | N. A. | N. A. | N. A. | N. A. | N. A. |  | N. A. | N. A. | N. A. | N. A. | N. A. | N. A. | N. A. | N. A. | N. A. | N. A. | 1 | SUB COMPONENTS | 0 | Initial issue | N | CONTAINERS |  | No | No | N. A. | N. A. | N. A. | N. A.
D0102.1408 | D0102.1408.03 | INSERT 3 FROM TRAY 1 FOR ONELOCK LOW BACK SET |  | D0102.1408.03 | 03 | 2010-05-07 | N. A. | N. A. | N. A. | N. A. | N. A. | N. A. | N. A. | N. A. | N. A. | PS/D0102.1408.03 | N. A. | N. A. | N. A. | N. A. | N. A. | D0102.1408 | N. A. | N. A. | N. A. | SEMIFINISHED GOODS | N. A. | N. A. | N. A. | N. A. | N. A. | N. A. |  | N. A. | N. A. | N. A. | N. A. | N. A. | N. A. | N. A. | N. A. | N. A. | N. A. | 1 | SUB COMPONENTS | 0 | Initial issue | N | CONTAINERS |  | No | No | N. A. | N. A. | N. A. | N. A.
D0102.1408 | D0102.1408.04 | INSERT 4 FROM TRAY 1 FOR ONELOCK LOW BACK SET |  | D0102.1408.04 | 03 | 2012-09-13 | N. A. | N. A. | N. A. | N. A. | N. A. | N. A. | N. A. | N. A. | N. A. | PS/D0102.1408.04 | N. A. | N. A. | N. A. | N. A. | N. A. | D0102.1408 | N. A. | N. A. | N. A. | SEMIFINISHED GOODS | N. A. | N. A. | N. A. | N. A. | N. A. | N. A. |  | N. A. | N. A. | N. A. | N. A. | N. A. | N. A. | N. A. | N. A. | N. A. | N. A. | 1 | SUB COMPONENTS | 0 | Initial issue | N | CONTAINERS |  | No | No | N. A. | N. A. | N. A. | N. A.
D0102.1408 | D0102.1408.05 | INSERT 5 FROM TRAY 1 FOR ONELOCK LOW BACK SET |  | D0102.1408.05 | 03 | 2012-09-13 | N. A. | N. A. | N. A. | N. A. | N. A. | N. A. | N. A. | N. A. | N. A. | PS/D0102.1408.05 | N. A. | N. A. | N. A. | N. A. | N. A. | D0102.1408 | N. A. | N. A. | N. A. | SEMIFINISHED GOODS | N. A. | N. A. | N. A. | N. A. | N. A. | N. A. |  | N. A. | N. A. | N. A. | N. A. | N. A. | N. A. | N. A. | N. A. | N. A. | N. A. | 1 | SUB COMPONENTS | 0 | Initial issue | N | CONTAINERS |  | No | No | N. A. | N. A. | N. A. | N. A.
D0102.1408 | D0102.1408.06 | INSERT 6 FROM TRAY 1 FOR ONELOCK LOW BACK SET |  | D0102.1408.06 | 02 | 2010-05-07 | N. A. | N. A. | N. A. | N. A. | N. A. | N. A. | N. A. | N. A. | N. A. | PS/D0102.1408.06 | N. A. | N. A. | N. A. | N. A. | N. A. | D0102.1408 | N. A. | N. A. | N. A. | SEMIFINISHED GOODS | N. A. | N. A. | N. A. | N. A. | N. A. | N. A. |  | N. A. | N. A. | N. A. | N. A. | N. A. | N. A. | N. A. | N. A. | N. A. | N. A. | 1 | SUB COMPONENTS | 0 | Initial issue | N | CONTAINERS |  | No | No | N. A. | N. A. | N. A. | N. A.
D0102.1408 | D0102.1408.07 | INSERT 7 FROM TRAY 1 FOR ONELOCK LOW BACK SET |  | D0102.1408.07 | 03 | 2012-06-10 | N. A. | N. A. | N. A. | N. A. | N. A. | N. A. | N. A. | N. A. | N. A. | PS/D0102.1408.07 | N. A. | N. A. | N. A. | N. A. | N. A. | D0102.1408 | N. A. | N. A. | N. A. | SEMIFINISHED GOODS | N. A. | N. A. | N. A. | N. A. | N. A. | N. A. |  | N. A. | N. A. | N. A. | N. A. | N. A. | N. A. | N. A. | N. A. | N. A. | N. A. | 1 | SUB COMPONENTS | 0 | Initial issue | N | CONTAINERS |  | No | No | N. A. | N. A. | N. A. | N. A.
D0102.1408 | D0102.1408.08 | INSERT 8 FROM TRAY 1 FOR ONELOCK LOW BACK SET |  | D0102.1408.08 | 01 | 2010-04-28 | N. A. | N. A. | N. A. | N. A. | N. A. | N. A. | N. A. | N. A. | N. A. | PS/D0102.1408.08 | N. A. | N. A. | N. A. | N. A. | N. A. | D0102.1408 | N. A. | N. A. | N. A. | SEMIFINISHED GOODS | N. A. | N. A. | N. A. | N. A. | N. A. | N. A. |  | N. A. | N. A. | N. A. | N. A. | N. A. | N. A. | N. A. | N. A. | N. A. | N. A. | 1 | SUB COMPONENTS | 0 | Initial issue | N | CONTAINERS |  | No | No | N. A. | N. A. | N. A. | N. A.
D0102.1408 | D0102.1408.09 | INSERT 9 FROM TRAY 1 FOR ONELOCK LOW BACK SET |  | D0102.1408.09 | 01 | 2010-04-28 | N. A. | N. A. | N. A. | N. A. | N. A. | N. A. | N. A. | N. A. | N. A. | PS/D0102.1408.09 | N. A. | N. A. | N. A. | N. A. | N. A. | D0102.1408 | N. A. | N. A. | N. A. | SEMIFINISHED GOODS | N. A. | N. A. | N. A. | N. A. | N. A. | N. A. |  | N. A. | N. A. | N. A. | N. A. | N. A. | N. A. | N. A. | N. A. | N. A. | N. A. | 1 | SUB COMPONENTS | 0 | Initial issue | N | CONTAINERS |  | No | No | N. A. | N. A. | N. A. | N. A.
D0102.1408 | D0102.1408.10 | INSERT 10 FROM TRAY 1 FOR ONELOCK LOW BACK SET |  | D0102.1408.10 | 00 | 2012-06-10 | N. A. | N. A. | N. A. | N. A. | N. A. | N. A. | N. A. | N. A. | N. A. | PS/D0102.1408.10 | N. A. | N. A. | N. A. | N. A. | N. A. | D0102.1408 | N. A. | N. A. | N. A. | SEMIFINISHED GOODS | N. A. | N. A. | N. A. | N. A. | N. A. | N. A. |  | N. A. | N. A. | N. A. | N. A. | N. A. | N. A. | N. A. | N. A. | N. A. | N. A. | 1 | SUB COMPONENTS | 0 | Initial issue | N | CONTAINERS |  | No | No | N. A. | N. A. | N. A. | N. A.
D0102.1408 | D0102.1408.11 | TRAY 1 FOR ONELOCK LOW BACK SET,BLANK TRAY |  | D0102.1408 | 04 | 2012-09-13 | N. A. | N. A. | N. A. | N. A. | N. A. | N. A. | N. A. | N. A. | N. A. | PS/D0102.1408.11 | N. A. | N. A. | N. A. | N. A. | N. A. | D0102.1408 | N. A. | N. A. | N. A. | SEMIFINISHED GOODS | N. A. | N. A. | N. A. | N. A. | N. A. | N. A. |  | N. A. | N. A. | N. A. | N. A. | N. A. | N. A. | N. A. | N. A. | N. A. | N. A. | 1 | SUB COMPONENTS | 0 | ADDED NEW CODE NO AS PER EMAIL FROM PRATIK DTD 04JAN2019 ON 08JAN2019 | N | SUB COMPONENTS |  | No | No | N. A. | N. A. | N. A. | N. A.
D0102.1409 | D0102.1409 | TRAY 2 FOR ONELOCK INSTRUMENTS SET FOR LOW BACK SURGERY |  | D0102.1409 | 01 | 2011-11-02 | N. A. | N. A. | N. A. | QPF/D0102.1409 | N. A. | N. A. | N. A. | N. A. | N. A. | PS/D0102.1409 | 00 | 2020-09-20 | 2023-09-18 | N. A. | N. A. | D0102.1409 | N. A. | N. A. | Class A | FINISHED GOODS | ADLER™ | TRAY 2 FOR LOWBACK SET |  | 17 | No | Yes |  | No | N. A. | No | N. A. | No | Yes | No | No | M. L.: MFG/MD/2022/63252 |  | 1 | ADLER PRODUCTS\SS CASES AND TRAYS | 0 | VL number changed to ML number | N | Surgical Trays |  | No | No | Yes | No | Yes | N. A.
D0102.1409 | D0102.1409.01 | INSERT 1 FROM TRAY 2 FOR ONELOCK LOW BACK SET |  | D0102.1409.01 | 02 | 2010-04-29 | N. A. | N. A. | N. A. | N. A. | N. A. | N. A. | N. A. | N. A. | N. A. | PS/D0102.1409.01 | N. A. | N. A. | N. A. | N. A. | N. A. | D0102.1409 | N. A. | N. A. | N. A. | SEMIFINISHED GOODS | N. A. | N. A. | N. A. | N. A. | N. A. | N. A. |  | N. A. | N. A. | N. A. | N. A. | N. A. | N. A. | N. A. | N. A. | N. A. | N. A. | 1 | SUB COMPONENTS | 0 | Initial issue | N | CONTAINERS |  | No | No | N. A. | N. A. | N. A. | N. A.
D0102.1409 | D0102.1409.02 | INSERT 2 FROM TRAY 2 FOR ONELOCK LOW BACK SET |  | D0102.1409.02 | 02 | 2010-05-07 | N. A. | N. A. | N. A. | N. A. | N. A. | N. A. | N. A. | N. A. | N. A. | PS/D0102.1409.02 | N. A. | N. A. | N. A. | N. A. | N. A. | D0102.1409 | N. A. | N. A. | N. A. | SEMIFINISHED GOODS | N. A. | N. A. | N. A. | N. A. | N. A. | N. A. |  | N. A. | N. A. | N. A. | N. A. | N. A. | N. A. | N. A. | N. A. | N. A. | N. A. | 1 | SUB COMPONENTS | 0 | Initial issue | N | CONTAINERS |  | No | No | N. A. | N. A. | N. A. | N. A.
D0102.1409 | D0102.1409.03 | INSERT 3 FROM TRAY 2 FOR ONELOCK LOW BACK SET |  | D0102.1409.03 | 01 | 2010-05-07 | N. A. | N. A. | N. A. | N. A. | N. A. | N. A. | N. A. | N. A. | N. A. | PS/D0102.1409.03 | N. A. | N. A. | N. A. | N. A. | N. A. | D0102.1409 | N. A. | N. A. | N. A. | SEMIFINISHED GOODS | N. A. | N. A. | N. A. | N. A. | N. A. | N. A. |  | N. A. | N. A. | N. A. | N. A. | N. A. | N. A. | N. A. | N. A. | N. A. | N. A. | 1 | SUB COMPONENTS | 0 | Initial issue | N | CONTAINERS |  | No | No | N. A. | N. A. | N. A. | N. A.
D0102.1409 | D0102.1409.04 | INSERT 4 FROM TRAY 2 FOR ONELOCK LOW BACK SET |  | D0102.1409.04 | 01 | 2010-05-07 | N. A. | N. A. | N. A. | N. A. | N. A. | N. A. | N. A. | N. A. | N. A. | PS/D0102.1409.04 | N. A. | N. A. | N. A. | N. A. | N. A. | D0102.1409 | N. A. | N. A. | N. A. | SEMIFINISHED GOODS | N. A. | N. A. | N. A. | N. A. | N. A. | N. A. |  | N. A. | N. A. | N. A. | N. A. | N. A. | N. A. | N. A. | N. A. | N. A. | N. A. | 1 | SUB COMPONENTS | 0 | Initial issue | N | CONTAINERS |  | No | No | N. A. | N. A. | N. A. | N. A.
D0102.1409 | D0102.1409.05 | INSERT 5 FROM TRAY 2 FOR ONELOCK LOW BACK SET |  | D0102.1409.05 | 02 | 2010-05-07 | N. A. | N. A. | N. A. | N. A. | N. A. | N. A. | N. A. | N. A. | N. A. | PS/D0102.1409.05 | N. A. | N. A. | N. A. | N. A. | N. A. | D0102.1409 | N. A. | N. A. | N. A. | SEMIFINISHED GOODS | N. A. | N. A. | N. A. | N. A. | N. A. | N. A. |  | N. A. | N. A. | N. A. | N. A. | N. A. | N. A. | N. A. | N. A. | N. A. | N. A. | 1 | SUB COMPONENTS | 0 | Initial issue | N | CONTAINERS |  | No | No | N. A. | N. A. | N. A. | N. A.
D0102.1409 | D0102.1409.06 | INSERT 6 FROM TRAY 2 FOR ONELOCK LOW BACK SET |  | D0102.1409.06 | 00 | 2010-01-20 | N. A. | N. A. | N. A. | N. A. | N. A. | N. A. | N. A. | N. A. | N. A. | PS/D0102.1409.06 | N. A. | N. A. | N. A. | N. A. | N. A. | D0102.1409 | N. A. | N. A. | N. A. | SEMIFINISHED GOODS | N. A. | N. A. | N. A. | N. A. | N. A. | N. A. |  | N. A. | N. A. | N. A. | N. A. | N. A. | N. A. | N. A. | N. A. | N. A. | N. A. | 1 | SUB COMPONENTS | 0 | Initial issue | N | CONTAINERS |  | No | No | N. A. | N. A. | N. A. | N. A.
D0102.1409 | D0102.1409.07 | INSERT 7 FROM TRAY 2 FOR ONELOCK LOW BACK SET |  | D0102.1409.07 | 01 | 2010-04-29 | N. A. | N. A. | N. A. | N. A. | N. A. | N. A. | N. A. | N. A. | N. A. | PS/D0102.1409.07 | N. A. | N. A. | N. A. | N. A. | N. A. | D0102.1409 | N. A. | N. A. | N. A. | SEMIFINISHED GOODS | N. A. | N. A. | N. A. | N. A. | N. A. | N. A. |  | N. A. | N. A. | N. A. | N. A. | N. A. | N. A. | N. A. | N. A. | N. A. | N. A. | 1 | SUB COMPONENTS | 0 | Initial issue | N | CONTAINERS |  | No | No | N. A. | N. A. | N. A. | N. A.
D0102.1409 | D0102.1409.08 | TRAY 2 FOR ONELOCK LOW BACK SET,BLANK TRAY |  | D0102.1409 | 01 | 2011-11-02 | N. A. | N. A. | N. A. | N. A. | N. A. | N. A. | N. A. | N. A. | N. A. | PS/D0102.1409.08 | N. A. | N. A. | N. A. | N. A. | N. A. | D0102.1409 | N. A. | N. A. | N. A. | SEMIFINISHED GOODS | N. A. | N. A. | N. A. | N. A. | N. A. | N. A. |  | N. A. | N. A. | N. A. | N. A. | N. A. | N. A. | N. A. | N. A. | N. A. | N. A. | 1 | SUB COMPONENTS | 0 | ADDED NEW CODE NO AS PER EMAIL FROM PRATIK DTD 04JAN2019 ON 08JAN2019 | N | SUB COMPONENTS |  | No | No | N. A. | N. A. | N. A. | N. A.
D0102.1412 | D0102.1412 | SCREW RACK, ONELOCK LOW BACK IMPLANTS SET |  | D0102.1412 | N. A. | N. A. | N. A. | N. A. | N. A. | QPF/D0102.1412 | N. A. | N. A. | N. A. | N. A. | N. A. | PS/D0102.1412 | N. A. | N. A. | N. A. | N. A. | N. A. | D0102.1412 | N. A. | N. A. | Class A | FINISHED GOODS | ADLER™ | LOW BACK IMPLANTS SET | SCREW RACK | 17 | No | Yes |  | No | N. A. | No | N. A. | No | Yes | No | No | M. L.: MFG/MD/2022/63252 |  | 1 | ADLER PRODUCTS\SS CASES AND TRAYS | 0 | VL number changed to ML number | N | Surgical Trays |  | No | No | Yes | No | Yes | N. A.
D0102.1412 | D0102.1412.01 | SCREW RACK, ONELOCK LOW BACK IMPLANTS SET,BASE |  | D0102.1412 | N. A. | N. A. | N. A. | N. A. | N. A. | N.A. | N. A. | N. A. | N. A. | N. A. | N. A. | PS/D0102.1412.01 | N. A. | N. A. | N. A. | N. A. | N. A. | D0102.1412 | N. A. | N. A. | N. A. | SEMIFINISHED GOODS | N. A. | N. A. | N. A. | N. A. | N. A. | N. A. |  | N. A. | N. A. | N. A. | N. A. | N. A. | N. A. | N. A. | N. A. | N. A. | N. A. | 1 | SUB COMPONENTS | 0 | ADDED NEW PRODUCT AS PER EMAIL FROM PRATIK DTD 04JAN2019 ON 08JAN2019 | N | SUB COMPONENTS |  | No | No | N. A. | N. A. | N. A. | N. A.
D0102.1412 | D0102.1412.02 | SCREW RACK, ONELOCK LOW BACK IMPLANTS SET,STUD |  | D0102.1412 | N. A. | N. A. | N. A. | N. A. | N. A. | N.A. | N. A. | N. A. | N. A. | N. A. | N. A. | PS/D0102.1412.02 | N. A. | N. A. | N. A. | N. A. | N. A. | D0102.1412 | N. A. | N. A. | N. A. | SEMIFINISHED GOODS | N. A. | N. A. | N. A. | N. A. | N. A. | N. A. |  | N. A. | N. A. | N. A. | N. A. | N. A. | N. A. | N. A. | N. A. | N. A. | N. A. | 1 | SUB COMPONENTS | 0 | ADDED NEW PRODUCT AS PER EMAIL FROM PRATIK DTD 04JAN2019 ON 08JAN2019 | N | SUB COMPONENTS |  | No | No | N. A. | N. A. | N. A. | N. A.
D0102.1413 | D0102.1413 | TRAY FOR RODS, ONELOCK LOW BACK IMPLANTS SET |  | D0102.1413 | d0 | 2019-08-22 | N. A. | N. A. | N. A. | QPF/D0102.1413 | 00 | 2020-12-12 | N. A. | N. A. | N. A. | PS/D0102.1413 | 00 | 2019-02-16 | 2022-02-16 | N. A. | N. A. | D0102.1413 | N. A. | N. A. | Class A | FINISHED GOODS | ADLER™ | LOW BACK IMPLANTS SET | TRAY FOR RODS | 17 | No | Yes |  | No | N. A. | No | N. A. | No | Yes | No | No | M. L.: MFG/MD/2022/63252 |  | 1 | ADLER PRODUCTS\SS CASES AND TRAYS | 0 | VL number changed to ML number | N | Surgical Trays |  | No | No | Yes | No | Yes | N. A.
D0102.1413.01 | D0102.1413.01 | TRAY FOR RODS, ONELOCK LOW BACK IMPLANTS SET,BASE |  | D0102.1413.01 | 00 | 2020-02-02 | N. A. | N. A. | N. A. | N. A. | N. A. | N. A. | N. A. | N. A. | N. A. | PS/D0102.1413.01 | 00 | 2019-02-22 | 2022-02-22 | N. A. | N. A. | D0102.1413.01 | N. A. | N. A. | N. A. | SEMIFINISHED GOODS | N. A. | N. A. | N. A. | N. A. | N. A. | N. A. |  | N. A. | N. A. | N. A. | N. A. | N. A. | N. A. | N. A. | N. A. | N. A. | N. A. | 1 | SUB COMPONENTS | 0 | ADDED NEW PRODUCT AS PER EMAIL BY lJD DTD 19OCT2018 ON 07NOV2018 | N | SUB COMPONENTS |  | No | No | N. A. | N. A. | N. A. | N. A.
D0102.1413.02 | D0102.1413.02 | TRAY FOR RODS, ONELOCK LOW BACK IMPLANTS SET, INSERT 1 |  | D0102.1413.02 | 00 | 2020-02-02 | N. A. | N. A. | N. A. | N. A. | N. A. | N. A. | N. A. | N. A. | N. A. | PS/D0102.1413.02 | N. A. | N. A. | N. A. | N. A. | N. A. | D0102.1413.02 | N. A. | N. A. | N. A. | SEMIFINISHED GOODS | N. A. | N. A. | N. A. | N. A. | N. A. | N. A. |  | N. A. | N. A. | N. A. | N. A. | N. A. | N. A. | N. A. | N. A. | N. A. | N. A. | 1 | SUB COMPONENTS | 0 | ADDED NEW PRODUCT AS PER EMAIL BY lJD DTD 19OCT2018 ON 07NOV2018 | N | SUB COMPONENTS |  | No | No | N. A. | N. A. | N. A. | N. A.
D0102.1413.03 | D0102.1413.03 | TRAY FOR RODS, ONELOCK LOW BACK IMPLANTS SET, INSERT 2 |  | D0102.1413.03 | 00 | 2020-02-02 | N. A. | N. A. | N. A. | N. A. | N. A. | N. A. | N. A. | N. A. | N. A. | PS/D0102.1413.03 | N. A. | N. A. | N. A. | N. A. | N. A. | D0102.1413.03 | N. A. | N. A. | N. A. | SEMIFINISHED GOODS | N. A. | N. A. | N. A. | N. A. | N. A. | N. A. |  | N. A. | N. A. | N. A. | N. A. | N. A. | N. A. | N. A. | N. A. | N. A. | N. A. | 1 | SUB COMPONENTS | 0 | ADDED NEW PRODUCT AS PER EMAIL BY lJD DTD 19OCT2018 ON 07NOV2018 | N | SUB COMPONENTS |  | No | No | N. A. | N. A. | N. A. | N. A.
D0102.1413.04 | D0102.1413.04 | TRAY FOR RODS, ONELOCK LOW BACK IMPLANTS SET, INSERT 3 |  | D0102.1413.04 | 00 | 2020-02-02 | N. A. | N. A. | N. A. | N. A. | N. A. | N. A. | N. A. | N. A. | N. A. | PS/D0102.1413.04 | N. A. | N. A. | N. A. | N. A. | N. A. | D0102.1413.04 | N. A. | N. A. | N. A. | SEMIFINISHED GOODS | N. A. | N. A. | N. A. | N. A. | N. A. | N. A. |  | N. A. | N. A. | N. A. | N. A. | N. A. | N. A. | N. A. | N. A. | N. A. | N. A. | 1 | SUB COMPONENTS | 0 | ADDED NEW PRODUCT AS PER EMAIL BY lJD DTD 19OCT2018 ON 07NOV2018 | N | SUB COMPONENTS |  | No | No | N. A. | N. A. | N. A. | N. A.
D0102.1413.05 | D0102.1413.05 | TRAY FOR RODS, ONELOCK LOW BACK IMPLANTS SET, INSERT 4 |  | D0102.1413.05 | 00 | 2020-02-02 | N. A. | N. A. | N. A. | N. A. | N. A. | N. A. | N. A. | N. A. | N. A. | PS/D0102.1413.05 | N. A. | N. A. | N. A. | N. A. | N. A. | D0102.1413.05 | N. A. | N. A. | N. A. | SEMIFINISHED GOODS | N. A. | N. A. | N. A. | N. A. | N. A. | N. A. |  | N. A. | N. A. | N. A. | N. A. | N. A. | N. A. | N. A. | N. A. | N. A. | N. A. | 1 | SUB COMPONENTS | 0 | ADDED NEW PRODUCT AS PER EMAIL BY lJD DTD 19OCT2018 ON 07NOV2018 | N | SUB COMPONENTS |  | No | No | N. A. | N. A. | N. A. | N. A.
D0102.1413.06 | D0102.1413.06 | TRAY FOR RODS, ONELOCK LOW BACK IMPLANTS SET, INSERT 5 |  | D0102.1413.06 | 00 | 2020-02-02 | N. A. | N. A. | N. A. | N. A. | N. A. | N. A. | N. A. | N. A. | N. A. | PS/D0102.1413.06 | N. A. | N. A. | N. A. | N. A. | N. A. | D0102.1413.06 | N. A. | N. A. | N. A. | SEMIFINISHED GOODS | N. A. | N. A. | N. A. | N. A. | N. A. | N. A. |  | N. A. | N. A. | N. A. | N. A. | N. A. | N. A. | N. A. | N. A. | N. A. | N. A. | 1 | SUB COMPONENTS | 0 | ADDED NEW PRODUCT AS PER EMAIL BY lJD DTD 19OCT2018 ON 07NOV2018 | N | SUB COMPONENTS |  | No | No | N. A. | N. A. | N. A. | N. A.
D0102.1413.07 | D0102.1413.07 | TRAY FOR RODS, ONELOCK LOW BACK IMPLANTS SET, SCREW M4 X6MM |  | D0102.1413.07 | 00 | 2020-02-02 | N. A. | N. A. | N. A. | N. A. | N. A. | N. A. | N. A. | N. A. | N. A. | PS/D0102.1413.07 | N. A. | N. A. | N. A. | N. A. | N. A. | D0102.1413.07 | N. A. | N. A. | N. A. | SEMIFINISHED GOODS | N. A. | N. A. | N. A. | N. A. | N. A. | N. A. |  | N. A. | N. A. | N. A. | N. A. | N. A. | N. A. | N. A. | N. A. | N. A. | N. A. | 1 | SUB COMPONENTS | 0 | ADDED NEW PRODUCT AS PER EMAIL BY lJD DTD 19OCT2018 ON 07NOV2018 | N | SUB COMPONENTS |  | No | No | N. A. | N. A. | N. A. | N. A.
D0102.1414 | D0102.1414 | TRAY 1 FOR SCREWS, ONELOCK LOW BACK IMPLANTS SET |  | D0102.1414 | N. A. | N. A. | N. A. | N. A. | N. A. | QPF/D0102.1414 | N. A. | N. A. | N. A. | N. A. | N. A. | PS/D0102.1414 | N. A. | N. A. | N. A. | N. A. | N. A. | D0102.1414 | N. A. | N. A. | Class A | FINISHED GOODS | ADLER™ | LOW BACK IMPLANTS SET | TRAY 1 FOR SCREWS | 17 | No | Yes |  | No | N. A. | No | N. A. | No | Yes | No | No | M. L.: MFG/MD/2022/63252 |  | 1 | ADLER PRODUCTS\SS CASES AND TRAYS | 0 | VL number changed to ML number | N | Surgical Trays |  | No | No | Yes | No | Yes | N. A.
D0102.1414 | D0102.1414.01 | TRAY 1 FOR SCREWS, ONELOCK LOW BACK IMPLANTS SET,NYLON SHEET |  | D0102.1414 | 01 | 2014-11-27 | N. A. | N. A. | N. A. | N.A. | N. A. | N. A. | N. A. | N. A. | N. A. | PS/D0102.1414.01 | N. A. | N. A. | N. A. | N. A. | N. A. | D0102.1414 | N. A. | N. A. | N. A. | SEMIFINISHED GOODS | N. A. | N. A. | N. A. | N. A. | N. A. | N. A. |  | N. A. | N. A. | N. A. | N. A. | N. A. | N. A. | N. A. | N. A. | N. A. | N. A. | 1 | SUB COMPONENTS | 0 | ADDED NEW PRODUCT AS PER EMAIL FROM PRATIK DTD 04JAN2019 ON 08JAN2019 | N | SUB COMPONENTS |  | No | No | N. A. | N. A. | N. A. | N. A.
D0102.1414 | D0102.1414.02 | TRAY 1 FOR SCREWS, ONELOCK LOW BACK IMPLANTS SET,STUD |  | D0102.1414 | 01 | 2014-11-27 | N. A. | N. A. | N. A. | N.A. | N. A. | N. A. | N. A. | N. A. | N. A. | PS/D0102.1414.02 | N. A. | N. A. | N. A. | N. A. | N. A. | D0102.1414 | N. A. | N. A. | N. A. | SEMIFINISHED GOODS | N. A. | N. A. | N. A. | N. A. | N. A. | N. A. |  | N. A. | N. A. | N. A. | N. A. | N. A. | N. A. | N. A. | N. A. | N. A. | N. A. | 1 | SUB COMPONENTS | 0 | ADDED NEW PRODUCT AS PER EMAIL FROM PRATIK DTD 04JAN2019 ON 08JAN2019 | N | SUB COMPONENTS |  | No | No | N. A. | N. A. | N. A. | N. A.
D0102.1414 | D0102.1414.03 | TRAY 1 FOR SCREWS, ONELOCK LOW BACK IMPLANTS SET,SPANGLE |  | D0102.1414 | 01 | 2014-11-27 | N. A. | N. A. | N. A. | N.A. | N. A. | N. A. | N. A. | N. A. | N. A. | PS/D0102.1414.03 | N. A. | N. A. | N. A. | N. A. | N. A. | D0102.1414 | N. A. | N. A. | N. A. | SEMIFINISHED GOODS | N. A. | N. A. | N. A. | N. A. | N. A. | N. A. |  | N. A. | N. A. | N. A. | N. A. | N. A. | N. A. | N. A. | N. A. | N. A. | N. A. | 1 | SUB COMPONENTS | 0 | ADDED NEW PRODUCT AS PER EMAIL FROM PRATIK DTD 04JAN2019 ON 08JAN2019 | N | SUB COMPONENTS |  | No | No | N. A. | N. A. | N. A. | N. A.
D0102.1414 | D0102.1414.04 | TRAY 1 FOR SCREWS, ONELOCK LOW BACK IMPLANTS SET,PLATE |  | D0102.1414 | 01 | 2014-11-27 | N. A. | N. A. | N. A. | N.A. | N. A. | N. A. | N. A. | N. A. | N. A. | PS/D0102.1414.04 | N. A. | N. A. | N. A. | N. A. | N. A. | D0102.1414 | N. A. | N. A. | N. A. | SEMIFINISHED GOODS | N. A. | N. A. | N. A. | N. A. | N. A. | N. A. |  | N. A. | N. A. | N. A. | N. A. | N. A. | N. A. | N. A. | N. A. | N. A. | N. A. | 1 | SUB COMPONENTS | 0 | ADDED NEW PRODUCT AS PER EMAIL FROM PRATIK DTD 04JAN2019 ON 08JAN2019 | N | SUB COMPONENTS |  | No | No | N. A. | N. A. | N. A. | N. A.
D0102.1415 | D0102.1415 | TRAY 2 FOR SCREWS, ONELOCK LOW BACK IMPLANTS SET |  | D0102.1415 | N. A. | N. A. | N. A. | N. A. | N. A. | QPF/D0102.1415 | 00 | 2021-01-27 | N. A. | N. A. | N. A. | PS/D0102.1415 | 00 | 2020-07-25 | 2023-07-25 | N. A. | N. A. | D0102.1415 | N. A. | N. A. | Class A | FINISHED GOODS | ADLER™ | TRAY 2 FOR SCREWS, ONELOCK LOW BACK IMPLANTS SET |  | 17 | No | Yes |  | No | N. A. | No | N. A. | No | Yes | No | No | M. L.: MFG/MD/2022/63252 |  | 1 | ADLER PRODUCTS\SS CASES AND TRAYS | 0 | VL number changed to ML number | N | Surgical Trays |  | No | No | Yes | No | Yes | N. A.
D0102.1415 | D0102.1415.01 | TRAY 2 FOR SCREWS, ONELOCK LOW BACK IMPLANTS SET,NYLON SHEET |  | D0102.1415 | 01 | 2014-11-27 | N. A. | N. A. | N. A. | N.A. | N. A. | N. A. | N. A. | N. A. | N. A. | PS/D0102.1415.01 | 00 | 2020-07-25 | 2023-07-25 | N. A. | N. A. | D0102.1415 | N. A. | N. A. | N. A. | SEMIFINISHED GOODS | N. A. | N. A. | N. A. | N. A. | N. A. | N. A. |  | N. A. | N. A. | N. A. | N. A. | N. A. | N. A. | N. A. | N. A. | N. A. | N. A. | 1 | SUB COMPONENTS | 0 | ADDED NEW PRODUCT AS PER EMAIL FROM PRATIK DTD 04JAN2019 ON 08JAN2019 | N | SUB COMPONENTS |  | No | No | N. A. | N. A. | N. A. | N. A.
D0102.1415 | D0102.1415.02 | TRAY 2 FOR SCREWS, ONELOCK LOW BACK IMPLANTS SET,STUD |  | D0102.1415 | 01 | 2014-11-27 | N. A. | N. A. | N. A. | N.A. | N. A. | N. A. | N. A. | N. A. | N. A. | PS/D0102.1415.02 | 00 | 2020-07-25 | 2023-07-25 | N. A. | N. A. | D0102.1415 | N. A. | N. A. | N. A. | SEMIFINISHED GOODS | N. A. | N. A. | N. A. | N. A. | N. A. | N. A. |  | N. A. | N. A. | N. A. | N. A. | N. A. | N. A. | N. A. | N. A. | N. A. | N. A. | 1 | SUB COMPONENTS | 0 | ADDED NEW PRODUCT AS PER EMAIL FROM PRATIK DTD 04JAN2019 ON 08JAN2019 | N | SUB COMPONENTS |  | No | No | N. A. | N. A. | N. A. | N. A.
D0102.1415 | D0102.1415.03 | TRAY 2 FOR SCREWS, ONELOCK LOW BACK IMPLANTS SET,SPANGLE |  | D0102.1415 | 01 | 2014-11-27 | N. A. | N. A. | N. A. | N.A. | N. A. | N. A. | N. A. | N. A. | N. A. | PS/D0102.1415.03 | 00 | 2020-07-24 | 2023-07-24 | N. A. | N. A. | D0102.1415 | N. A. | N. A. | N. A. | SEMIFINISHED GOODS | N. A. | N. A. | N. A. | N. A. | N. A. | N. A. |  | N. A. | N. A. | N. A. | N. A. | N. A. | N. A. | N. A. | N. A. | N. A. | N. A. | 1 | SUB COMPONENTS | 0 | ADDED NEW PRODUCT AS PER EMAIL FROM PRATIK DTD 04JAN2019 ON 08JAN2019 | N | SUB COMPONENTS |  | No | No | N. A. | N. A. | N. A. | N. A.
D0102.1415 | D0102.1415.04 | TRAY 2 FOR SCREWS, ONELOCK LOW BACK IMPLANTS SET,PLATE |  | D0102.1415 | 01 | 2014-11-27 | N. A. | N. A. | N. A. | N.A. | N. A. | N. A. | N. A. | N. A. | N. A. | PS/D0102.1415.04 | 00 | 2020-07-24 | 2023-07-24 | N. A. | N. A. | D0102.1415 | N. A. | N. A. | N. A. | SEMIFINISHED GOODS | N. A. | N. A. | N. A. | N. A. | N. A. | N. A. |  | N. A. | N. A. | N. A. | N. A. | N. A. | N. A. | N. A. | N. A. | N. A. | N. A. | 1 | SUB COMPONENTS | 0 | ADDED NEW PRODUCT AS PER EMAIL FROM PRATIK DTD 04JAN2019 ON 08JAN2019 | N | SUB COMPONENTS |  | No | No | N. A. | N. A. | N. A. | N. A.
D0102.1416 | D0102.1416 | TRAY FOR ONELOCK IMPLANTS REQUIRED FOR DEFORMITY CORRECTION SURGERY |  | D0102.1416 | N. A. | N. A. | N. A. | N. A. | N. A. | QPF/D0102.1416 | N. A. | N. A. | N. A. | N. A. | N. A. | PS/D0102.1416 | N. A. | N. A. | N. A. | N. A. | N. A. | D0102.1416 | N. A. | N. A. | Class A | FINISHED GOODS | ADLER™ | TRAY FOR ONELOCK IMPLANTS REQUIRED FOR DEFORMITY CORRECTION SURGERY |  | 17 | No | Yes |  | No | N. A. | No | N. A. | No | Yes | No | No | M. L.: MFG/MD/2022/63252 |  | 1 | ADLER PRODUCTS\SS CASES AND TRAYS | 0 | VL number changed to ML number | N | Surgical Trays |  | No | No | Yes | No | Yes | N. A.
D0102.1417 | D0102.1417 | TRAY FOR RODS, REDUCTION SCREWS, STAPLES, CROSS CONNECTORS, INNER SCREWS, ONELOCK LOW BACK IMPLANTS SET |  | D0102.1417 | N. A. | N. A. | N. A. | N. A. | N. A. | QPF/D0102.1417 | N. A. | N. A. | N. A. | N. A. | N. A. | PS/D0102.1417 | N. A. | N. A. | N. A. | N. A. | N. A. | D0102.1417 | N. A. | N. A. | Class A | FINISHED GOODS | ADLER™ | TRAY FOR RODS, REDUCTION SCREWS, STAPLES, CROSS CONNECTORS, INNER SCREWS, ONELOCK LOW BACK IMPLANTS SET |  | 17 | No | Yes |  | No | N. A. | No | N. A. | No | Yes | No | No | M. L.: MFG/MD/2022/63252 |  | 1 | ADLER PRODUCTS\SS CASES AND TRAYS | 0 | VL number changed to ML number | Y | Surgical Trays |  | No | No | Yes | No | Yes | N. A.
D0102.1417 | D0102.1417.01 | INSERT FOR REDUCTION SCREW, CROSS CONNECTOR AND STAPLES IN TRAY FOR ONELOCK LOW BACK IMPLANTS |  | D0102.1417.01 | N. A. | N. A. | N. A. | N. A. | N. A. | N. A. | N. A. | N. A. | N. A. | N. A. | N. A. | PS/D0102.1417.01 | N. A. | N. A. | N. A. | N. A. | N. A. | D0102.1417 | N. A. | N. A. | N. A. | SEMIFINISHED GOODS | N. A. | N. A. | N. A. | N. A. | N. A. | N. A. |  | N. A. | N. A. | N. A. | N. A. | N. A. | N. A. | N. A. | N. A. | N. A. | N. A. | 1 | ADLER PRODUCTS\SS CASES AND TRAYS | 0 | Initial issue | N | CONTAINERS |  | No | No | N. A. | N. A. | N. A. | N. A.
D0102.1417 | D0102.1417.02 | INNER SCREW CONTAINER, IN TRAY FOR ONELOCK LOW BACK IMPLANTS |  | D0102.1417.02 | N. A. | N. A. | N. A. | N. A. | N. A. | N. A. | N. A. | N. A. | N. A. | N. A. | N. A. | PS/D0102.1417.02 | N. A. | N. A. | N. A. | N. A. | N. A. | D0102.1417 | N. A. | N. A. | N. A. | SEMIFINISHED GOODS | N. A. | N. A. | N. A. | N. A. | N. A. | N. A. |  | N. A. | N. A. | N. A. | N. A. | N. A. | N. A. | N. A. | N. A. | N. A. | N. A. | 1 | ADLER PRODUCTS\SS CASES AND TRAYS | 0 | Initial issue | N | CONTAINERS |  | No | No | N. A. | N. A. | N. A. | N. A.
D0102.1417 | D0102.1417.02.01 | INNER SCREW CONTAINER, IN TRAY FOR ONELOCK LOW BACK IMPLANTS, MAIN BODY |  | D0102.1417.02.01 | N. A. | N. A. | N. A. | N. A. | N. A. | N. A. | N. A. | N. A. | N. A. | N. A. | N. A. | PS/D0102.1417.02.01 | N. A. | N. A. | N. A. | N. A. | N. A. | D0102.1417 | N. A. | N. A. | N. A. | SEMIFINISHED GOODS | N. A. | N. A. | N. A. | N. A. | N. A. | N. A. |  | N. A. | N. A. | N. A. | N. A. | N. A. | N. A. | N. A. | N. A. | N. A. | N. A. | 1 | ADLER PRODUCTS\SS CASES AND TRAYS | 0 | Initial issue | N | CONTAINERS |  | No | No | N. A. | N. A. | N. A. | N. A.
D0102.1417 | D0102.1417.02.02 | INNER SCREW CONTAINER, IN TRAY FOR ONELOCK LOW BACK IMPLANTS, LID |  | D0102.1417.02.02 | N. A. | N. A. | N. A. | N. A. | N. A. | N. A. | N. A. | N. A. | N. A. | N. A. | N. A. | PS/D0102.1417.02.02 | N. A. | N. A. | N. A. | N. A. | N. A. | D0102.1417 | N. A. | N. A. | N. A. | SEMIFINISHED GOODS | N. A. | N. A. | N. A. | N. A. | N. A. | N. A. |  | N. A. | N. A. | N. A. | N. A. | N. A. | N. A. | N. A. | N. A. | N. A. | N. A. | 1 | ADLER PRODUCTS\SS CASES AND TRAYS | 0 | Initial issue | N | CONTAINERS |  | No | No | N. A. | N. A. | N. A. | N. A.
D0102.1417 | D0102.1417.03 | HOLDING INSERT 1 WITH ONE SLOT, IN TRAY FOR ONELOCK LOW BACK IMPLANTS |  | D0102.1417.03 | N. A. | N. A. | N. A. | N. A. | N. A. | N. A. | N. A. | N. A. | N. A. | N. A. | N. A. | PS/D0102.1417.03 | N. A. | N. A. | N. A. | N. A. | N. A. | D0102.1417 | N. A. | N. A. | N. A. | SEMIFINISHED GOODS | N. A. | N. A. | N. A. | N. A. | N. A. | N. A. |  | N. A. | N. A. | N. A. | N. A. | N. A. | N. A. | N. A. | N. A. | N. A. | N. A. | 1 | ADLER PRODUCTS\SS CASES AND TRAYS | 0 | Initial issue | N | CONTAINERS |  | No | No | N. A. | N. A. | N. A. | N. A.
D0102.1417 | D0102.1417.04 | HOLDING INSERT 2 WITH TWO SLOTS, IN TRAY FOR ONELOCK LOW BACK IMPLANTS |  | D0102.1417.04 | N. A. | N. A. | N. A. | N. A. | N. A. | N. A. | N. A. | N. A. | N. A. | N. A. | N. A. | PS/D0102.1417.04 | N. A. | N. A. | N. A. | N. A. | N. A. | D0102.1417 | N. A. | N. A. | N. A. | SEMIFINISHED GOODS | N. A. | N. A. | N. A. | N. A. | N. A. | N. A. |  | N. A. | N. A. | N. A. | N. A. | N. A. | N. A. | N. A. | N. A. | N. A. | N. A. | 1 | ADLER PRODUCTS\SS CASES AND TRAYS | 0 | Initial issue | N | CONTAINERS |  | No | No | N. A. | N. A. | N. A. | N. A.
D0102.1417 | D0102.1417.05 | HOLDING INSERT 3 WITH FIVE SLOTS, IN TRAY FOR ONELOCK LOW BACK IMPLANTS |  | D0102.1417.05 | N. A. | N. A. | N. A. | N. A. | N. A. | N. A. | N. A. | N. A. | N. A. | N. A. | N. A. | PS/D0102.1417.05 | N. A. | N. A. | N. A. | N. A. | N. A. | D0102.1417 | N. A. | N. A. | N. A. | SEMIFINISHED GOODS | N. A. | N. A. | N. A. | N. A. | N. A. | N. A. |  | N. A. | N. A. | N. A. | N. A. | N. A. | N. A. | N. A. | N. A. | N. A. | N. A. | 1 | ADLER PRODUCTS\SS CASES AND TRAYS | 0 | Initial issue | N | CONTAINERS |  | No | No | N. A. | N. A. | N. A. | N. A.
D0102.1417 | D0102.1417.06 | HOLDING INSERT 4 WITH SIX SLOTS, IN TRAY FOR ONELOCK LOW BACK IMPLANTS |  | D0102.1417.06 | N. A. | N. A. | N. A. | N. A. | N. A. | N. A. | N. A. | N. A. | N. A. | N. A. | N. A. | PS/D0102.1417.06 | N. A. | N. A. | N. A. | N. A. | N. A. | D0102.1417 | N. A. | N. A. | N. A. | SEMIFINISHED GOODS | N. A. | N. A. | N. A. | N. A. | N. A. | N. A. |  | N. A. | N. A. | N. A. | N. A. | N. A. | N. A. | N. A. | N. A. | N. A. | N. A. | 1 | ADLER PRODUCTS\SS CASES AND TRAYS | 0 | Initial issue | N | CONTAINERS |  | No | No | N. A. | N. A. | N. A. | N. A.
D0102.1501 | D0102.1501 | SS TRAY 1 FOR TLIF PLIF INSTRUMENTS, ADLER |  | D0102.1501 | N. A. | N. A. | N. A. | N. A. | N. A. | QPF/D0102.1501 | N. A. | N. A. | N. A. | N. A. | N. A. | PS/D0102.1501 | N. A. | N. A. | N. A. | N. A. | N. A. | D0102.1501 | N. A. | N. A. | Class A | FINISHED GOODS | ADLER™ | SS TRAY 1 FOR TLIF PLIF INSTRUMENTS |  | 17 | No | Yes |  | No | N. A. | No | N. A. | No | Yes | No | No | M. L.: MFG/MD/2022/63252 |  | 1 | ADLER PRODUCTS\SS CASES AND TRAYS | 0 | VL number changed to ML number | Y | Surgical Trays |  | No | No | Yes | No | Yes | N. A.
D0102.1502 | D0102.1502 | SS TRAY 1 FOR TLIF PLIF IMPLANTS, ADLER |  | D0102.1502 | N. A. | N. A. | N. A. | N. A. | N. A. | QPF/D0102.1502 | N. A. | N. A. | N. A. | N. A. | N. A. | PS/D0102.1502 | N. A. | N. A. | N. A. | N. A. | N. A. | D0102.1502 | N. A. | N. A. | Class A | FINISHED GOODS | ADLER™ | SS TRAY 1 FOR TLIF PLIF IMPLANTS |  | 17 | No | Yes |  | No | N. A. | No | N. A. | No | Yes | No | No | M. L.: MFG/MD/2022/63252 |  | 1 | ADLER PRODUCTS\SS CASES AND TRAYS | 0 | VL number changed to ML number | Y | Surgical Trays |  | No | No | Yes | No | Yes | N. A.
D0102.1503 | D0102.1503 | SS TRAY 2 FOR TLIF PLIF INSTRUMENTS, ADLER |  | D0102.1503 | N. A. | N. A. | N. A. | N. A. | N. A. | QPF/D0102.1503 | N. A. | N. A. | N. A. | N. A. | N. A. | PS/D0102.1503 | N. A. | N. A. | N. A. | N. A. | N. A. | D0102.1503 | N. A. | N. A. | Class A | FINISHED GOODS | ADLER™ | SS TRAY 2 FOR TLIF PLIF INSTRUMENTS |  | 17 | No | Yes |  | No | N. A. | No | N. A. | No | Yes | No | No | M. L.: MFG/MD/2022/63252 |  | 1 | ADLER PRODUCTS\SS CASES AND TRAYS | 0 | VL number changed to ML number | Y | Surgical Trays |  | No | No | Yes | No | Yes | N. A.
D0102.1504 | D0102.1504 | UPPER TRAY, TLIF INSTRUMENT SET |  | D0102.1504 | 02 | 2012-09-12 | N. A. | N. A. | N. A. | QPF/D0102.1504 | N. A. | N. A. | N. A. | N. A. | N. A. | PS/D0102.1504 | N. A. | N. A. | N. A. | N. A. | N. A. | D0102.1504 | N. A. | N. A. | Class A | FINISHED GOODS | ADLER™ | UPPER TRAY, TLIF INSTRUMENT SET |  | 17 | No | Yes |  | No | N. A. | No | N. A. | No | Yes | No | No | M. L.: MFG/MD/2022/63252 |  | 1 | ADLER PRODUCTS\SS CASES AND TRAYS | 0 | VL number changed to ML number | N | Surgical Trays |  | No | No | Yes | No | Yes | N. A.
D0102.1504 | D0102.1504.01 | INSERT 1 FOR UPPER TRAY, T LIF INSTRUMENT SET |  | D0102.1504.01 | 02 | 2012-09-12 | N. A. | N. A. | N. A. | N. A. | N. A. | N. A. | N. A. | N. A. | N. A. | PS/D0102.1504.01 | N. A. | N. A. | N. A. | N. A. | N. A. | D0102.1504 | N. A. | N. A. | N. A. | SEMIFINISHED GOODS | N. A. | N. A. | N. A. | N. A. | N. A. | N. A. |  | N. A. | N. A. | N. A. | N. A. | N. A. | N. A. | N. A. | N. A. | N. A. | N. A. | 1 | SUB COMPONENTS | 0 | Initial issue | N | SUB COMPONENTS |  | No | No | N. A. | N. A. | N. A. | N. A.
D0102.1504 | D0102.1504.02 | INSERT 2 FOR UPPER TRAY, T LIF INSTRUMENT SET |  | D0102.1504.02 | 01 | 2012-04-08 | N. A. | N. A. | N. A. | N. A. | N. A. | N. A. | N. A. | N. A. | N. A. | PS/D0102.1504.02 | N. A. | N. A. | N. A. | N. A. | N. A. | D0102.1504 | N. A. | N. A. | N. A. | SEMIFINISHED GOODS | N. A. | N. A. | N. A. | N. A. | N. A. | N. A. |  | N. A. | N. A. | N. A. | N. A. | N. A. | N. A. | N. A. | N. A. | N. A. | N. A. | 1 | SUB COMPONENTS | 0 | Initial issue | N | SUB COMPONENTS |  | No | No | N. A. | N. A. | N. A. | N. A.
D0102.1504 | D0102.1504.03 | INSERT 3 FOR UPPER TRAY, T LIF INSTRUMENT SET |  | D0102.1504.03 | 02 | 2012-09-12 | N. A. | N. A. | N. A. | N. A. | N. A. | N. A. | N. A. | N. A. | N. A. | PS/D0102.1504.03 | N. A. | N. A. | N. A. | N. A. | N. A. | D0102.1504 | N. A. | N. A. | N. A. | SEMIFINISHED GOODS | N. A. | N. A. | N. A. | N. A. | N. A. | N. A. |  | N. A. | N. A. | N. A. | N. A. | N. A. | N. A. | N. A. | N. A. | N. A. | N. A. | 1 | SUB COMPONENTS | 0 | Initial issue | N | SUB COMPONENTS |  | No | No | N. A. | N. A. | N. A. | N. A.
D0102.1504 | D0102.1504.04 | INSERT 4 FOR UPPER TRAY, T LIF INSTRUMENT SET |  | D0102.1504.04 | 00 | 2012-02-21 | N. A. | N. A. | N. A. | N. A. | N. A. | N. A. | N. A. | N. A. | N. A. | PS/D0102.1504.04 | N. A. | N. A. | N. A. | N. A. | N. A. | D0102.1504 | N. A. | N. A. | N. A. | SEMIFINISHED GOODS | N. A. | N. A. | N. A. | N. A. | N. A. | N. A. |  | N. A. | N. A. | N. A. | N. A. | N. A. | N. A. | N. A. | N. A. | N. A. | N. A. | 1 | SUB COMPONENTS | 0 | Initial issue | N | SUB COMPONENTS |  | No | No | N. A. | N. A. | N. A. | N. A.
D0102.1504 | D0102.1504.05 | INSERT 5 FOR UPPER TRAY, T LIF INSTRUMENT SET |  | D0102.1504.05 | 00 | 2012-02-21 | N. A. | N. A. | N. A. | N. A. | N. A. | N. A. | N. A. | N. A. | N. A. | PS/D0102.1504.05 | N. A. | N. A. | N. A. | N. A. | N. A. | D0102.1504 | N. A. | N. A. | N. A. | SEMIFINISHED GOODS | N. A. | N. A. | N. A. | N. A. | N. A. | N. A. |  | N. A. | N. A. | N. A. | N. A. | N. A. | N. A. | N. A. | N. A. | N. A. | N. A. | 1 | SUB COMPONENTS | 0 | Initial issue | N | SUB COMPONENTS |  | No | No | N. A. | N. A. | N. A. | N. A.
D0102.1504 | D0102.1504.06 | INSERT 6 FOR UPPER TRAY, T LIF INSTRUMENT SET |  | D0102.1504.06 | 00 | 2012-02-21 | N. A. | N. A. | N. A. | N. A. | N. A. | N. A. | N. A. | N. A. | N. A. | PS/D0102.1504.06 | N. A. | N. A. | N. A. | N. A. | N. A. | D0102.1504 | N. A. | N. A. | N. A. | SEMIFINISHED GOODS | N. A. | N. A. | N. A. | N. A. | N. A. | N. A. |  | N. A. | N. A. | N. A. | N. A. | N. A. | N. A. | N. A. | N. A. | N. A. | N. A. | 1 | SUB COMPONENTS | 0 | Initial issue | N | SUB COMPONENTS |  | No | No | N. A. | N. A. | N. A. | N. A.
D0102.1504 | D0102.1504.07 | INSERT 7 FOR UPPER TRAY, T LIF INSTRUMENT SET |  | D0102.1504.07 | 00 | 2012-02-21 | N. A. | N. A. | N. A. | N. A. | N. A. | N. A. | N. A. | N. A. | N. A. | PS/D0102.1504.07 | N. A. | N. A. | N. A. | N. A. | N. A. | D0102.1504 | N. A. | N. A. | N. A. | SEMIFINISHED GOODS | N. A. | N. A. | N. A. | N. A. | N. A. | N. A. |  | N. A. | N. A. | N. A. | N. A. | N. A. | N. A. | N. A. | N. A. | N. A. | N. A. | 1 | SUB COMPONENTS | 0 | Initial issue | N | SUB COMPONENTS |  | No | No | N. A. | N. A. | N. A. | N. A.
D0102.1504 | D0102.1504.08 | INSERT 8 FOR UPPER TRAY, T LIF INSTRUMENT SET |  | D0102.1504.08 | 00 | 2012-04-08 | N. A. | N. A. | N. A. | N. A. | N. A. | N. A. | N. A. | N. A. | N. A. | PS/D0102.1504.08 | N. A. | N. A. | N. A. | N. A. | N. A. | D0102.1504 | N. A. | N. A. | N. A. | SEMIFINISHED GOODS | N. A. | N. A. | N. A. | N. A. | N. A. | N. A. |  | N. A. | N. A. | N. A. | N. A. | N. A. | N. A. | N. A. | N. A. | N. A. | N. A. | 1 | SUB COMPONENTS | 0 | Initial issue | N | SUB COMPONENTS |  | No | No | N. A. | N. A. | N. A. | N. A.
D0102.1504 | D0102.1504.09 | INSERT 9 FOR UPPER TRAY, T LIF INSTRUMENT SET |  | D0102.1504.09 | 00 | 2012-04-08 | N. A. | N. A. | N. A. | N. A. | N. A. | N. A. | N. A. | N. A. | N. A. | PS/D0102.1504.09 | N. A. | N. A. | N. A. | N. A. | N. A. | D0102.1504 | N. A. | N. A. | N. A. | SEMIFINISHED GOODS | N. A. | N. A. | N. A. | N. A. | N. A. | N. A. |  | N. A. | N. A. | N. A. | N. A. | N. A. | N. A. | N. A. | N. A. | N. A. | N. A. | 1 | SUB COMPONENTS | 0 | Initial issue | N | SUB COMPONENTS |  | No | No | N. A. | N. A. | N. A. | N. A.
D0102.1504 | D0102.1504.10 | INSERT 10 FOR UPPER TRAY, T LIF INSTRUMENT SET |  | D0102.1504.10 | 00 | 2012-04-08 | N. A. | N. A. | N. A. | N. A. | N. A. | N. A. | N. A. | N. A. | N. A. | PS/D0102.1504.10 | N. A. | N. A. | N. A. | N. A. | N. A. | D0102.1504 | N. A. | N. A. | N. A. | SEMIFINISHED GOODS | N. A. | N. A. | N. A. | N. A. | N. A. | N. A. |  | N. A. | N. A. | N. A. | N. A. | N. A. | N. A. | N. A. | N. A. | N. A. | N. A. | 1 | SUB COMPONENTS | 0 | Initial issue | N | SUB COMPONENTS |  | No | No | N. A. | N. A. | N. A. | N. A.
D0102.1504 | D0102.1504.11 | INSERT 11 FOR UPPER TRAY, T LIF INSTRUMENT SET |  | D0102.1504.11 | 01 | 2012-07-25 | N. A. | N. A. | N. A. | N. A. | N. A. | N. A. | N. A. | N. A. | N. A. | PS/D0102.1504.11 | N. A. | N. A. | N. A. | N. A. | N. A. | D0102.1504 | N. A. | N. A. | N. A. | SEMIFINISHED GOODS | N. A. | N. A. | N. A. | N. A. | N. A. | N. A. |  | N. A. | N. A. | N. A. | N. A. | N. A. | N. A. | N. A. | N. A. | N. A. | N. A. | 1 | SUB COMPONENTS | 0 | Initial issue | N | SUB COMPONENTS |  | No | No | N. A. | N. A. | N. A. | N. A.
D0102.1504 | D0102.1504.12 | UPPER TRAY, T LIF INSTRUMENT SET,TRAY BLANK |  | D0102.1504 | 02 | 2012-09-12 | N. A. | N. A. | N. A. | N. A. | N. A. | N. A. | N. A. | N. A. | N. A. | PS/D0102.1504.12 | N. A. | N. A. | N. A. | N. A. | N. A. | D0102.1504 | N. A. | N. A. | N. A. | SEMIFINISHED GOODS | N. A. | N. A. | N. A. | N. A. | N. A. | N. A. |  | N. A. | N. A. | N. A. | N. A. | N. A. | N. A. | N. A. | N. A. | N. A. | N. A. | 1 | SUB COMPONENTS | 0 | ADDED NEW CODE NO AS PER EMAIL FROM PRATIK DTD 04JAN2019 ON 08JAN2019 | N | SUB COMPONENTS |  | No | No | N. A. | N. A. | N. A. | N. A.
D0102.1505 | D0102.1505 | LOWER TRAY, TLIF INSTRUMENT SET |  | D0102.1505 | 03 | 2013-10-11 | N. A. | N. A. | N. A. | QPF/D0102.1505 | N. A. | N. A. | N. A. | N. A. | N. A. | PS/D0102.1505 | N. A. | N. A. | N. A. | N. A. | N. A. | D0102.1505 | N. A. | N. A. | Class A | FINISHED GOODS | ADLER™ | LOWER TRAY, TLIF INSTRUMENT SET |  | 17 | No | Yes |  | No | N. A. | No | N. A. | No | Yes | No | No | M. L.: MFG/MD/2022/63252 |  | 1 | ADLER PRODUCTS\SS CASES AND TRAYS | 0 | VL number changed to ML number | N | Surgical Trays |  | No | No | Yes | No | Yes | N. A.
D0102.1505 | D0102.1505.01 | INSERT 1 FOR LOWER TRAY, T LIF INSTRUMENT SET |  | D0102.1505.01 | 02 | 2012-09-12 | N. A. | N. A. | N. A. | N. A. | N. A. | N. A. | N. A. | N. A. | N. A. | PS/D0102.1505.01 | N. A. | N. A. | N. A. | N. A. | N. A. | D0102.1505 | N. A. | N. A. | N. A. | SEMIFINISHED GOODS | N. A. | N. A. | N. A. | N. A. | N. A. | N. A. |  | N. A. | N. A. | N. A. | N. A. | N. A. | N. A. | N. A. | N. A. | N. A. | N. A. | 1 | SUB COMPONENTS | 0 | Initial issue | N | SUB COMPONENTS |  | No | No | N. A. | N. A. | N. A. | N. A.
D0102.1505 | D0102.1505.02 | INSERT 2 FOR LOWER TRAY, T LIF INSTRUMENT SET |  | D0102.1505.02 | 01 | 2012-04-07 | N. A. | N. A. | N. A. | N. A. | N. A. | N. A. | N. A. | N. A. | N. A. | PS/D0102.1505.02 | N. A. | N. A. | N. A. | N. A. | N. A. | D0102.1505 | N. A. | N. A. | N. A. | SEMIFINISHED GOODS | N. A. | N. A. | N. A. | N. A. | N. A. | N. A. |  | N. A. | N. A. | N. A. | N. A. | N. A. | N. A. | N. A. | N. A. | N. A. | N. A. | 1 | SUB COMPONENTS | 0 | Initial issue | N | SUB COMPONENTS |  | No | No | N. A. | N. A. | N. A. | N. A.
D0102.1505 | D0102.1505.03 | INSERT 3 FOR LOWER TRAY, T LIF INSTRUMENT SET |  | D0102.1505.03 | 01 | 2012-04-07 | N. A. | N. A. | N. A. | N. A. | N. A. | N. A. | N. A. | N. A. | N. A. | PS/D0102.1505.03 | N. A. | N. A. | N. A. | N. A. | N. A. | D0102.1505 | N. A. | N. A. | N. A. | SEMIFINISHED GOODS | N. A. | N. A. | N. A. | N. A. | N. A. | N. A. |  | N. A. | N. A. | N. A. | N. A. | N. A. | N. A. | N. A. | N. A. | N. A. | N. A. | 1 | SUB COMPONENTS | 0 | Initial issue | N | SUB COMPONENTS |  | No | No | N. A. | N. A. | N. A. | N. A.
D0102.1505 | D0102.1505.04 | INSERT 4 FOR LOWER TRAY, T LIF INSTRUMENT SET |  | D0102.1505.04 | 00 | 2012-02-21 | N. A. | N. A. | N. A. | N. A. | N. A. | N. A. | N. A. | N. A. | N. A. | PS/D0102.1505.04 | N. A. | N. A. | N. A. | N. A. | N. A. | D0102.1505 | N. A. | N. A. | N. A. | SEMIFINISHED GOODS | N. A. | N. A. | N. A. | N. A. | N. A. | N. A. |  | N. A. | N. A. | N. A. | N. A. | N. A. | N. A. | N. A. | N. A. | N. A. | N. A. | 1 | SUB COMPONENTS | 0 | Initial issue | N | SUB COMPONENTS |  | No | No | N. A. | N. A. | N. A. | N. A.
D0102.1505 | D0102.1505.05 | INSERT 5 FOR LOWER TRAY, T LIF INSTRUMENT SET |  | D0102.1505.05 | 00 | 2012-02-21 | N. A. | N. A. | N. A. | N. A. | N. A. | N. A. | N. A. | N. A. | N. A. | PS/D0102.1505.05 | N. A. | N. A. | N. A. | N. A. | N. A. | D0102.1505 | N. A. | N. A. | N. A. | SEMIFINISHED GOODS | N. A. | N. A. | N. A. | N. A. | N. A. | N. A. |  | N. A. | N. A. | N. A. | N. A. | N. A. | N. A. | N. A. | N. A. | N. A. | N. A. | 1 | SUB COMPONENTS | 0 | Initial issue | N | SUB COMPONENTS |  | No | No | N. A. | N. A. | N. A. | N. A.
D0102.1505 | D0102.1505.06 | INSERT 6 FOR LOWER TRAY, T LIF INSTRUMENT SET |  | D0102.1505.06 | 02 | 2012-09-12 | N. A. | N. A. | N. A. | N. A. | N. A. | N. A. | N. A. | N. A. | N. A. | PS/D0102.1505.06 | N. A. | N. A. | N. A. | N. A. | N. A. | D0102.1505 | N. A. | N. A. | N. A. | SEMIFINISHED GOODS | N. A. | N. A. | N. A. | N. A. | N. A. | N. A. |  | N. A. | N. A. | N. A. | N. A. | N. A. | N. A. | N. A. | N. A. | N. A. | N. A. | 1 | SUB COMPONENTS | 0 | Initial issue | N | SUB COMPONENTS |  | No | No | N. A. | N. A. | N. A. | N. A.
D0102.1505 | D0102.1505.07 | INSERT 7 FOR LOWER TRAY, T LIF INSTRUMENT SET |  | D0102.1505.07 | 01 | 2012-04-11 | N. A. | N. A. | N. A. | N. A. | N. A. | N. A. | N. A. | N. A. | N. A. | PS/D0102.1505.07 | N. A. | N. A. | N. A. | N. A. | N. A. | D0102.1505 | N. A. | N. A. | N. A. | SEMIFINISHED GOODS | N. A. | N. A. | N. A. | N. A. | N. A. | N. A. |  | N. A. | N. A. | N. A. | N. A. | N. A. | N. A. | N. A. | N. A. | N. A. | N. A. | 1 | SUB COMPONENTS | 0 | Initial issue | N | SUB COMPONENTS |  | No | No | N. A. | N. A. | N. A. | N. A.
D0102.1505 | D0102.1505.07.01 | INSERT 7 FOR LOWER TRAY, T LIF INSTRUMENT SET, BLANK |  | D0102.1505.07.01 | 01 | 2012-04-11 | N. A. | N. A. | N. A. | N. A. | N. A. | N. A. | N. A. | N. A. | N. A. | PS/D0102.1505.07.01 | N. A. | N. A. | N. A. | N. A. | N. A. | D0102.1505 | N. A. | N. A. | N. A. | SEMIFINISHED GOODS | N. A. | N. A. | N. A. | N. A. | N. A. | N. A. |  | N. A. | N. A. | N. A. | N. A. | N. A. | N. A. | N. A. | N. A. | N. A. | N. A. | 1 | SUB COMPONENTS | 0 | Initial issue | N | SUB COMPONENTS |  | No | No | N. A. | N. A. | N. A. | N. A.
D0102.1505 | D0102.1505.07.02 | INSERT 7 FOR LOWER TRAY, T LIF INSTRUMENT SET, SHAFT |  | D0102.1505.07.02 | 01 | 2012-04-11 | N. A. | N. A. | N. A. | N. A. | N. A. | N. A. | N. A. | N. A. | N. A. | PS/D0102.1505.07.02 | N. A. | N. A. | N. A. | N. A. | N. A. | D0102.1505 | N. A. | N. A. | N. A. | SEMIFINISHED GOODS | N. A. | N. A. | N. A. | N. A. | N. A. | N. A. |  | N. A. | N. A. | N. A. | N. A. | N. A. | N. A. | N. A. | N. A. | N. A. | N. A. | 1 | SUB COMPONENTS | 0 | Initial issue | N | SUB COMPONENTS |  | No | No | N. A. | N. A. | N. A. | N. A.
D0102.1505 | D0102.1505.08 | LOWER TRAY, T LIF INSTRUMENT SET,TRAY BLANK |  | D0102.1505 | 03 | 2013-10-11 | N. A. | N. A. | N. A. | N. A. | N. A. | N. A. | N. A. | N. A. | N. A. | PS/D0102.1505.08 | N. A. | N. A. | N. A. | N. A. | N. A. | D0102.1505 | N. A. | N. A. | N. A. | SEMIFINISHED GOODS | N. A. | N. A. | N. A. | N. A. | N. A. | N. A. |  | N. A. | N. A. | N. A. | N. A. | N. A. | N. A. | N. A. | N. A. | N. A. | N. A. | 1 | SUB COMPONENTS | 0 | ADDED NEW CODE NO AS PER EMAIL FROM PRATIK DTD 04JAN2019 ON 08JAN2019 | N | SUB COMPONENTS |  | No | No | N. A. | N. A. | N. A. | N. A.
D0102.1601 | D0102.1601 | ATLAS TRAY FOR ATLAS INSTRUMENTS SET, TRAY 1 |  | D0102.1601 | 01 | 2019-08-28 | N. A. | N. A. | N. A. | QPF/D0102.1601 | 00 | 2020-07-09 | N. A. | N. A. | N. A. | PS/D0102.1601 | N. A. | N. A. | N. A. | N. A. | N. A. | D0102.1601 | N. A. | N. A. | Class A | FINISHED GOODS | ADLER™ | INSTRUMENTS SET TRAY | FOR ATLAS INSTRUMENTS SET, TRAY 1 | 17 | No | Yes |  | No | N. A. | No | N. A. | No | Yes | No | No | M. L.: MFG/MD/2022/63252 |  | 1 | ADLER PRODUCTS\SS CASES AND TRAYS | 0 | VL number changed to ML number | Y | Surgical Trays |  | No | No | Yes | No | Yes | N. A.
D0102.1601 | D0102.1601.01 | BASE FOR TRAYS |  | D0102.1601.01 | 00 | 2020-02-06 | N. A. | N. A. | N. A. | N. A. | N. A. | N. A. | N. A. | N. A. | N. A. | PS/D0102.1601.01 | N. A. | N. A. | N. A. | N. A. | N. A. | D0102.1601 | N. A. | N. A. | N. A. | SEMIFINISHED GOODS | N. A. | N. A. | N. A. | N. A. | N. A. | N. A. |  | N. A. | N. A. | N. A. | N. A. | N. A. | N. A. | N. A. | N. A. | N. A. |  | 1 | ADLER PRODUCTS\SS CASES AND TRAYS | 0 | CHANGED DESCRIPTION AS PER EMAIL FROM DINESH KHAKE DTD 18SEP2019 ON 23NOV2019 | N | CONTAINERS |  | No | No | N. A. | N. A. | N. A. | N. A.
D0102.1601 | D0102.1601.02 | ATLAS TRAY FOR ATLAS INSTRUMENTS SET, TRAY 1, NYLON INSERT 1 |  | D0102.1601.02 | 00 | 2020-01-30 | N. A. | N. A. | N. A. | N. A. | N. A. | N. A. | N. A. | N. A. | N. A. | PS/D0102.1601.02 | N. A. | N. A. | N. A. | N. A. | N. A. | D0102.1601 | N. A. | N. A. | N. A. | SEMIFINISHED GOODS | N. A. | N. A. | N. A. | N. A. | N. A. | N. A. |  | N. A. | N. A. | N. A. | N. A. | N. A. | N. A. | N. A. | N. A. | N. A. |  | 1 | ADLER PRODUCTS\SS CASES AND TRAYS | 0 | CHANGED DESCRIPTION AS PER EMAIL FROM DINESH KHAKE DTD 18SEP2019 ON 23NOV2019 | N | CONTAINERS |  | No | No | N. A. | N. A. | N. A. | N. A.
D0102.1601 | D0102.1601.03 | RIVET FOR TRAYS |  | D0102.1601.03 | 00 | 2020-01-30 | N. A. | N. A. | N. A. | N. A. | N. A. | N. A. | N. A. | N. A. | N. A. | PS/D0102.1601.03 | N. A. | N. A. | N. A. | N. A. | N. A. | D0102.1601 | N. A. | N. A. | N. A. | SEMIFINISHED GOODS | N. A. | N. A. | N. A. | N. A. | N. A. | N. A. |  | N. A. | N. A. | N. A. | N. A. | N. A. | N. A. | N. A. | N. A. | N. A. |  | 1 | ADLER PRODUCTS\SS CASES AND TRAYS | 0 | CHANGED DESCRIPTION AS PER EMAIL FROM DINESH KHAKE DTD 18SEP2019 ON 23NOV2019 | N | CONTAINERS |  | No | No | N. A. | N. A. | N. A. | N. A.
D0102.1601 | D0102.1601.04 | LATCH FOR TRAYS |  | D0102.1601.04 | 00 | 2020-01-30 | N. A. | N. A. | N. A. | N. A. | N. A. | N. A. | N. A. | N. A. | N. A. | PS/D0102.1601.04 | N. A. | N. A. | N. A. | N. A. | N. A. | D0102.1601 | N. A. | N. A. | N. A. | SEMIFINISHED GOODS | N. A. | N. A. | N. A. | N. A. | N. A. | N. A. |  | N. A. | N. A. | N. A. | N. A. | N. A. | N. A. | N. A. | N. A. | N. A. |  | 1 | ADLER PRODUCTS\SS CASES AND TRAYS | 0 | ADDED NEW CODE NO AS PER EMAIL FROM DINESH KHAKE DTD 18SEP2019 ON 23NOV2019 | N | CONTAINERS |  | No | No | N. A. | N. A. | N. A. | N. A.
D0102.1601 | D0102.1601.05 | HANDLE FOR TRAYS |  | D0102.1601.05 | 00 | 2020-01-31 | N. A. | N. A. | N. A. | N. A. | N. A. | N. A. | N. A. | N. A. | N. A. | PS/D0102.1601.05 | N. A. | N. A. | N. A. | N. A. | N. A. | D0102.1601 | N. A. | N. A. | N. A. | SEMIFINISHED GOODS | N. A. | N. A. | N. A. | N. A. | N. A. | N. A. |  | N. A. | N. A. | N. A. | N. A. | N. A. | N. A. | N. A. | N. A. | N. A. |  | 1 | ADLER PRODUCTS\SS CASES AND TRAYS | 0 | ADDED NEW CODE NO AS PER EMAIL FROM DINESH KHAKE DTD 18SEP2019 ON 23NOV2019 | N | CONTAINERS |  | No | No | N. A. | N. A. | N. A. | N. A.
D0102.1601 | D0102.1601.06 | NUT M4 FOR TRAYS |  | D0102.1601.06 | 00 | 2020-01-30 | N. A. | N. A. | N. A. | N. A. | N. A. | N. A. | N. A. | N. A. | N. A. | PS/D0102.1601.06 | N. A. | N. A. | N. A. | N. A. | N. A. | D0102.1601 | N. A. | N. A. | N. A. | SEMIFINISHED GOODS | N. A. | N. A. | N. A. | N. A. | N. A. | N. A. |  | N. A. | N. A. | N. A. | N. A. | N. A. | N. A. | N. A. | N. A. | N. A. |  | 1 | ADLER PRODUCTS\SS CASES AND TRAYS | 0 | ADDED NEW CODE NO AS PER EMAIL FROM DINESH KHAKE DTD 18SEP2019 ON 23NOV2019 | N | CONTAINERS |  | No | No | N. A. | N. A. | N. A. | N. A.
D0102.1601 | D0102.1601.07 | ATLAS TRAY FOR ATLAS INSTRUMENTS SET, TRAY 1, STUD |  | D0102.1601.07 | 00 | 2020-01-30 | N. A. | N. A. | N. A. | N. A. | N. A. | N. A. | N. A. | N. A. | N. A. | PS/D0102.1601.07 | N. A. | N. A. | N. A. | N. A. | N. A. | D0102.1601 | N. A. | N. A. | N. A. | SEMIFINISHED GOODS | N. A. | N. A. | N. A. | N. A. | N. A. | N. A. |  | N. A. | N. A. | N. A. | N. A. | N. A. | N. A. | N. A. | N. A. | N. A. |  | 1 | ADLER PRODUCTS\SS CASES AND TRAYS | 0 | ADDED NEW CODE NO AS PER EMAIL FROM DINESH KHAKE DTD 18SEP2019 ON 23NOV2019 | N | CONTAINERS |  | No | No | N. A. | N. A. | N. A. | N. A.
D0102.1601 | D0102.1601.08 | SCREW M4 X 9, FLAT HEAD FOR TRAYS |  | D0102.1601.08 | 00 | 2020-01-30 | N. A. | N. A. | N. A. | N. A. | N. A. | N. A. | N. A. | N. A. | N. A. | PS/D0102.1601.08 | N. A. | N. A. | N. A. | N. A. | N. A. | D0102.1601 | N. A. | N. A. | N. A. | SEMIFINISHED GOODS | N. A. | N. A. | N. A. | N. A. | N. A. | N. A. |  | N. A. | N. A. | N. A. | N. A. | N. A. | N. A. | N. A. | N. A. | N. A. |  | 1 | ADLER PRODUCTS\SS CASES AND TRAYS | 0 | ADDED NEW CODE NO AS PER EMAIL FROM DINESH KHAKE DTD 18SEP2019 ON 23NOV2019 | N | CONTAINERS |  | No | No | N. A. | N. A. | N. A. | N. A.
D0102.1601 | D0102.1601.09 | ATLAS TRAY FOR ATLAS INSTRUMENTS SET, TRAY 1, NYLON INSERT 2 |  | D0102.1601.09 | 00 | 2020-01-30 | N. A. | N. A. | N. A. | N. A. | N. A. | N. A. | N. A. | N. A. | N. A. | PS/D0102.1601.09 | N. A. | N. A. | N. A. | N. A. | N. A. | D0102.1601 | N. A. | N. A. | N. A. | SEMIFINISHED GOODS | N. A. | N. A. | N. A. | N. A. | N. A. | N. A. |  | N. A. | N. A. | N. A. | N. A. | N. A. | N. A. | N. A. | N. A. | N. A. |  | 1 | ADLER PRODUCTS\SS CASES AND TRAYS | 0 | ADDED NEW CODE NO AS PER EMAIL FROM DINESH KHAKE DTD 18SEP2019 ON 23NOV2019 | N | CONTAINERS |  | No | No | N. A. | N. A. | N. A. | N. A.
D0102.1601 | D0102.1601.10 | ATLAS TRAY FOR ATLAS INSTRUMENTS SET, TRAY 1, NYLON INSERT 3 |  | D0102.1601.10 | 00 | 2020-02-07 | N. A. | N. A. | N. A. | N. A. | N. A. | N. A. | N. A. | N. A. | N. A. | PS/D0102.1601.10 | N. A. | N. A. | N. A. | N. A. | N. A. | D0102.1601 | N. A. | N. A. | N. A. | SEMIFINISHED GOODS | N. A. | N. A. | N. A. | N. A. | N. A. | N. A. |  | N. A. | N. A. | N. A. | N. A. | N. A. | N. A. | N. A. | N. A. | N. A. |  | 1 | ADLER PRODUCTS\SS CASES AND TRAYS | 0 | ADDED NEW CODE NO AS PER EMAIL FROM DINESH KHAKE DTD 18SEP2019 ON 23NOV2019 | N | CONTAINERS |  | No | No | N. A. | N. A. | N. A. | N. A.
D0102.1601 | D0102.1601.11 | ATLAS TRAY FOR ATLAS INSTRUMENTS SET, TRAY 1, NYLON INSERT 4 |  | D0102.1601.11 | 00 | 2020-01-30 | N. A. | N. A. | N. A. | N. A. | N. A. | N. A. | N. A. | N. A. | N. A. | PS/D0102.1601.11 | N. A. | N. A. | N. A. | N. A. | N. A. | D0102.1601 | N. A. | N. A. | N. A. | SEMIFINISHED GOODS | N. A. | N. A. | N. A. | N. A. | N. A. | N. A. |  | N. A. | N. A. | N. A. | N. A. | N. A. | N. A. | N. A. | N. A. | N. A. |  | 1 | ADLER PRODUCTS\SS CASES AND TRAYS | 0 | ADDED NEW CODE NO AS PER EMAIL FROM DINESH KHAKE DTD 18SEP2019 ON 23NOV2019 | N | CONTAINERS |  | No | No | N. A. | N. A. | N. A. | N. A.
D0102.1601 | D0102.1601.12 | ATLAS TRAY FOR ATLAS INSTRUMENTS SET, TRAY 1, NYLON INSERT 5 |  | D0102.1601.12 | 00 | 2020-01-30 | N. A. | N. A. | N. A. | N. A. | N. A. | N. A. | N. A. | N. A. | N. A. | PS/D0102.1601.12 | N. A. | N. A. | N. A. | N. A. | N. A. | D0102.1601 | N. A. | N. A. | N. A. | SEMIFINISHED GOODS | N. A. | N. A. | N. A. | N. A. | N. A. | N. A. |  | N. A. | N. A. | N. A. | N. A. | N. A. | N. A. | N. A. | N. A. | N. A. |  | 1 | ADLER PRODUCTS\SS CASES AND TRAYS | 0 | ADDED NEW CODE NO AS PER EMAIL FROM DINESH KHAKE DTD 18SEP2019 ON 23NOV2019 | N | CONTAINERS |  | No | No | N. A. | N. A. | N. A. | N. A.
D0102.1601 | D0102.1601.13 | ATLAS TRAY FOR ATLAS INSTRUMENTS SET, TRAY 1, NYLON INSERT 6 |  | D0102.1601.13 | 00 | 2020-01-30 | N. A. | N. A. | N. A. | N. A. | N. A. | N. A. | N. A. | N. A. | N. A. | PS/D0102.1601.13 | N. A. | N. A. | N. A. | N. A. | N. A. | D0102.1601 | N. A. | N. A. | N. A. | SEMIFINISHED GOODS | N. A. | N. A. | N. A. | N. A. | N. A. | N. A. |  | N. A. | N. A. | N. A. | N. A. | N. A. | N. A. | N. A. | N. A. | N. A. |  | 1 | ADLER PRODUCTS\SS CASES AND TRAYS | 0 | ADDED NEW CODE NO AS PER EMAIL FROM DINESH KHAKE DTD 18SEP2019 ON 23NOV2019 | N | CONTAINERS |  | No | No | N. A. | N. A. | N. A. | N. A.
D0102.1601 | D0102.1601.14 | ATLAS TRAY FOR ATLAS INSTRUMENTS SET, TRAY 1, NYLON INSERT 7 |  | D0102.1601.14 | 00 | 2020-01-30 | N. A. | N. A. | N. A. | N. A. | N. A. | N. A. | N. A. | N. A. | N. A. | PS/D0102.1601.14 | N. A. | N. A. | N. A. | N. A. | N. A. | D0102.1601 | N. A. | N. A. | N. A. | SEMIFINISHED GOODS | N. A. | N. A. | N. A. | N. A. | N. A. | N. A. |  | N. A. | N. A. | N. A. | N. A. | N. A. | N. A. | N. A. | N. A. | N. A. |  | 1 | ADLER PRODUCTS\SS CASES AND TRAYS | 0 | ADDED NEW CODE NO AS PER EMAIL FROM DINESH KHAKE DTD 18SEP2019 ON 23NOV2019 | N | CONTAINERS |  | No | No | N. A. | N. A. | N. A. | N. A.
D0102.1601 | D0102.1601.15 | ATLAS TRAY FOR ATLAS INSTRUMENTS SET, TRAY 1, NYLON INSERT 8 |  | D0102.1601.15 | 00 | 2020-01-30 | N. A. | N. A. | N. A. | N. A. | N. A. | N. A. | N. A. | N. A. | N. A. | PS/D0102.1601.15 | N. A. | N. A. | N. A. | N. A. | N. A. | D0102.1601 | N. A. | N. A. | N. A. | SEMIFINISHED GOODS | N. A. | N. A. | N. A. | N. A. | N. A. | N. A. |  | N. A. | N. A. | N. A. | N. A. | N. A. | N. A. | N. A. | N. A. | N. A. |  | 1 | ADLER PRODUCTS\SS CASES AND TRAYS | 0 | ADDED NEW CODE NO AS PER EMAIL FROM DINESH KHAKE DTD 18SEP2019 ON 23NOV2019 | N | CONTAINERS |  | No | No | N. A. | N. A. | N. A. | N. A.
D0102.1601 | D0102.1601.16 | ATLAS TRAY FOR ATLAS INSTRUMENTS SET, TRAY 1, NYLON INSERT 9 |  | D0102.1601.16 | 00 | 2020-01-30 | N. A. | N. A. | N. A. | N. A. | N. A. | N. A. | N. A. | N. A. | N. A. | PS/D0102.1601.16 | N. A. | N. A. | N. A. | N. A. | N. A. | D0102.1601 | N. A. | N. A. | N. A. | SEMIFINISHED GOODS | N. A. | N. A. | N. A. | N. A. | N. A. | N. A. |  | N. A. | N. A. | N. A. | N. A. | N. A. | N. A. | N. A. | N. A. | N. A. |  | 1 | ADLER PRODUCTS\SS CASES AND TRAYS | 0 | ADDED NEW CODE NO AS PER EMAIL FROM DINESH KHAKE DTD 18SEP2019 ON 23NOV2019 | N | CONTAINERS |  | No | No | N. A. | N. A. | N. A. | N. A.
D0102.1601 | D0102.1601.17 | ATLAS TRAY FOR ATLAS INSTRUMENTS SET, TRAY 1, NYLON INSERT 10 |  | D0102.1601.17 | 00 | 2020-01-30 | N. A. | N. A. | N. A. | N. A. | N. A. | N. A. | N. A. | N. A. | N. A. | PS/D0102.1601.17 | N. A. | N. A. | N. A. | N. A. | N. A. | D0102.1601 | N. A. | N. A. | N. A. | SEMIFINISHED GOODS | N. A. | N. A. | N. A. | N. A. | N. A. | N. A. |  | N. A. | N. A. | N. A. | N. A. | N. A. | N. A. | N. A. | N. A. | N. A. |  | 1 | ADLER PRODUCTS\SS CASES AND TRAYS | 0 | ADDED NEW CODE NO AS PER EMAIL FROM DINESH KHAKE DTD 18SEP2019 ON 23NOV2019 | N | CONTAINERS |  | No | No | N. A. | N. A. | N. A. | N. A.
D0102.1601 | D0102.1601.18 | ATLAS TRAY FOR ATLAS INSTRUMENTS SET, TRAY 1, NYLON INSERT 11 |  | D0102.1601.18 | 00 | 2020-01-30 | N. A. | N. A. | N. A. | N. A. | N. A. | N. A. | N. A. | N. A. | N. A. | PS/D0102.1601.18 | N. A. | N. A. | N. A. | N. A. | N. A. | D0102.1601 | N. A. | N. A. | N. A. | SEMIFINISHED GOODS | N. A. | N. A. | N. A. | N. A. | N. A. | N. A. |  | N. A. | N. A. | N. A. | N. A. | N. A. | N. A. | N. A. | N. A. | N. A. |  | 1 | ADLER PRODUCTS\SS CASES AND TRAYS | 0 | ADDED NEW CODE NO AS PER EMAIL FROM DINESH KHAKE DTD 18SEP2019 ON 23NOV2019 | N | CONTAINERS |  | No | No | N. A. | N. A. | N. A. | N. A.
D0102.1602 | D0102.1602 | ATLAS TRAY FOR ATLAS INSTRUMENTS SET, TRAY 2 |  | D0102.1602 | 01 | 2019-08-30 | N. A. | N. A. | N. A. | QPF/D0102.1602 | 00 | 2020-07-09 | N. A. | N. A. | N. A. | PS/D0102.1602 | N. A. | N. A. | N. A. | N. A. | N. A. | D0102.1602 | N. A. | N. A. | Class A | FINISHED GOODS | ADLER™ | INSTRUMENTS SET TRAY | FOR ATLAS INSTRUMENTS SET, TRAY 2 | 17 | No | Yes |  | No | N. A. | No | N. A. | No | Yes | No | No | M. L.: MFG/MD/2022/63252 |  | 1 | ADLER PRODUCTS\SS CASES AND TRAYS | 0 | VL number changed to ML number | Y | Surgical Trays |  | No | No | Yes | No | Yes | N. A.
D0102.1602 | D0102.1602.01 | ATLAS SS TRAY FOR ATLAS INSTRUMENTS SET, TRAY 2, BASE |  | D0102.1602.01 | #N/A | #N/A | N. A. | N. A. | N. A. | N. A. | #N/A | #N/A | #N/A | #N/A | #N/A | PS/D0102.1602.01 | #N/A | #N/A | #N/A | #N/A | #N/A | D0102.1602 | N. A. | N. A. | N. A. | SEMIFINISHED GOODS | N. A. | N. A. | N. A. | N. A. | N. A. | N. A. |  | N. A. | N. A. | N. A. | N. A. | N. A. | N. A. | N. A. | N. A. | N. A. |  | 1 | ADLER PRODUCTS\SS CASES AND TRAYS | 0 | DISCONTINUED AS PER EMAIL FROM DINESH KHAKE DTD 18SEP2019 ON 23NOV2019 | Y | CONTAINERS |  | No | No | N. A. | N. A. | N. A. | N. A.
D0102.1602 | D0102.1602.02 | ATLAS TRAY FOR ATLAS INSTRUMENTS SET, TRAY 2, NYLON INSERT 1 |  | D0102.1602.02 | 00 | 2020-01-25 | N. A. | N. A. | N. A. | N. A. | N. A. | N. A. | N. A. | N. A. | N. A. | PS/D0102.1602.02 | N. A. | N. A. | N. A. | N. A. | N. A. | D0102.1602 | N. A. | N. A. | N. A. | SEMIFINISHED GOODS | N. A. | N. A. | N. A. | N. A. | N. A. | N. A. |  | N. A. | N. A. | N. A. | N. A. | N. A. | N. A. | N. A. | N. A. | N. A. |  | 1 | ADLER PRODUCTS\SS CASES AND TRAYS | 0 | CHANGED DESCRIPTION AS PER EMAIL FROM DINESH KHAKE DTD 18SEP2019 ON 23NOV2019 | N | CONTAINERS |  | No | No | N. A. | N. A. | N. A. | N. A.
D0102.1602 | D0102.1602.03 | ATLAS TRAY FOR ATLAS INSTRUMENTS SET, TRAY 2, STUD |  | D0102.1602.03 | 00 | 2020-01-25 | N. A. | N. A. | N. A. | N. A. | N. A. | N. A. | N. A. | N. A. | N. A. | PS/D0102.1602.03 | N. A. | N. A. | N. A. | N. A. | N. A. | D0102.1602 | N. A. | N. A. | N. A. | SEMIFINISHED GOODS | N. A. | N. A. | N. A. | N. A. | N. A. | N. A. |  | N. A. | N. A. | N. A. | N. A. | N. A. | N. A. | N. A. | N. A. | N. A. |  | 1 | ADLER PRODUCTS\SS CASES AND TRAYS | 0 | ADDED NEW CODE NO AS PER EMAIL FROM DINESH KHAKE DTD 18SEP2019 ON 23NOV2019 | N | CONTAINERS |  | No | No | N. A. | N. A. | N. A. | N. A.
D0102.1602 | D0102.1602.04 | ATLAS TRAY FOR ATLAS INSTRUMENTS SET, TRAY 2, NYLON INSERT 2 |  | D0102.1602.04 | 00 | 2020-01-25 | N. A. | N. A. | N. A. | N. A. | N. A. | N. A. | N. A. | N. A. | N. A. | PS/D0102.1602.04 | N. A. | N. A. | N. A. | N. A. | N. A. | D0102.1602 | N. A. | N. A. | N. A. | SEMIFINISHED GOODS | N. A. | N. A. | N. A. | N. A. | N. A. | N. A. |  | N. A. | N. A. | N. A. | N. A. | N. A. | N. A. | N. A. | N. A. | N. A. |  | 1 | ADLER PRODUCTS\SS CASES AND TRAYS | 0 | ADDED NEW CODE NO AS PER EMAIL FROM DINESH KHAKE DTD 18SEP2019 ON 23NOV2019 | N | CONTAINERS |  | No | No | N. A. | N. A. | N. A. | N. A.
D0102.1602 | D0102.1602.05 | ATLAS TRAY FOR ATLAS INSTRUMENTS SET, TRAY 2, NYLON INSERT 3 |  | D0102.1602.05 | 00 | 2020-01-27 | N. A. | N. A. | N. A. | N. A. | N. A. | N. A. | N. A. | N. A. | N. A. | PS/D0102.1602.05 | N. A. | N. A. | N. A. | N. A. | N. A. | D0102.1602 | N. A. | N. A. | N. A. | SEMIFINISHED GOODS | N. A. | N. A. | N. A. | N. A. | N. A. | N. A. |  | N. A. | N. A. | N. A. | N. A. | N. A. | N. A. | N. A. | N. A. | N. A. |  | 1 | ADLER PRODUCTS\SS CASES AND TRAYS | 0 | ADDED NEW CODE NO AS PER EMAIL FROM DINESH KHAKE DTD 18SEP2019 ON 23NOV2019 | N | CONTAINERS |  | No | No | N. A. | N. A. | N. A. | N. A.
D0102.1602 | D0102.1602.06 | ATLAS TRAY FOR ATLAS INSTRUMENTS SET, TRAY 2, NYLON INSERT 4 |  | D0102.1602.06 | 00 | 2020-01-27 | N. A. | N. A. | N. A. | N. A. | N. A. | N. A. | N. A. | N. A. | N. A. | PS/D0102.1602.06 | N. A. | N. A. | N. A. | N. A. | N. A. | D0102.1602 | N. A. | N. A. | N. A. | SEMIFINISHED GOODS | N. A. | N. A. | N. A. | N. A. | N. A. | N. A. |  | N. A. | N. A. | N. A. | N. A. | N. A. | N. A. | N. A. | N. A. | N. A. |  | 1 | ADLER PRODUCTS\SS CASES AND TRAYS | 0 | ADDED NEW CODE NO AS PER EMAIL FROM DINESH KHAKE DTD 18SEP2019 ON 23NOV2019 | N | CONTAINERS |  | No | No | N. A. | N. A. | N. A. | N. A.
D0102.1602 | D0102.1602.07 | ATLAS TRAY FOR ATLAS INSTRUMENTS SET, TRAY 2, NYLON INSERT 5 |  | D0102.1602.07 | 00 | 2020-01-27 | N. A. | N. A. | N. A. | N. A. | N. A. | N. A. | N. A. | N. A. | N. A. | PS/D0102.1602.07 | N. A. | N. A. | N. A. | N. A. | N. A. | D0102.1602 | N. A. | N. A. | N. A. | SEMIFINISHED GOODS | N. A. | N. A. | N. A. | N. A. | N. A. | N. A. |  | N. A. | N. A. | N. A. | N. A. | N. A. | N. A. | N. A. | N. A. | N. A. |  | 1 | ADLER PRODUCTS\SS CASES AND TRAYS | 0 | ADDED NEW CODE NO AS PER EMAIL FROM DINESH KHAKE DTD 18SEP2019 ON 23NOV2019 | N | CONTAINERS |  | No | No | N. A. | N. A. | N. A. | N. A.
D0102.1602 | D0102.1602.08 | ATLAS TRAY FOR ATLAS INSTRUMENTS SET, TRAY 2, NYLON INSERT 6 |  | D0102.1602.08 | 00 | 2020-01-28 | N. A. | N. A. | N. A. | N. A. | N. A. | N. A. | N. A. | N. A. | N. A. | PS/D0102.1602.08 | N. A. | N. A. | N. A. | N. A. | N. A. | D0102.1602 | N. A. | N. A. | N. A. | SEMIFINISHED GOODS | N. A. | N. A. | N. A. | N. A. | N. A. | N. A. |  | N. A. | N. A. | N. A. | N. A. | N. A. | N. A. | N. A. | N. A. | N. A. |  | 1 | ADLER PRODUCTS\SS CASES AND TRAYS | 0 | ADDED NEW CODE NO AS PER EMAIL FROM DINESH KHAKE DTD 18SEP2019 ON 23NOV2019 | N | CONTAINERS |  | No | No | N. A. | N. A. | N. A. | N. A.
D0102.1602 | D0102.1602.09 | ATLAS TRAY FOR ATLAS INSTRUMENTS SET, TRAY 2, NYLON INSERT 7 |  | D0102.1602.09 | 00 | 2020-01-28 | N. A. | N. A. | N. A. | N. A. | N. A. | N. A. | N. A. | N. A. | N. A. | PS/D0102.1602.09 | N. A. | N. A. | N. A. | N. A. | N. A. | D0102.1602 | N. A. | N. A. | N. A. | SEMIFINISHED GOODS | N. A. | N. A. | N. A. | N. A. | N. A. | N. A. |  | N. A. | N. A. | N. A. | N. A. | N. A. | N. A. | N. A. | N. A. | N. A. |  | 1 | ADLER PRODUCTS\SS CASES AND TRAYS | 0 | ADDED NEW CODE NO AS PER EMAIL FROM DINESH KHAKE DTD 18SEP2019 ON 23NOV2019 | N | CONTAINERS |  | No | No | N. A. | N. A. | N. A. | N. A.
D0102.1602 | D0102.1602.10 | ATLAS TRAY FOR ATLAS INSTRUMENTS SET, TRAY 2, NYLON INSERT 8 |  | D0102.1602.10 | 00 | 2020-01-28 | N. A. | N. A. | N. A. | N. A. | N. A. | N. A. | N. A. | N. A. | N. A. | PS/D0102.1602.10 | N. A. | N. A. | N. A. | N. A. | N. A. | D0102.1602 | N. A. | N. A. | N. A. | SEMIFINISHED GOODS | N. A. | N. A. | N. A. | N. A. | N. A. | N. A. |  | N. A. | N. A. | N. A. | N. A. | N. A. | N. A. | N. A. | N. A. | N. A. |  | 1 | ADLER PRODUCTS\SS CASES AND TRAYS | 0 | ADDED NEW CODE NO AS PER EMAIL FROM DINESH KHAKE DTD 18SEP2019 ON 23NOV2019 | N | CONTAINERS |  | No | No | N. A. | N. A. | N. A. | N. A.
D0102.1602 | D0102.1602.11 | ATLAS TRAY FOR ATLAS INSTRUMENTS SET, TRAY 2, NYLON INSERT 9 |  | D0102.1602.11 | 00 | 2020-01-28 | N. A. | N. A. | N. A. | N. A. | N. A. | N. A. | N. A. | N. A. | N. A. | PS/D0102.1602.11 | N. A. | N. A. | N. A. | N. A. | N. A. | D0102.1602 | N. A. | N. A. | N. A. | SEMIFINISHED GOODS | N. A. | N. A. | N. A. | N. A. | N. A. | N. A. |  | N. A. | N. A. | N. A. | N. A. | N. A. | N. A. | N. A. | N. A. | N. A. |  | 1 | ADLER PRODUCTS\SS CASES AND TRAYS | 0 | ADDED NEW CODE NO AS PER EMAIL FROM DINESH KHAKE DTD 18SEP2019 ON 23NOV2019 | N | CONTAINERS |  | No | No | N. A. | N. A. | N. A. | N. A.
D0102.1602 | D0102.1602.12 | ATLAS TRAY FOR ATLAS INSTRUMENTS SET, TRAY 2, NYLON INSERT 10 |  | D0102.1602.12 | 00 | 2020-01-28 | N. A. | N. A. | N. A. | N. A. | N. A. | N. A. | N. A. | N. A. | N. A. | PS/D0102.1602.12 | N. A. | N. A. | N. A. | N. A. | N. A. | D0102.1602 | N. A. | N. A. | N. A. | SEMIFINISHED GOODS | N. A. | N. A. | N. A. | N. A. | N. A. | N. A. |  | N. A. | N. A. | N. A. | N. A. | N. A. | N. A. | N. A. | N. A. | N. A. |  | 1 | ADLER PRODUCTS\SS CASES AND TRAYS | 0 | ADDED NEW CODE NO AS PER EMAIL FROM DINESH KHAKE DTD 18SEP2019 ON 23NOV2019 | N | CONTAINERS |  | No | No | N. A. | N. A. | N. A. | N. A.
D0102.1602 | D0102.1602.13 | ATLAS TRAY FOR ATLAS INSTRUMENTS SET, TRAY 2, NYLON INSERT 11 |  | D0102.1602.13 | 00 | 2020-01-28 | N. A. | N. A. | N. A. | N. A. | N. A. | N. A. | N. A. | N. A. | N. A. | PS/D0102.1602.13 | N. A. | N. A. | N. A. | N. A. | N. A. | D0102.1602 | N. A. | N. A. | N. A. | SEMIFINISHED GOODS | N. A. | N. A. | N. A. | N. A. | N. A. | N. A. |  | N. A. | N. A. | N. A. | N. A. | N. A. | N. A. | N. A. | N. A. | N. A. |  | 1 | ADLER PRODUCTS\SS CASES AND TRAYS | 0 | ADDED NEW CODE NO AS PER EMAIL FROM DINESH KHAKE DTD 18SEP2019 ON 23NOV2019 | N | CONTAINERS |  | No | No | N. A. | N. A. | N. A. | N. A.
D0102.1603 | D0102.1603 | RACK WITH LID, FOR ATLAS LOCKING SCREWS |  | D0102.1603 | N. A. | N. A. | N. A. | N. A. | N. A. | QPF/D0102.1603 | N. A. | N. A. | N. A. | N. A. | N. A. | PS/D0102.1603 | N. A. | N. A. | N. A. | N. A. | N. A. | D0102.1603 | N. A. | N. A. | Class A | FINISHED GOODS | ADLER™ | RACK WITH LID | FOR ATLAS LOCKING SCREWS | 17 | No | Yes |  | No | N. A. | No | N. A. | No | Yes | No | No | M. L.: MFG/MD/2022/63252 |  | 1 | ADLER PRODUCTS\SS CASES AND TRAYS | 0 | VL number changed to ML number | Y | Surgical Trays |  | No | No | Yes | No | Yes | N. A.
D0102.1603 | D0102.1603.01 | RACK WITH LID, FOR ATLAS LOCKING SCREWS, BASE |  | D0102.1603.01 | N. A. | N. A. | N. A. | N. A. | N. A. | N. A. | N. A. | N. A. | N. A. | N. A. | N. A. | PS/D0102.1603.01 | N. A. | N. A. | N. A. | N. A. | N. A. | D0102.1603 | N. A. | N. A. | N. A. | SEMIFINISHED GOODS | N. A. | N. A. | N. A. | N. A. | N. A. | N. A. |  | N. A. | N. A. | N. A. | N. A. | N. A. | N. A. | N. A. | N. A. | N. A. |  | 1 | ADLER PRODUCTS\SS CASES AND TRAYS | 0 | ADDED NEW CODE NUMBER AS PER MAIL FROM PST DTD. 22JUN2018 | N | CONTAINERS |  | No | No | N. A. | N. A. | N. A. | N. A.
D0102.1603 | D0102.1603.02 | RACK WITH LID, FOR ATLAS LOCKING SCREWS, NYLON INSERT |  | D0102.1603.02 | N. A. | N. A. | N. A. | N. A. | N. A. | N. A. | N. A. | N. A. | N. A. | N. A. | N. A. | PS/D0102.1603.02 | N. A. | N. A. | N. A. | N. A. | N. A. | D0102.1603 | N. A. | N. A. | N. A. | SEMIFINISHED GOODS | N. A. | N. A. | N. A. | N. A. | N. A. | N. A. |  | N. A. | N. A. | N. A. | N. A. | N. A. | N. A. | N. A. | N. A. | N. A. |  | 1 | ADLER PRODUCTS\SS CASES AND TRAYS | 0 | ADDED NEW CODE NUMBER AS PER MAIL FROM PST DTD. 22JUN2018 | N | CONTAINERS |  | No | No | N. A. | N. A. | N. A. | N. A.
D0102 | D0102.1701 | UPPER TRAY, ENDOFIT/MODULOC INSTRUMENT SET |  | D0102.1701 | 02 | 2011-11-02 | N. A. | N. A. | N. A. | QPF/D0102 | N. A. | N. A. | N. A. | N. A. | N. A. | PS/D0102.1701 | N. A. | N. A. | N. A. | N. A. | N. A. | D0102 | N. A. | N. A. | Class A | FINISHED GOODS | ADLER™ | UPPER TRAY, ENDOFIT/MODULOC INSTRUMENT SET |  | 17 | No | Yes |  | No | N. A. | No | N. A. | No | Yes | No | No | M. L.: MFG/MD/2022/63252 |  | 1 | ADLER PRODUCTS\SS CASES AND TRAYS | 0 | VL number changed to ML number | N | Surgical Trays |  | No | No | Yes | No | Yes | N. A.
D0102.1701 | D0102.1701.01 | INSERT 1 FROM UPPER TRAY, D0102.1701 |  | D0102.1701.01 | 02 | 2011-01-05 | N. A. | N. A. | N. A. | N. A. | N. A. | N. A. | N. A. | N. A. | N. A. | PS/D0102.1701.01 | N. A. | N. A. | N. A. | N. A. | N. A. | D0102.1701 | N. A. | N. A. | N. A. | SEMIFINISHED GOODS | N. A. | N. A. | N. A. | N. A. | N. A. | N. A. |  | N. A. | N. A. | N. A. | N. A. | N. A. | N. A. | N. A. | N. A. | N. A. | N. A. | 1 | SUB COMPONENTS | 0 | Initial issue | N | SUB COMPONENTS |  | No | No | N. A. | N. A. | N. A. | N. A.
D0102.1701 | D0102.1701.02 | INSERT 2 FROM UPPER TRAY, D0102.1701 |  | D0102.1701.02 | 00 | 2010-03-17 | N. A. | N. A. | N. A. | N. A. | N. A. | N. A. | N. A. | N. A. | N. A. | PS/D0102.1701.02 | N. A. | N. A. | N. A. | N. A. | N. A. | D0102.1701 | N. A. | N. A. | N. A. | SEMIFINISHED GOODS | N. A. | N. A. | N. A. | N. A. | N. A. | N. A. |  | N. A. | N. A. | N. A. | N. A. | N. A. | N. A. | N. A. | N. A. | N. A. | N. A. | 1 | SUB COMPONENTS | 0 | Initial issue | N | SUB COMPONENTS |  | No | No | N. A. | N. A. | N. A. | N. A.
D0102.1701 | D0102.1701.03 | INSERT 3 FROM UPPER TRAY, D0102.1701 |  | D0102.1701.03 | 00 | 2010-03-17 | N. A. | N. A. | N. A. | N. A. | N. A. | N. A. | N. A. | N. A. | N. A. | PS/D0102.1701.03 | N. A. | N. A. | N. A. | N. A. | N. A. | D0102.1701 | N. A. | N. A. | N. A. | SEMIFINISHED GOODS | N. A. | N. A. | N. A. | N. A. | N. A. | N. A. |  | N. A. | N. A. | N. A. | N. A. | N. A. | N. A. | N. A. | N. A. | N. A. | N. A. | 1 | SUB COMPONENTS | 0 | Initial issue | N | SUB COMPONENTS |  | No | No | N. A. | N. A. | N. A. | N. A.
D0102.1701 | D0102.1701.04 | INSERT 4 FROM UPPER TRAY, D0102.1701 |  | D0102.1701.04 | 01 | 2010-07-31 | N. A. | N. A. | N. A. | N. A. | N. A. | N. A. | N. A. | N. A. | N. A. | PS/D0102.1701.04 | N. A. | N. A. | N. A. | N. A. | N. A. | D0102.1701 | N. A. | N. A. | N. A. | SEMIFINISHED GOODS | N. A. | N. A. | N. A. | N. A. | N. A. | N. A. |  | N. A. | N. A. | N. A. | N. A. | N. A. | N. A. | N. A. | N. A. | N. A. | N. A. | 1 | SUB COMPONENTS | 0 | Initial issue | N | SUB COMPONENTS |  | No | No | N. A. | N. A. | N. A. | N. A.
D0102.1701 | D0102.1701.05 | INSERT 5 FROM UPPER TRAY, D0102.1701 |  | D0102.1701.05 | 02 | 2011-01-05 | N. A. | N. A. | N. A. | N. A. | N. A. | N. A. | N. A. | N. A. | N. A. | PS/D0102.1701.05 | N. A. | N. A. | N. A. | N. A. | N. A. | D0102.1701 | N. A. | N. A. | N. A. | SEMIFINISHED GOODS | N. A. | N. A. | N. A. | N. A. | N. A. | N. A. |  | N. A. | N. A. | N. A. | N. A. | N. A. | N. A. | N. A. | N. A. | N. A. | N. A. | 1 | SUB COMPONENTS | 0 | Initial issue | N | SUB COMPONENTS |  | No | No | N. A. | N. A. | N. A. | N. A.
D0102.1701 | D0102.1701.06 | INSERT 6 FROM UPPER TRAY, D0102.1701 |  | D0102.1701.06 | 02 | 2011-01-05 | N. A. | N. A. | N. A. | N. A. | N. A. | N. A. | N. A. | N. A. | N. A. | PS/D0102.1701.06 | N. A. | N. A. | N. A. | N. A. | N. A. | D0102.1701 | N. A. | N. A. | N. A. | SEMIFINISHED GOODS | N. A. | N. A. | N. A. | N. A. | N. A. | N. A. |  | N. A. | N. A. | N. A. | N. A. | N. A. | N. A. | N. A. | N. A. | N. A. | N. A. | 1 | SUB COMPONENTS | 0 | Initial issue | N | SUB COMPONENTS |  | No | No | N. A. | N. A. | N. A. | N. A.
D0102.1701 | D0102.1701.07 | INSERT 7 FROM UPPER TRAY, D0102.1701 |  | D0102.1701.07 | 02 | 2010-10-14 | N. A. | N. A. | N. A. | N. A. | N. A. | N. A. | N. A. | N. A. | N. A. | PS/D0102.1701.07 | N. A. | N. A. | N. A. | N. A. | N. A. | D0102.1701 | N. A. | N. A. | N. A. | SEMIFINISHED GOODS | N. A. | N. A. | N. A. | N. A. | N. A. | N. A. |  | N. A. | N. A. | N. A. | N. A. | N. A. | N. A. | N. A. | N. A. | N. A. | N. A. | 1 | SUB COMPONENTS | 0 | Initial issue | N | SUB COMPONENTS |  | No | No | N. A. | N. A. | N. A. | N. A.
D0102.1701 | D0102.1701.08 | INSERT 8 FROM UPPER TRAY, D0102.1701 |  | D0102.1701.08 | 00 | 2010-03-17 | N. A. | N. A. | N. A. | N. A. | N. A. | N. A. | N. A. | N. A. | N. A. | PS/D0102.1701.08 | N. A. | N. A. | N. A. | N. A. | N. A. | D0102.1701 | N. A. | N. A. | N. A. | SEMIFINISHED GOODS | N. A. | N. A. | N. A. | N. A. | N. A. | N. A. |  | N. A. | N. A. | N. A. | N. A. | N. A. | N. A. | N. A. | N. A. | N. A. | N. A. | 1 | SUB COMPONENTS | 0 | Initial issue | N | SUB COMPONENTS |  | No | No | N. A. | N. A. | N. A. | N. A.
D0102.1701 | D0102.1701.09 | INSERT 9 FROM UPPER TRAY, D0102.1701 |  | D0102.1701.09 | 01 | 2010-10-14 | N. A. | N. A. | N. A. | N. A. | N. A. | N. A. | N. A. | N. A. | N. A. | PS/D0102.1701.09 | N. A. | N. A. | N. A. | N. A. | N. A. | D0102.1701 | N. A. | N. A. | N. A. | SEMIFINISHED GOODS | N. A. | N. A. | N. A. | N. A. | N. A. | N. A. |  | N. A. | N. A. | N. A. | N. A. | N. A. | N. A. | N. A. | N. A. | N. A. | N. A. | 1 | SUB COMPONENTS | 0 | Initial issue | N | SUB COMPONENTS |  | No | No | N. A. | N. A. | N. A. | N. A.
D0102.1701 | D0102.1701.10 | INSERT 10 FROM UPPER TRAY, D0102.1701 |  | D0102.1701.10 | 01 | 2010-07-31 | N. A. | N. A. | N. A. | N. A. | N. A. | N. A. | N. A. | N. A. | N. A. | PS/D0102.1701.10 | N. A. | N. A. | N. A. | N. A. | N. A. | D0102.1701 | N. A. | N. A. | N. A. | SEMIFINISHED GOODS | N. A. | N. A. | N. A. | N. A. | N. A. | N. A. |  | N. A. | N. A. | N. A. | N. A. | N. A. | N. A. | N. A. | N. A. | N. A. | N. A. | 1 | SUB COMPONENTS | 0 | Initial issue | N | SUB COMPONENTS |  | No | No | N. A. | N. A. | N. A. | N. A.
D0102.1701 | D0102.1701.11 | INSERT 11 FROM UPPER TRAY, D0102.1701 |  | D0102.1701.11 | 01 | 2011-01-05 | N. A. | N. A. | N. A. | N. A. | N. A. | N. A. | N. A. | N. A. | N. A. | PS/D0102.1701.11 | N. A. | N. A. | N. A. | N. A. | N. A. | D0102.1701 | N. A. | N. A. | N. A. | SEMIFINISHED GOODS | N. A. | N. A. | N. A. | N. A. | N. A. | N. A. |  | N. A. | N. A. | N. A. | N. A. | N. A. | N. A. | N. A. | N. A. | N. A. | N. A. | 1 | SUB COMPONENTS | 0 | Initial issue | N | SUB COMPONENTS |  | No | No | N. A. | N. A. | N. A. | N. A.
D0102.1701 | D0102.1701.12 | INSERT 12 FROM UPPER TRAY, D0102.1701 |  | D0102.1701.12 | 00 | 2011-01-05 | N. A. | N. A. | N. A. | N. A. | N. A. | N. A. | N. A. | N. A. | N. A. | PS/D0102.1701.12 | N. A. | N. A. | N. A. | N. A. | N. A. | D0102.1701 | N. A. | N. A. | N. A. | SEMIFINISHED GOODS | N. A. | N. A. | N. A. | N. A. | N. A. | N. A. |  | N. A. | N. A. | N. A. | N. A. | N. A. | N. A. | N. A. | N. A. | N. A. | N. A. | 1 | SUB COMPONENTS | 0 | Initial issue | N | SUB COMPONENTS |  | No | No | N. A. | N. A. | N. A. | N. A.
D0102.1701 | D0102.1701.13 | INSERT 13 FROM UPPER TRAY, D0102.1701 |  | D0102.1701.13 | 00 | 2011-01-05 | N. A. | N. A. | N. A. | N. A. | N. A. | N. A. | N. A. | N. A. | N. A. | PS/D0102.1701.13 | N. A. | N. A. | N. A. | N. A. | N. A. | D0102.1701 | N. A. | N. A. | N. A. | SEMIFINISHED GOODS | N. A. | N. A. | N. A. | N. A. | N. A. | N. A. |  | N. A. | N. A. | N. A. | N. A. | N. A. | N. A. | N. A. | N. A. | N. A. | N. A. | 1 | SUB COMPONENTS | 0 | Initial issue | N | SUB COMPONENTS |  | No | No | N. A. | N. A. | N. A. | N. A.
D0102 | D0102.1702 | MIDDLE TRAY, ENDOFIT/MODULOC INSTRUMENT SET |  | D0102.1702 | 02 | 2011-11-02 | N. A. | N. A. | N. A. | QPF/D0102 | N. A. | N. A. | N. A. | N. A. | N. A. | PS/D0102.1702 | N. A. | N. A. | N. A. | N. A. | N. A. | D0102 | N. A. | N. A. | Class A | FINISHED GOODS | ADLER™ | MIDDLE TRAY, ENDOFIT/MODULOC INSTRUMENT SET |  | 17 | No | Yes |  | No | N. A. | No | N. A. | No | Yes | No | No | M. L.: MFG/MD/2022/63252 |  | 1 | ADLER PRODUCTS\SS CASES AND TRAYS | 0 | VL number changed to ML number | N | Surgical Trays |  | No | No | Yes | No | Yes | N. A.
D0102.1702 | D0102.1702.01 | INSERT 1 FROM MIDDLE TRAY, D0102.1702 |  | D0102.1702.01 | 02 | 2010-10-14 | N. A. | N. A. | N. A. | N. A. | N. A. | N. A. | N. A. | N. A. | N. A. | PS/D0102.1702.01 | N. A. | N. A. | N. A. | N. A. | N. A. | D0102.1702 | N. A. | N. A. | N. A. | SEMIFINISHED GOODS | N. A. | N. A. | N. A. | N. A. | N. A. | N. A. |  | N. A. | N. A. | N. A. | N. A. | N. A. | N. A. | N. A. | N. A. | N. A. | N. A. | 1 | SUB COMPONENTS | 0 | Initial issue | N | SUB COMPONENTS |  | No | No | N. A. | N. A. | N. A. | N. A.
D0102.1702 | D0102.1702.02 | INSERT 2 FROM MIDDLE TRAY, D0102.1702 |  | D0102.1702.02 | 02 | 2010-10-14 | N. A. | N. A. | N. A. | N. A. | N. A. | N. A. | N. A. | N. A. | N. A. | PS/D0102.1702.02 | N. A. | N. A. | N. A. | N. A. | N. A. | D0102.1702 | N. A. | N. A. | N. A. | SEMIFINISHED GOODS | N. A. | N. A. | N. A. | N. A. | N. A. | N. A. |  | N. A. | N. A. | N. A. | N. A. | N. A. | N. A. | N. A. | N. A. | N. A. | N. A. | 1 | SUB COMPONENTS | 0 | Initial issue | N | SUB COMPONENTS |  | No | No | N. A. | N. A. | N. A. | N. A.
D0102.1702 | D0102.1702.03 | INSERT 3 FROM MIDDLE TRAY, D0102.1702 |  | D0102.1702.03 | 03 | 2010-10-14 | N. A. | N. A. | N. A. | N. A. | N. A. | N. A. | N. A. | N. A. | N. A. | PS/D0102.1702.03 | N. A. | N. A. | N. A. | N. A. | N. A. | D0102.1702 | N. A. | N. A. | N. A. | SEMIFINISHED GOODS | N. A. | N. A. | N. A. | N. A. | N. A. | N. A. |  | N. A. | N. A. | N. A. | N. A. | N. A. | N. A. | N. A. | N. A. | N. A. | N. A. | 1 | SUB COMPONENTS | 0 | Initial issue | N | SUB COMPONENTS |  | No | No | N. A. | N. A. | N. A. | N. A.
D0102.1702 | D0102.1702.04 | INSERT 4 FROM MIDDLE TRAY, D0102.1702 |  | D0102.1702.04 | 02 | 2010-10-14 | N. A. | N. A. | N. A. | N. A. | N. A. | N. A. | N. A. | N. A. | N. A. | PS/D0102.1702.04 | N. A. | N. A. | N. A. | N. A. | N. A. | D0102.1702 | N. A. | N. A. | N. A. | SEMIFINISHED GOODS | N. A. | N. A. | N. A. | N. A. | N. A. | N. A. |  | N. A. | N. A. | N. A. | N. A. | N. A. | N. A. | N. A. | N. A. | N. A. | N. A. | 1 | SUB COMPONENTS | 0 | Initial issue | N | SUB COMPONENTS |  | No | No | N. A. | N. A. | N. A. | N. A.
D0102.1702 | D0102.1702.05 | INSERT 5 FROM MIDDLE TRAY, D0102.1702 |  | D0102.1702.05 | 01 | 2010-07-31 | N. A. | N. A. | N. A. | N. A. | N. A. | N. A. | N. A. | N. A. | N. A. | PS/D0102.1702.05 | N. A. | N. A. | N. A. | N. A. | N. A. | D0102.1702 | N. A. | N. A. | N. A. | SEMIFINISHED GOODS | N. A. | N. A. | N. A. | N. A. | N. A. | N. A. |  | N. A. | N. A. | N. A. | N. A. | N. A. | N. A. | N. A. | N. A. | N. A. | N. A. | 1 | SUB COMPONENTS | 0 | Initial issue | N | SUB COMPONENTS |  | No | No | N. A. | N. A. | N. A. | N. A.
D0102.1702 | D0102.1702.06 | INSERT 6 FROM MIDDLE TRAY, D0102.1702 |  | D0102.1702.06 | 01 | 2010-07-31 | N. A. | N. A. | N. A. | N. A. | N. A. | N. A. | N. A. | N. A. | N. A. | PS/D0102.1702.06 | N. A. | N. A. | N. A. | N. A. | N. A. | D0102.1702 | N. A. | N. A. | N. A. | SEMIFINISHED GOODS | N. A. | N. A. | N. A. | N. A. | N. A. | N. A. |  | N. A. | N. A. | N. A. | N. A. | N. A. | N. A. | N. A. | N. A. | N. A. | N. A. | 1 | SUB COMPONENTS | 0 | Initial issue | N | SUB COMPONENTS |  | No | No | N. A. | N. A. | N. A. | N. A.
D0102.1702 | D0102.1702.07 | INSERT 7 FROM MIDDLE TRAY, D0102.1702 |  | D0102.1702.07 | 02 | 2010-12-24 | N. A. | N. A. | N. A. | N. A. | N. A. | N. A. | N. A. | N. A. | N. A. | PS/D0102.1702.07 | N. A. | N. A. | N. A. | N. A. | N. A. | D0102.1702 | N. A. | N. A. | N. A. | SEMIFINISHED GOODS | N. A. | N. A. | N. A. | N. A. | N. A. | N. A. |  | N. A. | N. A. | N. A. | N. A. | N. A. | N. A. | N. A. | N. A. | N. A. | N. A. | 1 | SUB COMPONENTS | 0 | Initial issue | N | SUB COMPONENTS |  | No | No | N. A. | N. A. | N. A. | N. A.
D0102.1702 | D0102.1702.09 | STUD,MIDDLE TRAY, ENDOFIT/MODULOC INSTRUMENT SET |  | D0102.1702.09 | N. A. | N. A. | N. A. | N. A. | N. A. | N. A. | N. A. | N. A. | N. A. | N. A. | N. A. | PS/D0102.1702.09 | N. A. | N. A. | N. A. | N. A. | N. A. | D0102.1702 | N. A. | N. A. | N. A. | SEMIFINISHED GOODS | N. A. | N. A. | N. A. | N. A. | N. A. | N. A. |  | N. A. | N. A. | N. A. | N. A. | N. A. | N. A. | N. A. | N. A. | N. A. | N. A. | 1 | SUB COMPONENTS | 0 | ADDED NEW CODE NOS AS PER EMAIL BY PRATIK DTD 24NOV2018 ON 24NOV2018 | N | SUB COMPONENTS |  | No | No | N. A. | N. A. | N. A. | N. A.
D0102 | D0102.1703 | LOWER TRAY, ENDOFIT/MODULOC INSTRUMENT SET |  | D0102.1703 | 01 | 2011-11-02 | N. A. | N. A. | N. A. | QPF/D0102 | N. A. | N. A. | N. A. | N. A. | N. A. | PS/D0102.1703 | N. A. | N. A. | N. A. | N. A. | N. A. | D0102 | N. A. | N. A. | Class A | FINISHED GOODS | ADLER™ | LOWER TRAY, ENDOFIT/MODULOC INSTRUMENT SET |  | 17 | No | Yes |  | No | N. A. | No | N. A. | No | Yes | No | No | M. L.: MFG/MD/2022/63252 |  | 1 | ADLER PRODUCTS\SS CASES AND TRAYS | 0 | VL number changed to ML number | N | Surgical Trays |  | No | No | Yes | No | Yes | N. A.
D0102.1705 | D0102.1705 | GENERAL HIP INSTRUMENT SET, TRAY 1 |  | D0102.1705 | 01 | 2013-04-24 | N. A. | N. A. | N. A. | QPF/D0102.1705 | N. A. | N. A. | N. A. | N. A. | N. A. | PS/D0102.1705 | N. A. | N. A. | N. A. | N. A. | N. A. | D0102.1705 | N. A. | N. A. | Class A | FINISHED GOODS | ADLER™ | GENERAL HIP INSTRUMENT SET, TRAY 1 |  | 17 | No | Yes |  | No | N. A. | No | N. A. | No | Yes | No | No | M. L.: MFG/MD/2022/63252 |  | 1 | ADLER PRODUCTS\SS CASES AND TRAYS | 0 | VL number changed to ML number | N | Surgical Trays |  | No | No | Yes | No | Yes | N. A.
D0102.1706 | D0102.1706 | GENERAL HIP INSTRUMENT SET, TRAY 2 |  | D0102.1706 | 01 | 2013-04-24 | N. A. | N. A. | N. A. | QPF/D0102.1706 | N. A. | N. A. | N. A. | N. A. | N. A. | PS/D0102.1706 | N. A. | N. A. | N. A. | N. A. | N. A. | D0102.1706 | N. A. | N. A. | Class A | FINISHED GOODS | ADLER™ | GENERAL HIP INSTRUMENT SET, TRAY 2 |  | 17 | No | Yes |  | No | N. A. | No | N. A. | No | Yes | No | No | M. L.: MFG/MD/2022/63252 |  | 1 | ADLER PRODUCTS\SS CASES AND TRAYS | 0 | VL number changed to ML number | N | Surgical Trays |  | No | No | Yes | No | Yes | N. A.
D0102.1707 | D0102.1707.13 | STUD FOR TRIAL RASP ADAPTOR, LEGEND & ENDOFIT INSTRUMENT SET TRAYS |  | D0102.1707.13 | 00 | 2013-04-21 | N. A. | N. A. | N. A. | N. A. | N. A. | N. A. | N. A. | N. A. | N. A. | PS/D0102.1707.13 | N. A. | N. A. | N. A. | N. A. | N. A. | D0102.1707 | N. A. | N. A. | N. A. | SEMIFINISHED GOODS | N. A. | N. A. | N. A. | N. A. | N. A. | N. A. |  | N. A. | N. A. | N. A. | N. A. | N. A. | N. A. | N. A. | N. A. | N. A. | N. A. | 1 | ADLER PRODUCTS\SS CASES AND TRAYS\SUB COMPONENTS | 0 | Initial issue | N | SUB COMPONENTS |  | No | No | N. A. | N. A. | N. A. | N. A.
D0102.1707 | D0102.1707.14 | STUD FOR MODULAR TRIAL HEADS, LEGEND & ENDOFIT INSTRUMENT SET TRAYS |  | D0102.1707.14 | 01 | 2013-10-16 | N. A. | N. A. | N. A. | N. A. | N. A. | N. A. | N. A. | N. A. | N. A. | PS/D0102.1707.14 | N. A. | N. A. | N. A. | N. A. | N. A. | D0102.1707 | N. A. | N. A. | N. A. | SEMIFINISHED GOODS | N. A. | N. A. | N. A. | N. A. | N. A. | N. A. |  | N. A. | N. A. | N. A. | N. A. | N. A. | N. A. | N. A. | N. A. | N. A. | N. A. | 1 | ADLER PRODUCTS\SS CASES AND TRAYS\SUB COMPONENTS | 0 | Initial issue | N | SUB COMPONENTS |  | No | No | N. A. | N. A. | N. A. | N. A.
D0102.1707 | D0102.1707.15 | STUD FOR MODULAR TRIAL HEADS, LEGEND & ENDOFIT INSTRUMENT SET TRAYS, SILICON O RING |  | D0102.1707.15 | 01 | 2013-10-15 | N. A. | N. A. | N. A. | N. A. | N. A. | N. A. | N. A. | N. A. | N. A. | PS/D0102.1707.15 | N. A. | N. A. | N. A. | N. A. | N. A. | D0102.1707 | N. A. | N. A. | N. A. | SEMIFINISHED GOODS | N. A. | N. A. | N. A. | N. A. | N. A. | N. A. |  | N. A. | N. A. | N. A. | N. A. | N. A. | N. A. | N. A. | N. A. | N. A. | N. A. | 1 | ADLER PRODUCTS\SS CASES AND TRAYS\SUB COMPONENTS | 0 | Initial issue | N | SUB COMPONENTS |  | No | No | N. A. | N. A. | N. A. | N. A.
D0102.1708 | D0102.1708 | LEGEND INSTRUMENT SET, TRAY 1 |  | D0102.1708 | 02 | 2019-03-24 | N. A. | N. A. | N. A. | QPF/D0102.1708 | N. A. | N. A. | N. A. | N. A. | N. A. | PS/D0102.1708 | 00 | 2019-02-16 | 2022-02-16 | N. A. | N. A. | D0102.1708 | N. A. | N. A. | Class A | FINISHED GOODS | ADLER™ | INSTRUMENT SET | TRAY 1 | 17 | No | Yes |  | No | N. A. | No | N. A. | No | Yes | No | No | M. L.: MFG/MD/2022/63252 |  | 1 | ADLER PRODUCTS\SS CASES AND TRAYS | 0 | VL number changed to ML number | N | Surgical Trays |  | No | No | Yes | No | Yes | N. A.
D0102.1708 | D0102.1708.01 | INSERT 1 FOR LEGEND INSTRUMENT SET, TRAY 1 |  | D0102.1708.01 | 00 | 2013-04-21 | N. A. | N. A. | N. A. | N. A. | N. A. | N. A. | N. A. | N. A. | N. A. | PS/D0102.1708.01 | N. A. | N. A. | N. A. | N. A. | N. A. | D0102.1708 | N. A. | N. A. | N. A. | SEMIFINISHED GOODS | N. A. | N. A. | N. A. | N. A. | N. A. | N. A. |  | N. A. | N. A. | N. A. | N. A. | N. A. | N. A. | N. A. | N. A. | N. A. | N. A. | 1 | ADLER PRODUCTS\SS CASES AND TRAYS\SUB COMPONENTS | 0 | Initial issue | N | SUB COMPONENTS |  | No | No | N. A. | N. A. | N. A. | N. A.
D0102.1708 | D0102.1708.02 | INSERT 2 FOR LEGEND INSTRUMENT SET, TRAY 1 |  | D0102.1708.02 | 00 | 2013-04-21 | N. A. | N. A. | N. A. | N. A. | N. A. | N. A. | N. A. | N. A. | N. A. | PS/D0102.1708.02 | N. A. | N. A. | N. A. | N. A. | N. A. | D0102.1708 | N. A. | N. A. | N. A. | SEMIFINISHED GOODS | N. A. | N. A. | N. A. | N. A. | N. A. | N. A. |  | N. A. | N. A. | N. A. | N. A. | N. A. | N. A. | N. A. | N. A. | N. A. | N. A. | 1 | ADLER PRODUCTS\SS CASES AND TRAYS\SUB COMPONENTS | 0 | Initial issue | N | SUB COMPONENTS |  | No | No | N. A. | N. A. | N. A. | N. A.
D0102.1708 | D0102.1708.03 | INSERT 3 FOR LEGEND INSTRUMENT SET, TRAY 1 |  | D0102.1708.03 | 00 | 2013-04-21 | N. A. | N. A. | N. A. | N. A. | N. A. | N. A. | N. A. | N. A. | N. A. | PS/D0102.1708.03 | N. A. | N. A. | N. A. | N. A. | N. A. | D0102.1708 | N. A. | N. A. | N. A. | SEMIFINISHED GOODS | N. A. | N. A. | N. A. | N. A. | N. A. | N. A. |  | N. A. | N. A. | N. A. | N. A. | N. A. | N. A. | N. A. | N. A. | N. A. | N. A. | 1 | ADLER PRODUCTS\SS CASES AND TRAYS\SUB COMPONENTS | 0 | Initial issue | N | SUB COMPONENTS |  | No | No | N. A. | N. A. | N. A. | N. A.
D0102.1708 | D0102.1708.04 | INSERT 4 FOR LEGEND INSTRUMENT SET, TRAY 1 |  | D0102.1708.04 | 00 | 2013-04-21 | N. A. | N. A. | N. A. | N. A. | N. A. | N. A. | N. A. | N. A. | N. A. | PS/D0102.1708.04 | N. A. | N. A. | N. A. | N. A. | N. A. | D0102.1708 | N. A. | N. A. | N. A. | SEMIFINISHED GOODS | N. A. | N. A. | N. A. | N. A. | N. A. | N. A. |  | N. A. | N. A. | N. A. | N. A. | N. A. | N. A. | N. A. | N. A. | N. A. | N. A. | 1 | ADLER PRODUCTS\SS CASES AND TRAYS\SUB COMPONENTS | 0 | Initial issue | N | SUB COMPONENTS |  | No | No | N. A. | N. A. | N. A. | N. A.
D0102.1708 | D0102.1708.05 | INSERT 5 FOR LEGEND INSTRUMENT SET, TRAY 1 |  | D0102.1708.05 | 00 | 2013-04-21 | N. A. | N. A. | N. A. | N. A. | N. A. | N. A. | N. A. | N. A. | N. A. | PS/D0102.1708.05 | N. A. | N. A. | N. A. | N. A. | N. A. | D0102.1708 | N. A. | N. A. | N. A. | SEMIFINISHED GOODS | N. A. | N. A. | N. A. | N. A. | N. A. | N. A. |  | N. A. | N. A. | N. A. | N. A. | N. A. | N. A. | N. A. | N. A. | N. A. | N. A. | 1 | ADLER PRODUCTS\SS CASES AND TRAYS\SUB COMPONENTS | 0 | Initial issue | N | SUB COMPONENTS |  | No | No | N. A. | N. A. | N. A. | N. A.
D0102.1707 | D0102.1708.06 | STUD FOR RASP HANDLE, LEGEND INSTRUMENT SET TRAY |  | D0102.1708.06 | 00 | 2013-04-21 | N. A. | N. A. | N. A. | N. A. | N. A. | N. A. | N. A. | N. A. | N. A. | PS/D0102.1708.06 | N. A. | N. A. | N. A. | N. A. | N. A. | D0102.1707 | N. A. | N. A. | N. A. | SEMIFINISHED GOODS | N. A. | N. A. | N. A. | N. A. | N. A. | N. A. |  | N. A. | N. A. | N. A. | N. A. | N. A. | N. A. | N. A. | N. A. | N. A. | N. A. | 1 | ADLER PRODUCTS\SS CASES AND TRAYS\SUB COMPONENTS | 0 | Initial issue | N | SUB COMPONENTS |  | No | No | N. A. | N. A. | N. A. | N. A.
D0102.1708 | D0102.1708.07 | Insert 7 for Legend Instrument Set, Tray1 |  | D0102.1708.07 | N. A. | N. A. | N. A. | N. A. | N. A. | N. A. | N. A. | N. A. | N. A. | N. A. | N. A. | PS/D0102.1708.07 | N. A. | N. A. | N. A. | N. A. | N. A. | D0102.1708 | N. A. | N. A. | N. A. | SEMIFINISHED GOODS | ADLER™ | N. A. |  | N. A. | N. A. | N. A. |  | N. A. | N. A. | N. A. | N. A. | N. A. | N. A. | N. A. | N. A. | N. A. |  | N. A. | SUB COMPONENTS | 0 | Added New Subcomponent Codes as per ECE E0030718 dtd. 21JUL2018 by Dinesh Khake | N | INSTRUMENTS |  | No | No | N. A. | N. A. | N. A. | N. A.
D0102.1708 | D0102.1708.08 | Insert 8 for Legend Instrument Set, Tray1 |  | D0102.1708.08 | N. A. | N. A. | N. A. | N. A. | N. A. | N. A. | N. A. | N. A. | N. A. | N. A. | N. A. | PS/D0102.1708.08 | N. A. | N. A. | N. A. | N. A. | N. A. | D0102.1708 | N. A. | N. A. | N. A. | SEMIFINISHED GOODS | ADLER™ | N. A. |  | N. A. | N. A. | N. A. |  | N. A. | N. A. | N. A. | N. A. | N. A. | N. A. | N. A. | N. A. | N. A. |  | N. A. | SUB COMPONENTS | 0 | Added New Subcomponent Codes as per ECE E0030718 dtd. 21JUL2018 by Dinesh Khake | N | INSTRUMENTS |  | No | No | N. A. | N. A. | N. A. | N. A.
D0102.1708 | D0102.1708.09 | Insert 9 for Legend Instrument Set, Tray1 |  | D0102.1708.09 | N. A. | N. A. | N. A. | N. A. | N. A. | N. A. | N. A. | N. A. | N. A. | N. A. | N. A. | PS/D0102.1708.09 | N. A. | N. A. | N. A. | N. A. | N. A. | D0102.1708 | N. A. | N. A. | N. A. | SEMIFINISHED GOODS | ADLER™ | N. A. |  | N. A. | N. A. | N. A. |  | N. A. | N. A. | N. A. | N. A. | N. A. | N. A. | N. A. | N. A. | N. A. |  | N. A. | SUB COMPONENTS | 0 | Added New Subcomponent Codes as per ECE E0030718 dtd. 21JUL2018 by Dinesh Khake | N | INSTRUMENTS |  | No | No | N. A. | N. A. | N. A. | N. A.
D0102.1708 | D0102.1708.10 | LEGEND INSTRUMENT SET, TRAY 1, Stud Locking Screw |  | D0102.1708.10 | N. A. | N. A. | N. A. | N. A. | N. A. | N. A. | N. A. | N. A. | N. A. | N. A. | N. A. | PS/D0102.1708.10 | N. A. | N. A. | N. A. | N. A. | N. A. | D0102.1708 | N. A. | N. A. | N. A. | SEMIFINISHED GOODS | ADLER™ | N. A. |  | N. A. | N. A. | N. A. |  | N. A. | N. A. | N. A. | N. A. | N. A. | N. A. | N. A. | N. A. | N. A. |  | N. A. | SUB COMPONENTS | 0 | Added new Code as discussed in Meeting Dtd. 21SEP2018 - Requested by Pradeep | N | INSTRUMENTS |  | No | No | N. A. | N. A. | N. A. | N. A.
D0102.1708 | D0102.1708.11 | LEGEND INSTRUMENT SET, TRAY 1, TRAY BLANK |  | D0102.1708 | 02 | 2019-03-24 | N. A. | N. A. | N. A. | N. A. | N. A. | N. A. | N. A. | N. A. | N. A. | PS/D0102.1708.11 | N. A. | N. A. | N. A. | N. A. | N. A. | D0102.1708 | N. A. | N. A. | N. A. | SEMIFINISHED GOODS | N. A. | N. A. | N. A. | N. A. | N. A. | N. A. |  | N. A. | N. A. | N. A. | N. A. | N. A. | N. A. | N. A. | N. A. | N. A. | N. A. | 1 | SUB COMPONENTS | 0 | ADDED NEW CODE NO AS PER EMAIL BY PRATIK DTD 04JAN2019 ON 08JAN2019 | N | SUB COMPONENTS |  | No | No | N. A. | N. A. | N. A. | N. A.
D0102.1708 | D0102.1708.12 | Insert 12 for Legend Instrument Set, Tray1 |  | D0102.1708.12 | N. A. | N. A. | N. A. | N. A. | N. A. | N. A. | N. A. | N. A. | N. A. | N. A. | N. A. | PS/D0102.1708.12 | N. A. | N. A. | N. A. | N. A. | N. A. | D0102.1708 | N. A. | N. A. | N. A. | SEMIFINISHED GOODS | N. A. | N. A. | N. A. | N. A. | N. A. | N. A. |  | N. A. | N. A. | N. A. | N. A. | N. A. | N. A. | N. A. | N. A. | N. A. | N. A. | 1 | SUB COMPONENTS | 0 | ADDED NEW CODE NO AS PER EMAIL FROM SANIL DTD 22NOV2019 ON 23NOV2019 | N | SUB COMPONENTS |  | No | No | N. A. | N. A. | N. A. | N. A.
D0102.1708 | D0102.1708.13 | Insert 13 for Legend Instrument Set, Tray1 |  | D0102.1708.13 | N. A. | N. A. | N. A. | N. A. | N. A. | N. A. | N. A. | N. A. | N. A. | N. A. | N. A. | PS/D0102.1708.13 | N. A. | N. A. | N. A. | N. A. | N. A. | D0102.1708 | N. A. | N. A. | N. A. | SEMIFINISHED GOODS | N. A. | N. A. | N. A. | N. A. | N. A. | N. A. |  | N. A. | N. A. | N. A. | N. A. | N. A. | N. A. | N. A. | N. A. | N. A. | N. A. | 1 | SUB COMPONENTS | 0 | ADDED NEW CODE NO AS PER EMAIL FROM SANIL DTD 22NOV2019 ON 23NOV2019 | N | SUB COMPONENTS |  | No | No | N. A. | N. A. | N. A. | N. A.
D0102.1708 | D0102.1708.14 | Insert 14 for Legend Instrument Set, Tray1 |  | D0102.1708.14 | N. A. | N. A. | N. A. | N. A. | N. A. | N. A. | N. A. | N. A. | N. A. | N. A. | N. A. | PS/D0102.1708.14 | N. A. | N. A. | N. A. | N. A. | N. A. | D0102.1708 | N. A. | N. A. | N. A. | SEMIFINISHED GOODS | N. A. | N. A. | N. A. | N. A. | N. A. | N. A. |  | N. A. | N. A. | N. A. | N. A. | N. A. | N. A. | N. A. | N. A. | N. A. | N. A. | 1 | SUB COMPONENTS | 0 | ADDED NEW CODE NO AS PER EMAIL FROM SANIL DTD 22NOV2019 ON 23NOV2019 | N | SUB COMPONENTS |  | No | No | N. A. | N. A. | N. A. | N. A.
D0102.1708 | D0102.1708.15 | Insert 15 for Legend Instrument Set, Tray1 |  | D0102.1708.15 | N. A. | N. A. | N. A. | N. A. | N. A. | N. A. | N. A. | N. A. | N. A. | N. A. | N. A. | PS/D0102.1708.15 | N. A. | N. A. | N. A. | N. A. | N. A. | D0102.1708 | N. A. | N. A. | N. A. | SEMIFINISHED GOODS | N. A. | N. A. | N. A. | N. A. | N. A. | N. A. |  | N. A. | N. A. | N. A. | N. A. | N. A. | N. A. | N. A. | N. A. | N. A. | N. A. | 1 | SUB COMPONENTS | 0 | ADDED NEW CODE NO AS PER EMAIL FROM SANIL DTD 22NOV2019 ON 23NOV2019 | N | SUB COMPONENTS |  | No | No | N. A. | N. A. | N. A. | N. A.
D0102.1708 | D0102.1708.16 | Insert 16 for Legend Instrument Set, Tray1 |  | D0102.1708.16 | N. A. | N. A. | N. A. | N. A. | N. A. | N. A. | N. A. | N. A. | N. A. | N. A. | N. A. | PS/D0102.1708.16 | N. A. | N. A. | N. A. | N. A. | N. A. | D0102.1708 | N. A. | N. A. | N. A. | SEMIFINISHED GOODS | N. A. | N. A. | N. A. | N. A. | N. A. | N. A. |  | N. A. | N. A. | N. A. | N. A. | N. A. | N. A. | N. A. | N. A. | N. A. | N. A. | 1 | SUB COMPONENTS | 0 | ADDED NEW CODE NO AS PER EMAIL FROM SANIL DTD 22NOV2019 ON 23NOV2019 | N | SUB COMPONENTS |  | No | No | N. A. | N. A. | N. A. | N. A.
D0102.1708 | D0102.1708.17 | Insert 17 for Legend Instrument Set, Tray1 |  | D0102.1708.17 | N. A. | N. A. | N. A. | N. A. | N. A. | N. A. | N. A. | N. A. | N. A. | N. A. | N. A. | PS/D0102.1708.17 | N. A. | N. A. | N. A. | N. A. | N. A. | D0102.1708 | N. A. | N. A. | N. A. | SEMIFINISHED GOODS | N. A. | N. A. | N. A. | N. A. | N. A. | N. A. |  | N. A. | N. A. | N. A. | N. A. | N. A. | N. A. | N. A. | N. A. | N. A. | N. A. | 1 | SUB COMPONENTS | 0 | ADDED NEW CODE NO AS PER EMAIL FROM SANIL DTD 22NOV2019 ON 23NOV2019 | N | SUB COMPONENTS |  | No | No | N. A. | N. A. | N. A. | N. A.
D0102.1708 | D0102.1708.18 | Insert 18 for Legend Instrument Set, Tray1 |  | D0102.1708.18 | N. A. | N. A. | N. A. | N. A. | N. A. | N. A. | N. A. | N. A. | N. A. | N. A. | N. A. | PS/D0102.1708.18 | N. A. | N. A. | N. A. | N. A. | N. A. | D0102.1708 | N. A. | N. A. | N. A. | SEMIFINISHED GOODS | N. A. | N. A. | N. A. | N. A. | N. A. | N. A. |  | N. A. | N. A. | N. A. | N. A. | N. A. | N. A. | N. A. | N. A. | N. A. | N. A. | 1 | SUB COMPONENTS | 0 | ADDED NEW CODE NO AS PER EMAIL FROM SANIL DTD 22NOV2019 ON 23NOV2019 | N | SUB COMPONENTS |  | No | No | N. A. | N. A. | N. A. | N. A.
D0102.1708 | D0102.1708.19 | Insert 19 for Legend Instrument Set, Tray1 |  | D0102.1708.19 | N. A. | N. A. | N. A. | N. A. | N. A. | N. A. | N. A. | N. A. | N. A. | N. A. | N. A. | PS/D0102.1708.19 | N. A. | N. A. | N. A. | N. A. | N. A. | D0102.1708 | N. A. | N. A. | N. A. | SEMIFINISHED GOODS | N. A. | N. A. | N. A. | N. A. | N. A. | N. A. |  | N. A. | N. A. | N. A. | N. A. | N. A. | N. A. | N. A. | N. A. | N. A. | N. A. | 1 | SUB COMPONENTS | 0 | ADDED NEW CODE NO AS PER EMAIL FROM SANIL DTD 22NOV2019 ON 23NOV2019 | N | SUB COMPONENTS |  | No | No | N. A. | N. A. | N. A. | N. A.
D0102.1708 | D0102.1708.20 | Insert 20 for Legend Instrument Set, Tray1 |  | D0102.1708.20 | N. A. | N. A. | N. A. | N. A. | N. A. | N. A. | N. A. | N. A. | N. A. | N. A. | N. A. | PS/D0102.1708.20 | N. A. | N. A. | N. A. | N. A. | N. A. | D0102.1708 | N. A. | N. A. | N. A. | SEMIFINISHED GOODS | N. A. | N. A. | N. A. | N. A. | N. A. | N. A. |  | N. A. | N. A. | N. A. | N. A. | N. A. | N. A. | N. A. | N. A. | N. A. | N. A. | 1 | SUB COMPONENTS | 0 | ADDED NEW CODE NO AS PER EMAIL FROM SANIL DTD 22NOV2019 ON 23NOV2019 | N | SUB COMPONENTS |  | No | No | N. A. | N. A. | N. A. | N. A.
D0102.1709 | D0102.1709.04 | INSERT 4 (STUD) FOR MODULOC BIPOLAR TRIAL, QUICKLOCK 45-57,MODULOC INSTRUMENT SET, TRAY 1 |  | D0102.1709.04 | N. A. | N. A. | N. A. | N. A. | N. A. | N. A. | N. A. | N. A. | N. A. | N. A. | N. A. | PS/D0102.1709.04 | N. A. | N. A. | N. A. | N. A. | N. A. | D0102.1709 | N. A. | N. A. | N. A. | SEMIFINISHED GOODS | N. A. | N. A. | N. A. | N. A. | N. A. | N. A. |  | N. A. | N. A. | N. A. | N. A. | N. A. | N. A. | N. A. | N. A. | N. A. | N. A. | 1 | SUB COMPONENTS | 0 | ADDED NEW CODE NOS AS PER EMAIL BY PRATIK DTD 24NOV2018 ON 24NOV2018 | N | SUB COMPONENTS |  | No | No | N. A. | N. A. | N. A. | N. A.
D0102.1709 | D0102.1709.05 | INSERT 5 (STUD) FOR MODULOC BIPOLAR TRIAL, QUICKLOCK 45-57,MODULOC INSTRUMENT SET, TRAY 1 |  | D0102.1709.05 | N. A. | N. A. | N. A. | N. A. | N. A. | N. A. | N. A. | N. A. | N. A. | N. A. | N. A. | PS/D0102.1709.05 | N. A. | N. A. | N. A. | N. A. | N. A. | D0102.1709 | N. A. | N. A. | N. A. | SEMIFINISHED GOODS | N. A. | N. A. | N. A. | N. A. | N. A. | N. A. |  | N. A. | N. A. | N. A. | N. A. | N. A. | N. A. | N. A. | N. A. | N. A. | N. A. | 1 | SUB COMPONENTS | 0 | ADDED NEW CODE NOS AS PER EMAIL BY PRATIK DTD 24NOV2018 ON 24NOV2018 | N | SUB COMPONENTS |  | No | No | N. A. | N. A. | N. A. | N. A.
D0102.1709 | D0102.1709.07 | INSERT 7 (STUD) FOR HEAD GAUGE SET, MODULOC INSTRUMENT SET, TRAY 1 |  | D0102.1709.06 | 00 | 2013-04-21 | N. A. | N. A. | N. A. | N. A. | N. A. | N. A. | N. A. | N. A. | N. A. | PS/D0102.1709.07 | N. A. | N. A. | N. A. | N. A. | N. A. | D0102.1709 | N. A. | N. A. | N. A. | SEMIFINISHED GOODS | N. A. | N. A. | N. A. | N. A. | N. A. | N. A. |  | N. A. | N. A. | N. A. | N. A. | N. A. | N. A. | N. A. | N. A. | N. A. | N. A. | 1 | SUB COMPONENTS | 0 | Initial issue | N | SUB COMPONENTS |  | No | No | N. A. | N. A. | N. A. | N. A.
D0102.1711 | D0102.1711 | ENDOFIT INSTRUMENT SET- UPPER TRAY |  | D0102.1711 | 02 | 2019-03-24 | N. A. | N. A. | N. A. | QPR/D0102.1711 | 00 | 2017-10-14 | N. A. | N. A. | N. A. | PS/D0102.1711 | 01 | 2018-08-30 | 2018-08-29 | 2019-12-01 | 44896 | D0102.1711 | N. A. | N. A. | Class A | FINISHED GOODS | ADLER™ | ENDOFIT INSTRUMENT SET- UPPER TRAY |  | 17 | No | Yes |  | No | N. A. | No | N. A. | No | Yes | No | No | M. L.: MFG/MD/2022/63252 |  | 1 | ADLER PRODUCTS\CASES AND TRAYS | 0 | VL number changed to ML number | N | Surgical Trays |  | No | No | Yes | No | Yes | N. A.
D0102.1712 | D0102.1712 | GENERAL HIP INSTRUMENT SET- UPPER TRAY |  | D0102.1712 | 00 | 2016-12-30 | N. A. | N. A. | N. A. | QPR/D0102.1712 | 00 | 2017-10-14 | N. A. | N. A. | N. A. | PS/D0102.1712 | 00 | 2016-12-28 | N. A. | 2019-11-15 | 44880 | D0102.1712 | N. A. | N. A. | Class A | FINISHED GOODS | ADLER™ | GENERAL HIP INSTRUMENT SET- UPPER TRAY |  | 17 | No | Yes |  | No | N. A. | No | N. A. | No | Yes | No | No | M. L.: MFG/MD/2022/63252 |  | 1 | ADLER PRODUCTS\CASES AND TRAYS | 0 | VL number changed to ML number | N | Surgical Trays |  | No | No | Yes | No | Yes | N. A.
D0102.1713 | D0102.1713 | MODULOC INSTRUMENT SET- UPPER TRAY |  | D0102.1713 | 00 | 2016-12-30 | N. A. | N. A. | N. A. | QPR/D0102.1713 | 00 | 2017-10-14 | N. A. | N. A. | N. A. | PS/D0102.1713 | 01 | 2018-08-30 | 2021-08-29 | 2019-12-01 | 44896 | D0102.1713 | N. A. | N. A. | Class A | FINISHED GOODS | ADLER™ | MODULOC INSTRUMENT SET- UPPER TRAY |  | 17 | No | Yes |  | No | N. A. | No | N. A. | No | Yes | No | No | M. L.: MFG/MD/2022/63252 |  | 1 | ADLER PRODUCTS\CASES AND TRAYS | 0 | VL number changed to ML number | N | Surgical Trays |  | No | No | Yes | No | Yes | N. A.
D0102 | D0102.1801 | UPPER TRAY, RESTOR UPPER LIMB INSTRUMENT SET |  | D0102.1801 | 03 | 2015-01-07 | N. A. | N. A. | N. A. | QPR/D0102.1801, QPF/D0102.1801 | N. A. | N. A. | N. A. | N. A. | N. A. | PS/D0102.1801 | 00 | 2019-03-16 | 2021-03-16 | N. A. | N. A. | D0102 | N. A. | N. A. | Class A | FINISHED GOODS | ADLER™ | INSTRUMENT TRAY | UPPER, FOR UPPER LIMB INSTRUMENT SET | 17 | No | Yes |  | No | N. A. | No | N. A. | No | Yes | No | No | M. L.: MFG/MD/2022/63252 |  | 1 | ADLER PRODUCTS\SS CASES AND TRAYS | 0 | VL number changed to ML number | N | Surgical Trays |  | No | No | Yes | No | Yes | N. A.
D0102.1801 | D0102.1801.01 | INSERT 1 FOR UPPER TRAY, RESTOR UPPER LIMB INSTRUMENT SET |  | D0102.1801.01 | 03 | 2015-01-07 | N. A. | N. A. | N. A. | N. A. | N. A. | N. A. | N. A. | N. A. | N. A. | PS/D0102.1801.01 | 00 | 2019-03-16 | 2021-03-16 | N. A. | N. A. | D0102.1801 | N. A. | N. A. | N. A. | SEMIFINISHED GOODS | N. A. | N. A. | N. A. | N. A. | N. A. | N. A. |  | N. A. | N. A. | N. A. | N. A. | N. A. | N. A. | N. A. | N. A. | N. A. | N. A. | 1 | SUB COMPONENTS | 0 | Initial issue | N | SUB COMPONENTS |  | No | No | N. A. | N. A. | N. A. | N. A.
D0102.1801 | D0102.1801.02 | INSERT 2 FOR UPPER TRAY, RESTOR UPPER LIMB INSTRUMENT SET |  | D0102.1801.02 | 03 | 2015-01-07 | N. A. | N. A. | N. A. | N. A. | N. A. | N. A. | N. A. | N. A. | N. A. | PS/D0102.1801.02 | 00 | 2019-03-16 | 2021-03-16 | N. A. | N. A. | D0102.1801 | N. A. | N. A. | N. A. | SEMIFINISHED GOODS | N. A. | N. A. | N. A. | N. A. | N. A. | N. A. |  | N. A. | N. A. | N. A. | N. A. | N. A. | N. A. | N. A. | N. A. | N. A. | N. A. | 1 | SUB COMPONENTS | 0 | Initial issue | N | SUB COMPONENTS |  | No | No | N. A. | N. A. | N. A. | N. A.
D0102.1801 | D0102.1801.03 | INSERT 3 FOR UPPER TRAY, RESTOR UPPER LIMB INSTRUMENT SET |  | D0102.1801.03 | 03 | 2015-01-07 | N. A. | N. A. | N. A. | N. A. | N. A. | N. A. | N. A. | N. A. | N. A. | PS/D0102.1801.03 | 00 | 2019-03-16 | 2021-03-16 | N. A. | N. A. | D0102.1801 | N. A. | N. A. | N. A. | SEMIFINISHED GOODS | N. A. | N. A. | N. A. | N. A. | N. A. | N. A. |  | N. A. | N. A. | N. A. | N. A. | N. A. | N. A. | N. A. | N. A. | N. A. | N. A. | 1 | SUB COMPONENTS | 0 | Initial issue | N | SUB COMPONENTS |  | No | No | N. A. | N. A. | N. A. | N. A.
D0102.1801 | D0102.1801.04 | INSERT 4 FOR UPPER TRAY, RESTOR UPPER LIMB INSTRUMENT SET |  | D0102.1801.04 | 03 | 2015-01-07 | N. A. | N. A. | N. A. | N. A. | N. A. | N. A. | N. A. | N. A. | N. A. | PS/D0102.1801.04 | 00 | 2019-03-16 | 2021-03-16 | N. A. | N. A. | D0102.1801 | N. A. | N. A. | N. A. | SEMIFINISHED GOODS | N. A. | N. A. | N. A. | N. A. | N. A. | N. A. |  | N. A. | N. A. | N. A. | N. A. | N. A. | N. A. | N. A. | N. A. | N. A. | N. A. | 1 | SUB COMPONENTS | 0 | Initial issue | N | SUB COMPONENTS |  | No | No | N. A. | N. A. | N. A. | N. A.
D0102.1801 | D0102.1801.05 | INSERT 5 FOR UPPER TRAY, RESTOR UPPER LIMB INSTRUMENT SET |  | D0102.1801.05 | 03 | 2015-01-07 | N. A. | N. A. | N. A. | N. A. | N. A. | N. A. | N. A. | N. A. | N. A. | PS/D0102.1801.05 | 00 | 2019-03-16 | 2021-03-16 | N. A. | N. A. | D0102.1801 | N. A. | N. A. | N. A. | SEMIFINISHED GOODS | N. A. | N. A. | N. A. | N. A. | N. A. | N. A. |  | N. A. | N. A. | N. A. | N. A. | N. A. | N. A. | N. A. | N. A. | N. A. | N. A. | 1 | SUB COMPONENTS | 0 | Initial issue | N | SUB COMPONENTS |  | No | No | N. A. | N. A. | N. A. | N. A.
D0102.1801 | D0102.1801.06 | INSERT 6 FOR UPPER TRAY, RESTOR UPPER LIMB INSTRUMENT SET |  | D0102.1801.06 | 03 | 2015-01-07 | N. A. | N. A. | N. A. | N. A. | N. A. | N. A. | N. A. | N. A. | N. A. | PS/D0102.1801.06 | 00 | 2019-03-16 | 2021-03-16 | N. A. | N. A. | D0102.1801 | N. A. | N. A. | N. A. | SEMIFINISHED GOODS | N. A. | N. A. | N. A. | N. A. | N. A. | N. A. |  | N. A. | N. A. | N. A. | N. A. | N. A. | N. A. | N. A. | N. A. | N. A. | N. A. | 1 | SUB COMPONENTS | 0 | Initial issue | N | SUB COMPONENTS |  | No | No | N. A. | N. A. | N. A. | N. A.
D0102.1801 | D0102.1801.07 | INSERT 7 FOR UPPER TRAY, RESTOR UPPER LIMB INSTRUMENT SET |  | D0102.1801.07 | 03 | 2015-01-07 | N. A. | N. A. | N. A. | N. A. | N. A. | N. A. | N. A. | N. A. | N. A. | PS/D0102.1801.07 | 00 | 2019-03-16 | 2021-03-16 | N. A. | N. A. | D0102.1801 | N. A. | N. A. | N. A. | SEMIFINISHED GOODS | N. A. | N. A. | N. A. | N. A. | N. A. | N. A. |  | N. A. | N. A. | N. A. | N. A. | N. A. | N. A. | N. A. | N. A. | N. A. | N. A. | 1 | SUB COMPONENTS | 0 | Initial issue | N | SUB COMPONENTS |  | No | No | N. A. | N. A. | N. A. | N. A.
D0102.1801 | D0102.1801.08 | INSERT 8 FOR UPPER TRAY, RESTOR UPPER LIMB INSTRUMENT SET |  | D0102.1801.08 | 03 | 2015-01-07 | N. A. | N. A. | N. A. | N. A. | N. A. | N. A. | N. A. | N. A. | N. A. | PS/D0102.1801.08 | 00 | 2019-03-16 | 2021-03-16 | N. A. | N. A. | D0102.1801 | N. A. | N. A. | N. A. | SEMIFINISHED GOODS | N. A. | N. A. | N. A. | N. A. | N. A. | N. A. |  | N. A. | N. A. | N. A. | N. A. | N. A. | N. A. | N. A. | N. A. | N. A. | N. A. | 1 | SUB COMPONENTS | 0 | Initial issue | N | SUB COMPONENTS |  | No | No | N. A. | N. A. | N. A. | N. A.
D0102.1801 | D0102.1801.09 | INSERT 9 FOR UPPER TRAY, RESTOR UPPER LIMB INSTRUMENT SET |  | D0102.1801.09 | 03 | 2015-01-07 | N. A. | N. A. | N. A. | N. A. | N. A. | N. A. | N. A. | N. A. | N. A. | PS/D0102.1801.09 | 00 | 2019-03-16 | 2021-03-16 | N. A. | N. A. | D0102.1801 | N. A. | N. A. | N. A. | SEMIFINISHED GOODS | N. A. | N. A. | N. A. | N. A. | N. A. | N. A. |  | N. A. | N. A. | N. A. | N. A. | N. A. | N. A. | N. A. | N. A. | N. A. | N. A. | 1 | SUB COMPONENTS | 0 | Initial issue | N | SUB COMPONENTS |  | No | No | N. A. | N. A. | N. A. | N. A.
D0102.1801 | D0102.1801.10 | INSERT 10 FOR UPPER TRAY, RESTOR UPPER LIMB INSTRUMENT SET |  | D0102.1801.10 | 03 | 2015-01-07 | N. A. | N. A. | N. A. | N. A. | N. A. | N. A. | N. A. | N. A. | N. A. | PS/D0102.1801.10 | 00 | 2019-03-16 | 2021-03-16 | N. A. | N. A. | D0102.1801 | N. A. | N. A. | N. A. | SEMIFINISHED GOODS | N. A. | N. A. | N. A. | N. A. | N. A. | N. A. |  | N. A. | N. A. | N. A. | N. A. | N. A. | N. A. | N. A. | N. A. | N. A. | N. A. | 1 | SUB COMPONENTS | 0 | Initial issue | N | SUB COMPONENTS |  | No | No | N. A. | N. A. | N. A. | N. A.
D0102.1801 | D0102.1801.11 | INSERT 11 FOR UPPER TRAY, RESTOR UPPER LIMB INSTRUMENT SET |  | D0102.1801.11 | 03 | 2015-01-07 | N. A. | N. A. | N. A. | N. A. | N. A. | N. A. | N. A. | N. A. | N. A. | PS/D0102.1801.11 | 00 | 2019-03-16 | 2021-03-16 | N. A. | N. A. | D0102.1801 | N. A. | N. A. | N. A. | SEMIFINISHED GOODS | N. A. | N. A. | N. A. | N. A. | N. A. | N. A. |  | N. A. | N. A. | N. A. | N. A. | N. A. | N. A. | N. A. | N. A. | N. A. | N. A. | 1 | SUB COMPONENTS | 0 | Initial issue | N | SUB COMPONENTS |  | No | No | N. A. | N. A. | N. A. | N. A.
D0102.1801 | D0102.1801.12 | INSERT 12 FOR UPPER TRAY, RESTOR UPPER LIMB INSTRUMENT SET |  | D0102.1801.12 | 03 | 2015-01-07 | N. A. | N. A. | N. A. | N. A. | N. A. | N. A. | N. A. | N. A. | N. A. | PS/D0102.1801.12 | 00 | 2019-03-16 | 2021-03-16 | N. A. | N. A. | D0102.1801 | N. A. | N. A. | N. A. | SEMIFINISHED GOODS | N. A. | N. A. | N. A. | N. A. | N. A. | N. A. |  | N. A. | N. A. | N. A. | N. A. | N. A. | N. A. | N. A. | N. A. | N. A. | N. A. | 1 | SUB COMPONENTS | 0 | Initial issue | N | SUB COMPONENTS |  | No | No | N. A. | N. A. | N. A. | N. A.
D0102.1801 | D0102.1801.13 | STUD FOR HUMERAL HEAD & PIVOT PIN INSERTER, RESTOR UPPER LIMB INSTRUMENT SET |  | D0102.1801.13 | 03 | 2015-01-07 | N. A. | N. A. | N. A. | N. A. | N. A. | N. A. | N. A. | N. A. | N. A. | PS/D0102.1801.13 | 00 | 2019-03-16 | 2021-03-16 | N. A. | N. A. | D0102.1801 | N. A. | N. A. | N. A. | SEMIFINISHED GOODS | N. A. | N. A. | N. A. | N. A. | N. A. | N. A. |  | N. A. | N. A. | N. A. | N. A. | N. A. | N. A. | N. A. | N. A. | N. A. | N. A. | 1 | SUB COMPONENTS | 0 | Initial issue | N | SUB COMPONENTS |  | No | No | N. A. | N. A. | N. A. | N. A.
D0102.1801 | D0102.1801.14 | STUD FOR DISTAL HUMERUS COMPONENT RESTOR UPPER LIMB INSTRUMENT SET |  | D0102.1801.14 | 03 | 2015-01-07 | N. A. | N. A. | N. A. | N. A. | N. A. | N. A. | N. A. | N. A. | N. A. | PS/D0102.1801.14 | 00 | 2019-03-16 | 2021-03-16 | N. A. | N. A. | D0102.1801 | N. A. | N. A. | N. A. | SEMIFINISHED GOODS | N. A. | N. A. | N. A. | N. A. | N. A. | N. A. |  | N. A. | N. A. | N. A. | N. A. | N. A. | N. A. | N. A. | N. A. | N. A. | N. A. | 1 | SUB COMPONENTS | 0 | Initial issue | N | SUB COMPONENTS |  | No | No | N. A. | N. A. | N. A. | N. A.
D0102.1801 | D0102.1801.15 | STUD FOR BASE OF HUMERAL HEAD ASSEMBLY & DISTAL HUMERUS COMPONENT ASSEMBLY, RESTOR UPPER LIMB INSTRUMENT SET |  | D0102.1801.15 | 03 | 2015-01-07 | N. A. | N. A. | N. A. | N. A. | N. A. | N. A. | N. A. | N. A. | N. A. | PS/D0102.1801.15 | 00 | 2019-03-16 | 2021-03-16 | N. A. | N. A. | D0102.1801 | N. A. | N. A. | N. A. | SEMIFINISHED GOODS | N. A. | N. A. | N. A. | N. A. | N. A. | N. A. |  | N. A. | N. A. | N. A. | N. A. | N. A. | N. A. | N. A. | N. A. | N. A. | N. A. | 1 | SUB COMPONENTS | 0 | Initial issue | N | SUB COMPONENTS |  | No | No | N. A. | N. A. | N. A. | N. A.
D0102.1801 | D0102.1801.16 | INSERT 16 FOR UPPER TRAY, RESTOR UPPER LIMB INSTRUMENT SET |  | D0102.1801.16 | 03 | 2015-01-07 | N. A. | N. A. | N. A. | N. A. | N. A. | N. A. | N. A. | N. A. | N. A. | PS/D0102.1801.16 | 00 | 2019-03-16 | 2021-03-16 | N. A. | N. A. | D0102.1801 | N. A. | N. A. | N. A. | SEMIFINISHED GOODS | N. A. | N. A. | N. A. | N. A. | N. A. | N. A. |  | N. A. | N. A. | N. A. | N. A. | N. A. | N. A. | N. A. | N. A. | N. A. | N. A. | 1 | ADLER PRODUCTS\SS CASES AND TRAYS | 0 | Initial issue | N | CONTAINERS |  | No | No | N. A. | N. A. | N. A. | N. A.
D0102.1801 | D0102.1801.17 | UPPER TRAY, RESTOR UPPER LIMB INSTRUMENT SET,TRAY BLANK |  | D0102.1801 | 03 | 2015-01-07 | N. A. | N. A. | N. A. | N. A. | N. A. | N. A. | N. A. | N. A. | N. A. | PS/D0102.1801.17 | N. A. | N. A. | N. A. | N. A. | N. A. | D0102.1801 | N. A. | N. A. | N. A. | SEMIFINISHED GOODS | N. A. | N. A. | N. A. | N. A. | N. A. | N. A. |  | N. A. | N. A. | N. A. | N. A. | N. A. | N. A. | N. A. | N. A. | N. A. | N. A. | 1 | SUB COMPONENTS | 0 | ADDED NEW CODE NO AS PER EMAIL BY PRATIK DTD 04JAN2019 ON 08JAN2019 | N | SUB COMPONENTS |  | No | No | N. A. | N. A. | N. A. | N. A.
D0102 | D0102.1802 | LOWER TRAY, RESTOR UPPER LIMB INSTRUMENT SET |  | D0102.1802 | 03 | 2015-01-07 | N. A. | N. A. | N. A. | QPR/D0102.1802, QPF/D0102.1802 | N. A. | N. A. | N. A. | N. A. | N. A. | PS/D0102.1802 | 00 | 2019-03-16 | 2021-03-16 | N. A. | N. A. | D0102 | N. A. | N. A. | Class A | FINISHED GOODS | ADLER™ | INSTRUMENT TRAY | LOWER, FOR UPPER LIMB INSTRUMENT SET | 17 | No | Yes |  | No | N. A. | No | N. A. | No | Yes | No | No | M. L.: MFG/MD/2022/63252 |  | 1 | ADLER PRODUCTS\SS CASES AND TRAYS | 0 | VL number changed to ML number | N | Surgical Trays |  | No | No | Yes | No | Yes | N. A.
D0102.1802 | D0102.1802.01 | INSERT 1 FOR LOWER TRAY, RESTOR UPPER LIMB INSTRUMENT SET |  | D0102.1802.01 | 03 | 2015-01-07 | N. A. | N. A. | N. A. | N. A. | N. A. | N. A. | N. A. | N. A. | N. A. | PS/D0102.1802.01 | 00 | 2019-03-16 | 2021-03-16 | N. A. | N. A. | D0102.1802 | N. A. | N. A. | N. A. | SEMIFINISHED GOODS | N. A. | N. A. | N. A. | N. A. | N. A. | N. A. |  | N. A. | N. A. | N. A. | N. A. | N. A. | N. A. | N. A. | N. A. | N. A. | N. A. | 1 | SUB COMPONENTS | 0 | Initial issue | N | SUB COMPONENTS |  | No | No | N. A. | N. A. | N. A. | N. A.
D0102.1802 | D0102.1802.02 | INSERT 2 FOR LOWER TRAY, RESTOR UPPER LIMB INSTRUMENT SET |  | D0102.1802.02 | 03 | 2015-01-07 | N. A. | N. A. | N. A. | N. A. | N. A. | N. A. | N. A. | N. A. | N. A. | PS/D0102.1802.02 | 00 | 2019-03-16 | 2021-03-16 | N. A. | N. A. | D0102.1802 | N. A. | N. A. | N. A. | SEMIFINISHED GOODS | N. A. | N. A. | N. A. | N. A. | N. A. | N. A. |  | N. A. | N. A. | N. A. | N. A. | N. A. | N. A. | N. A. | N. A. | N. A. | N. A. | 1 | SUB COMPONENTS | 0 | Initial issue | N | SUB COMPONENTS |  | No | No | N. A. | N. A. | N. A. | N. A.
D0102.1802 | D0102.1802.03 | INSERT 3 FOR LOWER TRAY, RESTOR UPPER LIMB INSTRUMENT SET |  | D0102.1802.03 | 03 | 2015-01-07 | N. A. | N. A. | N. A. | N. A. | N. A. | N. A. | N. A. | N. A. | N. A. | PS/D0102.1802.03 | 00 | 2019-03-16 | 2021-03-16 | N. A. | N. A. | D0102.1802 | N. A. | N. A. | N. A. | SEMIFINISHED GOODS | N. A. | N. A. | N. A. | N. A. | N. A. | N. A. |  | N. A. | N. A. | N. A. | N. A. | N. A. | N. A. | N. A. | N. A. | N. A. | N. A. | 1 | SUB COMPONENTS | 0 | Initial issue | N | SUB COMPONENTS |  | No | No | N. A. | N. A. | N. A. | N. A.
D0102.1802 | D0102.1802.04 | INSERT 4 FOR LOWER TRAY, RESTOR UPPER LIMB INSTRUMENT SET |  | D0102.1802.04 | 03 | 2015-01-07 | N. A. | N. A. | N. A. | N. A. | N. A. | N. A. | N. A. | N. A. | N. A. | PS/D0102.1802.04 | 00 | 2019-03-16 | 2021-03-16 | N. A. | N. A. | D0102.1802 | N. A. | N. A. | N. A. | SEMIFINISHED GOODS | N. A. | N. A. | N. A. | N. A. | N. A. | N. A. |  | N. A. | N. A. | N. A. | N. A. | N. A. | N. A. | N. A. | N. A. | N. A. | N. A. | 1 | SUB COMPONENTS | 0 | Initial issue | N | SUB COMPONENTS |  | No | No | N. A. | N. A. | N. A. | N. A.
D0102.1802 | D0102.1802.05 | INSERT 5 FOR LOWER TRAY, RESTOR UPPER LIMB INSTRUMENT SET |  | D0102.1802.05 | 03 | 2015-01-07 | N. A. | N. A. | N. A. | N. A. | N. A. | N. A. | N. A. | N. A. | N. A. | PS/D0102.1802.05 | 00 | 2019-03-16 | 2021-03-16 | N. A. | N. A. | D0102.1802 | N. A. | N. A. | N. A. | SEMIFINISHED GOODS | N. A. | N. A. | N. A. | N. A. | N. A. | N. A. |  | N. A. | N. A. | N. A. | N. A. | N. A. | N. A. | N. A. | N. A. | N. A. | N. A. | 1 | SUB COMPONENTS | 0 | Initial issue | N | SUB COMPONENTS |  | No | No | N. A. | N. A. | N. A. | N. A.
D0102.1802 | D0102.1802.06 | INSERT 6 FOR LOWER TRAY, RESTOR UPPER LIMB INSTRUMENT SET |  | D0102.1802.06 | 03 | 2015-01-07 | N. A. | N. A. | N. A. | N. A. | N. A. | N. A. | N. A. | N. A. | N. A. | PS/D0102.1802.06 | 00 | 2019-03-16 | 2021-03-16 | N. A. | N. A. | D0102.1802 | N. A. | N. A. | N. A. | SEMIFINISHED GOODS | N. A. | N. A. | N. A. | N. A. | N. A. | N. A. |  | N. A. | N. A. | N. A. | N. A. | N. A. | N. A. | N. A. | N. A. | N. A. | N. A. | 1 | SUB COMPONENTS | 0 | Initial issue | N | SUB COMPONENTS |  | No | No | N. A. | N. A. | N. A. | N. A.
D0102.1802 | D0102.1802.07 | INSERT 7 FOR LOWER TRAY, RESTOR UPPER LIMB INSTRUMENT SET |  | D0102.1802.07 | 03 | 2015-01-07 | N. A. | N. A. | N. A. | N. A. | N. A. | N. A. | N. A. | N. A. | N. A. | PS/D0102.1802.07 | 00 | 2019-03-16 | 2021-03-16 | N. A. | N. A. | D0102.1802 | N. A. | N. A. | N. A. | SEMIFINISHED GOODS | N. A. | N. A. | N. A. | N. A. | N. A. | N. A. |  | N. A. | N. A. | N. A. | N. A. | N. A. | N. A. | N. A. | N. A. | N. A. | N. A. | 1 | SUB COMPONENTS | 0 | Initial issue | N | SUB COMPONENTS |  | No | No | N. A. | N. A. | N. A. | N. A.
D0102.1802 | D0102.1802.08 | INSERT 8 FOR LOWER TRAY, RESTOR UPPER LIMB INSTRUMENT SET |  | D0102.1802.08 | 03 | 2015-01-07 | N. A. | N. A. | N. A. | N. A. | N. A. | N. A. | N. A. | N. A. | N. A. | PS/D0102.1802.08 | 00 | 2019-03-16 | 2021-03-16 | N. A. | N. A. | D0102.1802 | N. A. | N. A. | N. A. | SEMIFINISHED GOODS | N. A. | N. A. | N. A. | N. A. | N. A. | N. A. |  | N. A. | N. A. | N. A. | N. A. | N. A. | N. A. | N. A. | N. A. | N. A. | N. A. | 1 | SUB COMPONENTS | 0 | Initial issue | N | SUB COMPONENTS |  | No | No | N. A. | N. A. | N. A. | N. A.
D0102.1802 | D0102.1802.09 | INSERT 9 FOR LOWER TRAY, RESTOR UPPER LIMB INSTRUMENT SET |  | D0102.1802.09 | 03 | 2015-01-07 | N. A. | N. A. | N. A. | N. A. | N. A. | N. A. | N. A. | N. A. | N. A. | PS/D0102.1802.09 | 00 | 2019-03-16 | 2021-03-16 | N. A. | N. A. | D0102.1802 | N. A. | N. A. | N. A. | SEMIFINISHED GOODS | N. A. | N. A. | N. A. | N. A. | N. A. | N. A. |  | N. A. | N. A. | N. A. | N. A. | N. A. | N. A. | N. A. | N. A. | N. A. | N. A. | 1 | SUB COMPONENTS | 0 | Initial issue | N | SUB COMPONENTS |  | No | No | N. A. | N. A. | N. A. | N. A.
D0102.1802 | D0102.1802.10 | INSERT 10 FOR LOWER TRAY, RESTOR UPPER LIMB INSTRUMENT SET |  | D0102.1802.10 | 03 | 2015-01-07 | N. A. | N. A. | N. A. | N. A. | N. A. | N. A. | N. A. | N. A. | N. A. | PS/D0102.1802.10 | 00 | 2019-03-16 | 2021-03-16 | N. A. | N. A. | D0102.1802 | N. A. | N. A. | N. A. | SEMIFINISHED GOODS | N. A. | N. A. | N. A. | N. A. | N. A. | N. A. |  | N. A. | N. A. | N. A. | N. A. | N. A. | N. A. | N. A. | N. A. | N. A. | N. A. | 1 | SUB COMPONENTS | 0 | Initial issue | N | SUB COMPONENTS |  | No | No | N. A. | N. A. | N. A. | N. A.
D0102.1802 | D0102.1802.11 | INSERT 11 FOR LOWER TRAY, RESTOR UPPER LIMB INSTRUMENT SET |  | D0102.1802.11 | 03 | 2015-01-07 | N. A. | N. A. | N. A. | N. A. | N. A. | N. A. | N. A. | N. A. | N. A. | PS/D0102.1802.11 | 00 | 2019-03-16 | 2021-03-16 | N. A. | N. A. | D0102.1802 | N. A. | N. A. | N. A. | SEMIFINISHED GOODS | N. A. | N. A. | N. A. | N. A. | N. A. | N. A. |  | N. A. | N. A. | N. A. | N. A. | N. A. | N. A. | N. A. | N. A. | N. A. | N. A. | 1 | SUB COMPONENTS | 0 | Initial issue | N | SUB COMPONENTS |  | No | No | N. A. | N. A. | N. A. | N. A.
D0102.1802 | D0102.1802.12 | INSERT 12 FOR LOWER TRAY, RESTOR UPPER LIMB INSTRUMENT SET |  | D0102.1802.12 | 03 | 2015-01-07 | N. A. | N. A. | N. A. | N. A. | N. A. | N. A. | N. A. | N. A. | N. A. | PS/D0102.1802.12 | 00 | 2019-03-16 | 2021-03-16 | N. A. | N. A. | D0102.1802 | N. A. | N. A. | N. A. | SEMIFINISHED GOODS | N. A. | N. A. | N. A. | N. A. | N. A. | N. A. |  | N. A. | N. A. | N. A. | N. A. | N. A. | N. A. | N. A. | N. A. | N. A. | N. A. | 1 | SUB COMPONENTS | 0 | Initial issue | N | SUB COMPONENTS |  | No | No | N. A. | N. A. | N. A. | N. A.
D0102.1802 | D0102.1802.13 | INSERT 13 FOR LOWER TRAY, RESTOR UPPER LIMB INSTRUMENT SET |  | D0102.1802.13 | 03 | 2015-01-07 | N. A. | N. A. | N. A. | N. A. | N. A. | N. A. | N. A. | N. A. | N. A. | PS/D0102.1802.13 | 00 | 2019-03-16 | 2021-03-16 | N. A. | N. A. | D0102.1802 | N. A. | N. A. | N. A. | SEMIFINISHED GOODS | N. A. | N. A. | N. A. | N. A. | N. A. | N. A. |  | N. A. | N. A. | N. A. | N. A. | N. A. | N. A. | N. A. | N. A. | N. A. | N. A. | 1 | SUB COMPONENTS | 0 | Initial issue | N | SUB COMPONENTS |  | No | No | N. A. | N. A. | N. A. | N. A.
D0102.1802 | D0102.1802.14 | INSERT 14 FOR LOWER TRAY, RESTOR UPPER LIMB INSTRUMENT SET |  | D0102.1802.14 | #N/A | #N/A | N. A. | N. A. | N. A. | N. A. | #N/A | #N/A | #N/A | #N/A | #N/A | PS/D0102.1802.14 | #N/A | #N/A | #N/A | #N/A | #N/A | D0102.1802 | N. A. | N. A. | N. A. | SEMIFINISHED GOODS | N. A. | N. A. | N. A. | N. A. | N. A. | N. A. |  | N. A. | N. A. | N. A. | N. A. | N. A. | N. A. | N. A. | N. A. | N. A. | N. A. | 1 | SUB COMPONENTS |  |  | N | SUB COMPONENTS |  | No | No | N. A. | N. A. | N. A. | N. A.
D0102.1802 | D0102.1802.15 | LOWER TRAY, RESTOR UPPER LIMB INSTRUMENT SET,TRAY BLANK |  | D0102.1802 | 03 | 2015-01-07 | N. A. | N. A. | N. A. | N. A. | N. A. | N. A. | N. A. | N. A. | N. A. | PS/D0102.1802.15 | N. A. | N. A. | N. A. | N. A. | N. A. | D0102.1802 | N. A. | N. A. | N. A. | SEMIFINISHED GOODS | N. A. | N. A. | N. A. | N. A. | N. A. | N. A. |  | N. A. | N. A. | N. A. | N. A. | N. A. | N. A. | N. A. | N. A. | N. A. | N. A. | 1 | SUB COMPONENTS | 0 | ADDED NEW CODE NO AS PER EMAIL FROM PRATIK DTD 04JAN2019 ON 08JAN2019 | N | SUB COMPONENTS |  | No | No | N. A. | N. A. | N. A. | N. A.
D0102.2001 | D0102.2001 | ATLAS HFN INSTRUMENT TRAY |  | D0102.2001 | 03 | 2016-09-04 | N. A. | N. A. | N. A. | QPF/D0102.2001 | 00 | 2015-11-10 | N. A. | N. A. | N. A. | PS/D0102.2001 | 01 | 2017-04-09 | N. A. | N. A. | N. A. | D0102.2001 | N. A. | N. A. | Class A | FINISHED GOODS | ATLAS™ HFN | HFN Containers | INSTRUMENT TRAY | 17 | No | Yes |  | No | N. A. | No | N. A. | No | Yes | No | No | M. L.: MFG/MD/2022/63252 |  | 1 | ADLER PRODUCTS\ATLAS HF NAILING SYSTEM\ATLAS HFN INSTRUMENTS | 0 | VL number changed to ML number | N | Surgical Trays |  | No | No | Yes | No | Yes | N. A.
D0102.2001 | D0102.2002 | ATLAS HFN LOWER IMPLANT TRAY (9-10MM NAILS) |  | D0102.2002 | 03 | 2016-09-04 | N. A. | N. A. | N. A. | QPF/D0102.2001 | 00 | 2015-11-10 | N. A. | N. A. | N. A. | PS/D0102.2002 | 01 | 2017-04-09 | N. A. | N. A. | N. A. | D0102.2001 | N. A. | N. A. | Class A | FINISHED GOODS | ATLAS™ HFN | HFN Containers | LOWER IMPLANT TRAY ASIAN | 17 | No | Yes |  | No | N. A. | No | N. A. | No | Yes | No | No | M. L.: MFG/MD/2022/63252 |  | 1 | ADLER PRODUCTS\ATLAS HF NAILING SYSTEM\ATLAS HFN INSTRUMENTS | 0 | VL number changed to ML number | N | Surgical Trays |  | No | No | Yes | No | Yes | N. A.
D0102.2001 | D0102.2003 | ATLAS HFN MIDDLE IMPLANT TRAY (9-10MM NAILS) |  | D0102.2003 | 03 | 2016-09-04 | N. A. | N. A. | N. A. | QPF/D0102.2001 | 00 | 2015-11-10 | N. A. | N. A. | N. A. | PS/D0102.2003 | 01 | 2017-04-09 | N. A. | N. A. | N. A. | D0102.2001 | N. A. | N. A. | Class A | FINISHED GOODS | ATLAS™ HFN | HFN Containers | MIDDLE IMPLANT TRAY ASIAN | 17 | No | Yes |  | No | N. A. | No | N. A. | No | Yes | No | No | M. L.: MFG/MD/2022/63252 |  | 1 | ADLER PRODUCTS\ATLAS HF NAILING SYSTEM\ATLAS HFN INSTRUMENTS | 0 | VL number changed to ML number | N | Surgical Trays |  | No | No | Yes | No | Yes | N. A.
D0102.2001 | D0102.2004 | ATLAS HFN UPPER IMPLANT TRAY (9-10MM NAILS) |  | D0102.2004 | 03 | 2016-09-04 | N. A. | N. A. | N. A. | QPF/D0102.2001 | 00 | 2015-11-10 | N. A. | N. A. | N. A. | PS/D0102.2004 | 01 | 2017-04-09 | N. A. | N. A. | N. A. | D0102.2001 | N. A. | N. A. | Class A | FINISHED GOODS | ATLAS™ HFN | HFN Containers | UPPER IMPLANT TRAY ASIAN | 17 | No | Yes |  | No | N. A. | No | N. A. | No | Yes | No | No | M. L.: MFG/MD/2022/63252 |  | 1 | ADLER PRODUCTS\ATLAS HF NAILING SYSTEM\ATLAS HFN INSTRUMENTS | 0 | VL number changed to ML number | N | Surgical Trays |  | No | No | Yes | No | Yes | N. A.
D0102.2005 | D0102.2005 | ATLAS HFN SCREW CADDY (9-10MM NAILS) |  | D0102.2005 | 03 | 2016-09-04 | N. A. | N. A. | N. A. | QPF/D0102.2005 | 00 | 2015-11-10 | N. A. | N. A. | N. A. | PS/D0102.2005 | 01 | 2017-04-09 | N. A. | N. A. | N. A. | D0102.2005 | N. A. | N. A. | Class A | FINISHED GOODS | ATLAS™ HFN | HFN Containers | SCREW CADDY ASIAN | 17 | No | Yes |  | No | N. A. | No | N. A. | No | Yes | No | No | M. L.: MFG/MD/2022/63252 |  | 1 | ADLER PRODUCTS\ATLAS HF NAILING SYSTEM\ATLAS HFN INSTRUMENTS | 0 | VL number changed to ML number | N | Surgical Trays |  | No | No | Yes | No | Yes | N. A.
D0102.2001 | D0102.2006 | ATLAS HFN LOWER IMPLANT TRAY (10-11MM NAILS) |  | D0102.2006 | 03 | 2016-09-04 | N. A. | N. A. | N. A. | QPF/D0102.2001 | 00 | 2015-11-10 | N. A. | N. A. | N. A. | PS/D0102.2006 | 01 | 2017-04-09 | N. A. | N. A. | N. A. | D0102.2001 | N. A. | N. A. | Class A | FINISHED GOODS | ATLAS™ HFN | HFN Containers | LOWER IMPLANT TRAY ME | 17 | No | Yes |  | No | N. A. | No | N. A. | No | Yes | No | No | M. L.: MFG/MD/2022/63252 |  | 1 | ADLER PRODUCTS\CASES AND TRAYS | 0 | VL number changed to ML number | N | Surgical Trays |  | No | No | Yes | No | Yes | N. A.
D0102.2001 | D0102.2007 | ATLAS HFN MIDDLE IMPLANT TRAY (10-11MM NAILS) |  | D0102.2007 | 03 | 2016-09-04 | N. A. | N. A. | N. A. | QPF/D0102.2001 | 00 | 2015-11-10 | N. A. | N. A. | N. A. | PS/D0102.2007 | 01 | 2017-04-09 | N. A. | N. A. | N. A. | D0102.2001 | N. A. | N. A. | Class A | FINISHED GOODS | ATLAS™ HFN | HFN Containers | MIDDLE IMPLANT TRAY ME | 17 | No | Yes |  | No | N. A. | No | N. A. | No | Yes | No | No | M. L.: MFG/MD/2022/63252 |  | 1 | ADLER PRODUCTS\CASES AND TRAYS | 0 | VL number changed to ML number | N | Surgical Trays |  | No | No | Yes | No | Yes | N. A.
D0102.2001 | D0102.2008 | ATLAS HFN UPPER IMPLANT TRAY (10-11MM NAILS) |  | D0102.2008 | 03 | 2016-09-04 | N. A. | N. A. | N. A. | QPF/D0102.2001 | 00 | 2015-11-10 | N. A. | N. A. | N. A. | PS/D0102.2008 | 01 | 2017-04-09 | N. A. | N. A. | N. A. | D0102.2001 | N. A. | N. A. | Class A | FINISHED GOODS | ATLAS™ HFN | HFN Containers | UPPER IMPLANT TRAY ME | 17 | No | Yes |  | No | N. A. | No | N. A. | No | Yes | No | No | M. L.: MFG/MD/2022/63252 |  | 1 | ADLER PRODUCTS\CASES AND TRAYS | 0 | VL number changed to ML number | N | Surgical Trays |  | No | No | Yes | No | Yes | N. A.
D0102.2005 | D0102.2009 | ATLAS HFN SCREW CADDY (10-11MM NAILS) |  | D0102.2009 | 03 | 2016-09-04 | N. A. | N. A. | N. A. | QPF/D0102.2005 | 00 | 2015-11-10 | N. A. | N. A. | N. A. | PS/D0102.2005 | 01 | 2017-04-09 | N. A. | N. A. | N. A. | D0102.2005 | N. A. | N. A. | Class A | FINISHED GOODS | ATLAS™ HFN | HFN Containers | SCREW CADDY ME | 17 | No | Yes |  | No | N. A. | No | N. A. | No | Yes | No | No | M. L.: MFG/MD/2022/63252 |  | 1 | ADLER PRODUCTS\CASES AND TRAYS | 0 | VL number changed to ML number | N | Surgical Trays |  | No | No | Yes | No | Yes | N. A.
D0102.2101 | D0102.2101 | ATLAS TFN INSTRUMENT TRAY |  | D0102.2101 | 03 | 2016-09-04 | N. A. | N. A. | N. A. | QPR/D0102.2101 | 00 | 2015-11-10 | N. A. | N. A. | N. A. | N. A. | N. A. | N. A. | N. A. | N. A. | N. A. | D0102.2101 | N. A. | N. A. | Class A | FINISHED GOODS | ATLAS™ TFN | TFN Container | Instrument Tray | 17 | No | Yes |  | No | N. A. | No | N. A. | No | Yes | No | No | M. L.: MFG/MD/2022/63252 |  | 1 | ADLER PRODUCTS\CASES AND TRAYS | 0 | VL number changed to ML number | Y | Surgical Trays |  | No | No | Yes | No | Yes | N. A.
D0102.2102 | D0102.2102 | ATLAS TFN IMPLANT CASE MIDDLE TRAY |  | D0102.2102 | 03 | 2016-09-04 | N. A. | N. A. | N. A. | QPR/D0102.2102 | 00 | 2015-11-10 | N. A. | N. A. | N. A. | N. A. | N. A. | N. A. | N. A. | N. A. | N. A. | D0102.2102 | N. A. | N. A. | Class A | FINISHED GOODS | ATLAS™ TFN | TFN Container | Implant Case Middle Tray | 17 | No | Yes |  | No | N. A. | No | N. A. | No | Yes | No | No | M. L.: MFG/MD/2022/63252 |  | 1 | ADLER PRODUCTS\CASES AND TRAYS | 0 | VL number changed to ML number | N | Surgical Trays |  | No | No | Yes | No | Yes | N. A.
D0102.2103 | D0102.2103 | ATLAS TFN IMPLANT CASE UPPER TRAY |  | D0102.2103 | 03 | 2016-09-04 | N. A. | N. A. | N. A. | QPR/D0102.2103 | 00 | 2015-11-10 | N. A. | N. A. | N. A. | N. A. | N. A. | N. A. | N. A. | N. A. | N. A. | D0102.2103 | N. A. | N. A. | Class A | FINISHED GOODS | ATLAS™ TFN | TFN Container | Implant Case Upper Tray | 17 | No | Yes |  | No | N. A. | No | N. A. | No | Yes | No | No | M. L.: MFG/MD/2022/63252 |  | 1 | ADLER PRODUCTS\CASES AND TRAYS | 0 | VL number changed to ML number | N | Surgical Trays |  | No | No | Yes | No | Yes | N. A.
D0102.2104 | D0102.2104 | ATLAS TFN IMPLANT CASE, SCREW CADDY |  | D0102.2104 | 03 | 2016-09-04 | N. A. | N. A. | N. A. | QPR/D0102.2104 | 00 | 2015-11-10 | N. A. | N. A. | N. A. | N. A. | N. A. | N. A. | N. A. | N. A. | N. A. | D0102.2104 | N. A. | N. A. | Class A | FINISHED GOODS | ATLAS™ TFN | TFN Container | Implant Case, Screw Caddy | 17 | No | Yes |  | No | N. A. | No | N. A. | No | Yes | No | No | M. L.: MFG/MD/2022/63252 |  | 1 | ADLER PRODUCTS\CASES AND TRAYS | 0 | VL number changed to ML number | N | Surgical Trays |  | No | No | Yes | No | Yes | N. A.
D0102.2105 | D0102.2105 | ATLAS TFN INSTRUMENT TRAY (INDIA) |  | D0102.2105 | 03 | 2016-09-04 | N. A. | N. A. | N. A. | D0102.2105 | N. A. | N. A. | N. A. | N. A. | N. A. | N. A. | N. A. | N. A. | N. A. | N. A. | N. A. | D0102.2105 | N. A. | N. A. | Class A | FINISHED GOODS | ATLAS™ TFN | TFN Container | Instrument Tray (INDIA) | 17 | No | Yes |  | No | N. A. | No | N. A. | No | Yes | No | No | M. L.: MFG/MD/2022/63252 |  | 1 | ADLER PRODUCTS\CASES AND TRAYS | 0 | VL number changed to ML number | N | Surgical Trays |  | No | No | Yes | No | Yes | N. A.
D0102.22 | D0102.2201 | CASE 4, TRIAL IMPLANTS - RESTOR RESECTION PIECES & I.M STEMS, TRAY 1 |  | D0102.2201 | 00 | 2019-08-10 | N. A. | N. A. | N. A. | QPF/D0102.2201 QPR/D0102.2201 | 00 | 2018-08-28 | N. A. | N. A. | N. A. | PS/D0102.2201 | 00 | 2018-07-04 | N. A. | N. A. | N. A. | D0102.22 | N. A. | N. A. | Class A | FINISHED GOODS | ADLER™ | CASE 4, TRIAL IMPLANTS | RESTOR RESECTION PIECES & I.M STEMS, TRAY 1 | 17 | No | Yes |  | No | N. A. | No | N. A. | No | Yes | No | No | M. L.: MFG/MD/2022/63252 |  | 1 | ADLER PRODUCTS\CASES AND TRAYS | 0 | VL number changed to ML number | N | Surgical Trays |  | No | No | Yes | No | Yes | N. A.
D0102.24 | D0102.24 | CASE 3, TRIAL IMPLANTS - RESTOR PROXIMAL FEMUR, TRAY 1 |  | D0102.24 | 03 | 2016-09-04 | N. A. | N. A. | N. A. | QPR/D0102.24 | N. A. | N. A. | N. A. | N. A. | N. A. | N. A. | N. A. | N. A. | N. A. | N. A. | N. A. | D0102.24 | N. A. | N. A. | Class A | FINISHED GOODS | ADLER™ | CASE 3, TRIAL IMPLANTS - RESTOR PROXIMAL FEMUR, TRAY 1 |  | 17 | No | Yes |  | No | N. A. | No | N. A. | No | Yes | No | No | M. L.: MFG/MD/2022/63252 |  | 1 | ADLER PRODUCTS\CASES AND TRAYS | 0 | VL number changed to ML number | N | Surgical Trays |  | No | No | Yes | No | Yes | N. A.
D0102.25 | D0102.25 | CASE 5, INSTRUMENTS FOR DISTAL FEMUR SURGERY, TRAY 1 |  | D0102.25 | 00 | 2019-08-27 | N. A. | N. A. | N. A. | QPF/D0102.25 | N. A. | N. A. | N. A. | N. A. | N. A. | PS/D0102.25 | N. A. | N. A. | N. A. | N. A. | N. A. | D0102.25 | N. A. | N. A. | Class A | FINISHED GOODS | ADLER™ | INSTRUMENT TRAY, RESTOR RH | TRAY 1, IN CASE 5 FOR INSTRUMENTS FOR DISTAL FEMUR SURGERY | 17 | No | Yes |  | No | N. A. | No | N. A. | No | Yes | No | No | M. L.: MFG/MD/2022/63252 |  | 1 | ADLER PRODUCTS\CASES AND TRAYS | 0 | VL number changed to ML number | N | Surgical Trays |  | No | No | Yes | No | Yes | N. A.
D0102.2800 | D0102.2800 | GENERAL HIP INSTRUMENT SET CASE |  | D0102.2800 | N. A. | N. A. | N. A. | N. A. | N. A. | QPR/D0102.2800 | N. A. | N. A. | N. A. | N. A. | N. A. | PS/D0102.2800 | 00 | 2018-08-29 | N. A. | N. A. | N. A. | D0102.2800 | N. A. | N. A. | Class A | FINISHED GOODS | ADLER™ | GENERAL HIP INSTRUMENT SET CASE |  | 17 | No | Yes |  | No | N. A. | No | N. A. | No | Yes | No | No | M. L.: MFG/MD/2022/63252 |  | 1 | ADLER PRODUCTS\CASES AND TRAYS | 0 | VL number changed to ML number | N | Surgical Trays |  | No | No | Yes | No | Yes | N. A.
D0102.2800 | D0102.2800.01 | GENERAL HIP INSTRUMENT SET CASE- BASE |  | D0102.2800.01 | N. A. | N. A. | N. A. | N. A. | N. A. | QPR/D0102.2800.01 | N. A. | N. A. | N. A. | N. A. | N. A. | PS/D0102.2800.01 | 00 | 2018-08-29 | N. A. | N. A. | N. A. | D0102.2800.01 | N. A. | N. A. | N. A. | SEMIFINISHED GOODS | N. A. | N. A. | N. A. | N. A. | N. A. | N. A. |  | N. A. | N. A. | N. A. | N. A. | N. A. | N. A. | N. A. | N. A. | N. A. | N. A. | 1 | ADLER PRODUCTS\CASES AND TRAYS | 0 | CHANGED SPECIFICATION NUMBER AS PER EMAIL FROM LAVESH DTD 05MAR2019 ON 06MAR2019 | N | CONTAINERS |  | No | No | N. A. | N. A. | N. A. | N. A.
D0102.2800 | D0102.2800.02 | GENERAL HIP INSTRUMENT SET CASE- LID |  | D0102.2800.02 | N. A. | N. A. | N. A. | N. A. | N. A. | QPR/D0102.2800.02 | N. A. | N. A. | N. A. | N. A. | N. A. | PS/D0102.2800.02 | 00 | 2018-08-29 | N. A. | N. A. | N. A. | D0102.2800.02 | N. A. | N. A. | N. A. | SEMIFINISHED GOODS | N. A. | N. A. | N. A. | N. A. | N. A. | N. A. |  | N. A. | N. A. | N. A. | N. A. | N. A. | N. A. | N. A. | N. A. | N. A. | N. A. | 1 | ADLER PRODUCTS\CASES AND TRAYS | 0 | CHANGED SPECIFICATION NUMBER AS PER EMAIL FROM LAVESH DTD 05MAR2019 ON 06MAR2019 | N | CONTAINERS |  | No | No | N. A. | N. A. | N. A. | N. A.
D0102.3001 | D0102.3001 | ATLAS FFN INSTRUMENT TRAY |  | D0102.3001 | 00 | 2018-03-09 | N. A. | N. A. | N. A. | N. A. | N. A. | N. A. | N. A. | N. A. | N. A. | N. A. | N. A. | N. A. | N. A. | N. A. | N. A. | D0102.3001 | N. A. | N. A. | Class A | FINISHED GOODS | ATLAS™ FFN | FFN Container | Instrument Tray | 17 | No | Yes |  | No | N. A. | No | N. A. | No | Yes | No | No | M. L.: MFG/MD/2022/63252 |  | 1 | ADLER PRODUCTS\CASES AND TRAYS | 0 | VL number changed to ML number | N | Surgical Trays |  | No | No | Yes | No | Yes | N. A.
D0102.3002 | D0102.3002 | ATLAS FFN IMPLANT CASE MIDDLE TRAY |  | D0102.3002 | 00 | 2018-03-09 | N. A. | N. A. | N. A. | N. A. | N. A. | N. A. | N. A. | N. A. | N. A. | N. A. | N. A. | N. A. | N. A. | N. A. | N. A. | D0102.3002 | N. A. | N. A. | Class A | FINISHED GOODS | ATLAS™ FFN | FFN Container | Implant Case, Middle Tray | 17 | No | Yes |  | No | N. A. | No | N. A. | No | Yes | No | No | M. L.: MFG/MD/2022/63252 |  | 1 | ADLER PRODUCTS\CASES AND TRAYS | 0 | VL number changed to ML number | N | Surgical Trays |  | No | No | Yes | No | Yes | N. A.
D0102.3003 | D0102.3003 | ATLAS FFN IMPLANT CASE UPPER TRAY |  | D0102.3003 | 00 | 2018-03-09 | N. A. | N. A. | N. A. | N. A. | N. A. | N. A. | N. A. | N. A. | N. A. | N. A. | N. A. | N. A. | N. A. | N. A. | N. A. | D0102.3003 | N. A. | N. A. | Class A | FINISHED GOODS | ATLAS™ FFN | FFN Container | Implant Case, Upper Tray | 17 | No | Yes |  | No | N. A. | No | N. A. | No | Yes | No | No | M. L.: MFG/MD/2022/63252 |  | 1 | ADLER PRODUCTS\CASES AND TRAYS | 0 | VL number changed to ML number | N | Surgical Trays |  | No | No | Yes | No | Yes | N. A.
D0102.3004 | D0102.3004 | ATLAS FFN, SCREW CADDY |  | D0102.3004 | 00 | 2018-03-09 | N. A. | N. A. | N. A. | N. A. | N. A. | N. A. | N. A. | N. A. | N. A. | N. A. | N. A. | N. A. | N. A. | N. A. | N. A. | D0102.3004 | N. A. | N. A. | Class A | FINISHED GOODS | ATLAS™ FFN | FFN Container | Screw Caddy | 17 | No | Yes |  | No | N. A. | No | N. A. | No | Yes | No | No | M. L.: MFG/MD/2022/63252 |  | 1 | ADLER PRODUCTS\CASES AND TRAYS | 0 | VL number changed to ML number | N | Surgical Trays |  | No | No | Yes | No | Yes | N. A.
755 | D0103.0101 | ALUMINIUM LOWER TRAY FOR INSTS. USED IN C.H.S / D.C.S SETS E0103.01 & E0103.02, ADLER |  | D0103.0101 | 00 | 2017-07-29 | N. A. | N. A. | N. A. | QPF/755 | 00 | 2017-05-03 | N. A. | N. A. | N. A. | PS/PUR002 | 00 | 2019-05-29 | 2021-05-29 | N. A. | N. A. | 227 | N. A. | N. A. | Class A | FINISHED GOODS | ADLER™ | ALUMINIUM LOWER TRAY FOR INSTRUMENTS | CHS / DCS SETS E0103.01 & E0103.02 | 17 | No | Yes |  | No | N. A. | No | N. A. | No | Yes | No | No | M. L.: MFG/MD/2022/63252 |  | 1 | ADLER PRODUCTS\SS CASES AND TRAYS | 0 | VL number changed to ML number | N | Surgical Trays |  | No | No | Yes | No | Yes | N. A.
756 | D0103.0102 | ALUMINIUM MIDDLE TRAY FOR INSTS. USED IN C.H.S / D.C.S SETS E0103.01 & E0103.02, ADLER |  | D0103.0102 | 00 | 2017-07-29 | N. A. | N. A. | N. A. | QPF/756 | 00 | 2017-05-03 | N. A. | N. A. | N. A. | PS/PUR002 | 00 | 2019-05-29 | 2021-05-29 | N. A. | N. A. | 228 | N. A. | N. A. | Class A | FINISHED GOODS | ADLER™ | ALUMINIUM MIDDLE TRAY FOR INSTRUMENTS | CHS / DCS SETS E0103.01 & E0103.02 | 17 | No | Yes |  | No | N. A. | No | N. A. | No | Yes | No | No | M. L.: MFG/MD/2022/63252 |  | 1 | ADLER PRODUCTS\SS CASES AND TRAYS | 0 | VL number changed to ML number | N | Surgical Trays |  | No | No | Yes | No | Yes | N. A.
757 | D0103.0103 | ALUMINIUM UPPER TRAY FOR INSTS. USED IN C.H.S / D.C.S SETS E0103.01 & E0103.02, ADLER |  | D0103.0103 | 00 | 2017-07-29 | N. A. | N. A. | N. A. | QPF/757 | 00 | 2017-05-03 | N. A. | N. A. | N. A. | PS/PUR002 | 00 | 2019-05-29 | 2021-05-29 | N. A. | N. A. | 229 | N. A. | N. A. | Class A | FINISHED GOODS | ADLER™ | ALUMINIUM UPPER TRAY FOR INSTRUMENTS | CHS / DCS SETS E0103.01 & E0103.02 | 17 | No | Yes |  | No | N. A. | No | N. A. | No | Yes | No | No | M. L.: MFG/MD/2022/63252 |  | 1 | ADLER PRODUCTS\SS CASES AND TRAYS | 0 | VL number changed to ML number | N | Surgical Trays |  | No | No | Yes | No | Yes | N. A.
758 | D0103.0104 | ALUMINIUM LOWER TRAY FOR INSTS. USED IN ANGLED BLADE PLATE SET E0102.00, ADLER |  | D0103.0104 | 00 | 2017-07-29 | N. A. | N. A. | N. A. | QPF/758 | 00 | 2017-05-03 | N. A. | N. A. | N. A. | PS/758 | 00 | 2019-05-29 | 2021-05-29 | N. A. | N. A. | 230 | N. A. | N. A. | Class A | FINISHED GOODS | ADLER™ | ALUMINIUM LOWER TRAY FOR INSTS. | USED IN ANGLED BLADE PLATE SET E0102.00 | 17 | No | Yes |  | No | N. A. | No | N. A. | No | Yes | No | No | M. L.: MFG/MD/2022/63252 |  | 1 | ADLER PRODUCTS\SS CASES AND TRAYS | 0 | VL number changed to ML number | N | Surgical Trays |  | No | No | Yes | No | Yes | N. A.
759 | D0103.0105 | ALUMINIUM MIDDLE TRAY FOR INSTS. USED IN ANGLED BLADE PLATE SET E0102.00, ADLER |  | D0103.0105 | 00 | 2017-07-29 | N. A. | N. A. | N. A. | QPF/759 | 00 | 2017-05-03 | N. A. | N. A. | N. A. | PS/PUR002 | 00 | 2019-05-29 | 2021-05-29 | N. A. | N. A. | 231 | N. A. | N. A. | Class A | FINISHED GOODS | ADLER™ | ALUMINIUM MIDDLE TRAY FOR INSTS. | USED IN ANGLED BLADE PLATE SET E0102.00 | 17 | No | Yes |  | No | N. A. | No | N. A. | No | Yes | No | No | M. L.: MFG/MD/2022/63252 |  | 1 | ADLER PRODUCTS\SS CASES AND TRAYS | 0 | VL number changed to ML number | N | Surgical Trays |  | No | No | Yes | No | Yes | N. A.
760 | D0103.0106 | ALUMINIUM UPPER TRAY FOR INSTS. USED IN ANGLED BLADE PLATE SET E0102.00, ADLER |  | D0103.0106 | 00 | 2017-07-29 | N. A. | N. A. | N. A. | QPF/760 | 00 | 2017-05-03 | N. A. | N. A. | N. A. | PS/PUR002 | 00 | 2019-05-29 | 2021-05-29 | N. A. | N. A. | 232 | N. A. | N. A. | Class A | FINISHED GOODS | ADLER™ | ALUMINIUM UPPER TRAY FOR INSTS. | USED IN ANGLED BLADE PLATE SET E0102.00 | 17 | No | Yes |  | No | N. A. | No | N. A. | No | Yes | No | No | M. L.: MFG/MD/2022/63252 |  | 1 | ADLER PRODUCTS\SS CASES AND TRAYS | 0 | VL number changed to ML number | N | Surgical Trays |  | No | No | Yes | No | Yes | N. A.
761 | D0103.0107 | ALUMINIUM LOWER TRAY FOR CONN. RODS USED IN SMALL UNIV. FIXATOR SET E0305.00, ADLER |  | D0103.0107 | 00 | 2017-07-29 | N. A. | N. A. | N. A. | QPF/761 | 00 | 2017-05-03 | N. A. | N. A. | N. A. | PS/PUR002 | 00 | 2019-05-29 | 2021-05-29 | N. A. | N. A. | 233 | N. A. | N. A. | Class A | FINISHED GOODS | ADLER™ | ALUMINIUM LOWER TRAY | CONNECTING RODS IN SMALL UNIV. FIXATOR SET E0305.00 | 17 | No | Yes |  | No | N. A. | No | N. A. | No | Yes | No | No | M. L.: MFG/MD/2022/63252 |  | 1 | ADLER PRODUCTS\SS CASES AND TRAYS | 0 | VL number changed to ML number | N | Surgical Trays |  | No | No | Yes | No | Yes | N. A.
762 | D0103.0108 | ALUMINIUM UPPER TRAY FOR CLAMPS USED IN SMALL UNIV. FIXATOR SET E0305.00, ADLER |  | D0103.0108 | 00 | 2017-07-29 | N. A. | N. A. | N. A. | QPF/762 | 00 | 2017-05-03 | N. A. | N. A. | N. A. | PS/PUR002 | 00 | 2019-05-29 | 2021-05-29 | N. A. | N. A. | 234 | N. A. | N. A. | Class A | FINISHED GOODS | ADLER™ | ALUMINIUM UPPER TRAY FOR CLAMPS | USED IN SMALL UNIV. FIXATOR SET E0305.00 | 17 | No | Yes |  | No | N. A. | No | N. A. | No | Yes | No | No | M. L.: MFG/MD/2022/63252 |  | 1 | ADLER PRODUCTS\SS CASES AND TRAYS | 0 | VL number changed to ML number | N | Surgical Trays |  | No | No | Yes | No | Yes | N. A.
763 | D0103.0109 | ALUMINIUM LOWER TRAY FOR CONN. RODS USED IN SUSHRUT UNIV.FIXATOR SET E0304.00, ADLER |  | D0103.0109 | 00 | 2017-07-29 | N. A. | N. A. | N. A. | QPF/763 | 00 | 2017-05-03 | N. A. | N. A. | N. A. | PS/PUR002 | 00 | 2019-05-29 | 2021-05-29 | N. A. | N. A. | 235 | N. A. | N. A. | Class A | FINISHED GOODS | ADLER™ | ALUMINIUM LOWER TRAY FOR CONN. RODS | USED IN SUSHRUT UNIV.FIXATOR SET E0304.00 | 17 | No | Yes |  | No | N. A. | No | N. A. | No | Yes | No | No | M. L.: MFG/MD/2022/63252 |  | 1 | ADLER PRODUCTS\SS CASES AND TRAYS | 0 | VL number changed to ML number | N | Surgical Trays |  | No | No | Yes | No | Yes | N. A.
764 | D0103.0110 | ALUMINIUM UPPER TRAY FOR COMPONENTS USED IN SUSHRUT UNIV.FIXATOR SET E0304.00, ADLER |  | D0103.0110 | 00 | 2017-07-29 | N. A. | N. A. | N. A. | QPF/764 | 00 | 2017-05-03 | N. A. | N. A. | N. A. | PS/PUR002 | 00 | 2019-05-29 | 2021-05-29 | N. A. | N. A. | 236 | N. A. | N. A. | Class A | FINISHED GOODS | ADLER™ | ALUMINIUM UPPER TRAY | COMPONENTS IN UNIVERSAL FIXATOR SET E0304.00 | 17 | No | Yes |  | No | N. A. | No | N. A. | No | Yes | No | No | M. L.: MFG/MD/2022/63252 |  | 1 | ADLER PRODUCTS\SS CASES AND TRAYS | 0 | VL number changed to ML number | N | Surgical Trays |  | No | No | Yes | No | Yes | N. A.
767 | D0103.0111 | ALUMINIUM SPARE TRAY USED IN E0201.05, ADLER |  | D0103.0111 | 00 | 2017-07-29 | N. A. | N. A. | N. A. | QPF/767 | 00 | 2017-05-03 | N. A. | N. A. | N. A. | PS/PUR002 | 00 | 2019-05-29 | 2021-05-29 | N. A. | N. A. | 239 | N. A. | N. A. | Class A | FINISHED GOODS | ADLER™ | ALUMINIUM SPARE TRAY USED IN E0201.05 | USED IN E0201.05 | 17 | No | Yes |  | No | N. A. | No | N. A. | No | Yes | No | No | M. L.: MFG/MD/2022/63252 |  | 1 | ADLER PRODUCTS\SS CASES AND TRAYS | 0 | VL number changed to ML number | N | Surgical Trays |  | No | No | Yes | No | Yes | N. A.
768 | D0103.0112 | ALUMINIUM LOWER TRAY FOR IMPLANTS USED IN MINI FRAG. SET E0302.01, ADLER |  | D0103.0112 | 00 | 2017-07-29 | N. A. | N. A. | N. A. | QPF/768 | 00 | 2017-05-03 | N. A. | N. A. | N. A. | PS/PUR002 | 00 | 2019-05-29 | 2021-05-29 | N. A. | N. A. | 240 | N. A. | N. A. | Class A | FINISHED GOODS | ADLER™ | ALUMINIUM LOWER TRAY FOR IMPLANTS USED IN MINI FRAG. SET E0302.01 | USED IN MINI FRAG. SET E0302.01 | 17 | No | Yes |  | No | N. A. | No | N. A. | No | Yes | No | No | M. L.: MFG/MD/2022/63252 |  | 1 | ADLER PRODUCTS\SS CASES AND TRAYS | 0 | VL number changed to ML number | N | Surgical Trays |  | No | No | Yes | No | Yes | N. A.
D0103.0113 | D0103.0113 | ALUMINIUM MIDDLE / UPPER TRAY FOR INSTS. USED IN MINI FRAG. SET E0302.01, ADLER |  | D0103.0113 | 00 | 2017-07-29 | N. A. | N. A. | N. A. | QPF/D0103.0113 | 00 | 2017-05-03 | N. A. | N. A. | N. A. | PS/D0103.0113 | 00 | 2019-05-29 | 2021-05-29 | N. A. | N. A. | D0103.0113 | N. A. | N. A. | Class A | FINISHED GOODS | ADLER™ | ALUMINIUM MIDDLE / UPPER TRAY | FOR INSTRUMENTS MINI FRAGMENT SET E0302.01 | 17 | No | Yes |  | No | N. A. | No | N. A. | No | Yes | No | No | M. L.: MFG/MD/2022/63252 |  | 1 | ADLER PRODUCTS\SS CASES AND TRAYS | 0 | VL number changed to ML number | N | Surgical Trays |  | No | No | Yes | No | Yes | N. A.
D0103.0114 | D0103.0114 | ALUMINIUM LOWER/MIDDLE/UPPER TRAY FOR INSTS., USED IN E0104.00 AND E0511.00, ADLER |  | D0103.0114 | 00 | 2017-07-29 | N. A. | N. A. | N. A. | QPF/D0103.0114 | 00 | 2017-05-03 | N. A. | N. A. | N. A. | PS/PUR002 | 00 | 2019-05-29 | 2021-05-29 | N. A. | N. A. | D0103.0114 | N. A. | N. A. | Class A | FINISHED GOODS | ADLER™ | ALUMINIUM LOWER/MIDDLE/UPPER TRAY | FOR INSTRUMENTS IN E0104.00 AND E0511.00 | 17 | No | Yes |  | No | N. A. | No | N. A. | No | Yes | No | No | M. L.: MFG/MD/2022/63252 |  | 1 | ADLER PRODUCTS\SS CASES AND TRAYS | 0 | VL number changed to ML number | N | Surgical Trays |  | No | No | Yes | No | Yes | N. A.
D0103.0115 | D0103.0115 | ALUMINIUM TRAY FOR FLEXIBLE REAMERS, ADLER |  | D0103.0115 | #N/A | #N/A | N. A. | N. A. | N. A. | QPF/D0103.0115 | #N/A | #N/A | #N/A | #N/A | #N/A | N. A. | #N/A | #N/A | #N/A | #N/A | #N/A | D0103.0115 | N. A. | N. A. | Class A | FINISHED GOODS | ADLER™ | ALUMINIUM TRAY FOR FLEXIBLE REAMERS |  | 17 | No | Yes |  | No | N. A. | No | N. A. | No | Yes | No | No | M. L.: MFG/MD/2022/63252 |  | 1 | ADLER PRODUCTS\SS CASES AND TRAYS | 0 | VL number changed to ML number | Y | Surgical Trays |  | No | No | Yes | No | Yes | N. A.
765 | D0103.0201 | ALUMINIUM TRAY FOR 4.5 SCREW USED IN E0201.04, ADLER |  | D0103.0201 | 00 | 2017-07-29 | N. A. | N. A. | N. A. | QPF/765 | 00 | 2017-05-03 | N. A. | N. A. | N. A. | PS/PUR002 | 00 | 2019-05-29 | 2021-05-29 | N. A. | N. A. | 237 | N. A. | N. A. | Class A | FINISHED GOODS | ADLER™ | ALUMINIUM TRAY FOR 4.5 SCREW USED IN E0201.04, ADLER | USED IN E0201.04 | 17 | No | Yes |  | No | N. A. | No | N. A. | No | Yes | No | No | M. L.: MFG/MD/2022/63252 |  | 1 | ADLER PRODUCTS\SS CASES AND TRAYS | 0 | VL number changed to ML number | N | Surgical Trays |  | No | No | Yes | No | Yes | N. A.
766 | D0103.0202 | ALUMINIUM TRAY FOR 3.5 SCREW USED IN E0201.05, ADLER |  | D0103.0202 | 00 | 2017-07-29 | N. A. | N. A. | N. A. | QPF/766 | 00 | 2017-05-03 | N. A. | N. A. | N. A. | PS/PUR002 | 00 | 2019-05-29 | 2021-05-29 | N. A. | N. A. | 238 | N. A. | N. A. | Class A | FINISHED GOODS | ADLER™ | ALUMINIUM TRAY FOR 3.5 SCREW USED IN E0201.05, ADLER | USED IN E0201.05 | 17 | No | Yes |  | No | N. A. | No | N. A. | No | Yes | No | No | M. L.: MFG/MD/2022/63252 |  | 1 | ADLER PRODUCTS\SS CASES AND TRAYS | 0 | VL number changed to ML number | N | Surgical Trays |  | No | No | Yes | No | Yes | N. A.
769 | D0103.0203 | ALUMINIUM TRAY FOR SCREW USED IN MINI FRAG. SET E0302.01, ADLER |  | D0103.0113 | 00 | 2017-07-29 | N. A. | N. A. | N. A. | QPF/769 | 00 | 2017-05-03 | N. A. | N. A. | N. A. | PS/769 | 00 | 2019-05-29 | 2021-05-29 | N. A. | N. A. | 241 | N. A. | N. A. | Class A | FINISHED GOODS | ADLER™ | ALUMINIUM TRAY FOR SCREW USED IN MINI FRAG. SET E0302.01, ADLER | USED IN MINI FRAG. SET E0302.01 | 17 | No | Yes |  | No | N. A. | No | N. A. | No | Yes | No | No | M. L.: MFG/MD/2022/63252 |  | 1 | ADLER PRODUCTS\SS CASES AND TRAYS | 0 | VL number changed to ML number | N | Surgical Trays |  | No | No | Yes | No | Yes | N. A.
D0103.1201 | D0103.1201 | ADLER TRAY 1 - LOCKING DISTAL RADIUS INSTRUMENTS SET |  | D0103.1201 | N. A. | N. A. | N. A. | N. A. | N. A. | QPR/D0103.1201 QPF/D0103.1201 | 00 | 2017-03-18 | N. A. | N. A. | N. A. | PS/D0103.1201 | 01 | 2018-05-17 | N. A. | N. A. | N. A. | D0103.1201 | N. A. | N. A. | Class A | FINISHED GOODS | ADLER™ | ADLER TRAY 1 - LOCKING DISTAL RADIUS INSTRUMENTS SET |  | 17 | No | Yes |  | No | N. A. | No | N. A. | No | Yes | No | No | M. L.: MFG/MD/2022/63252 |  | 1 | ADLER PRODUCTS\LOCKED PLATE INSTRUMENTS | 0 | VL number changed to ML number | N | Surgical Trays |  | No | No | Yes | No | Yes | N. A.
D0103.1202 | D0103.1202 | ADLER TRAY 2 - LOCKING DISTAL RADIUS INSTRUMENTS SET |  | D0103.1202 | N. A. | N. A. | N. A. | N. A. | N. A. | QPR/D0103.1202 QPF/D0103.1202 | 00 | 2017-03-18 | N. A. | N. A. | N. A. | PS/D0103.1202 | 01 | 2018-05-17 | N. A. | N. A. | N. A. | D0103.1202 | N. A. | N. A. | Class A | FINISHED GOODS | ADLER™ | ADLER TRAY 2 - LOCKING DISTAL RADIUS INSTRUMENTS SET |  | 17 | No | Yes |  | No | N. A. | No | N. A. | No | Yes | No | No | M. L.: MFG/MD/2022/63252 |  | 1 | ADLER PRODUCTS\LOCKED PLATE INSTRUMENTS | 0 | VL number changed to ML number | N | Surgical Trays |  | No | No | Yes | No | Yes | N. A.
771 | D0104.0101 | PERFORATED STERILISING LOWER TRAY USED IN C.H.S. / D.C.S. SET E0103.03, E0103.04, E0103.05, E0103.06, E0103.07, E0103.08, E0103.09, ADLER |  | D0104.0101 | 00 | 2011-05-14 | N. A. | N. A. | N. A. | QPF/771 | N. A. | N. A. | N. A. | N. A. | N. A. | PS/771 | 00 | 2018-04-28 | N. A. | N. A. | N. A. | 243 | N. A. | N. A. | Class A | FINISHED GOODS | ADLER™ | PERFORATED STERILISING LOWER TRAY | C.H.S. / D.C.S. SET E0103.03, .04, .05, .06, .07, .08, .09 | 17 | No | Yes |  | No | N. A. | No | N. A. | No | Yes | No | No | M. L.: MFG/MD/2022/63252 |  | 1 | ADLER PRODUCTS\SS CASES AND TRAYS | 0 | VL number changed to ML number | N | Surgical Trays |  | No | No | Yes | No | Yes | N. A.
D0104.0101 | D0104.0101.01 | PERFORATED STERILISING LOWER TRAY USED IN C.H.S. / D.C.S. SET E0103.03, E0103.04, E0103.05, E0103.06, E0103.07, E0103.08, E0103.09, ADLER, PERPORATED SHEET |  | D0104.0101.01 | N. A. | N. A. | N. A. | N. A. | N. A. | N. A. | N. A. | N. A. | N. A. | N. A. | N. A. | PS/D0104.0101.01 | N. A. | N. A. | N. A. | N. A. | N. A. | D0104.0101 | N. A. | N. A. | N. A. | SEMIFINISHED GOODS | N. A. | N. A. | N. A. | N. A. | N. A. | N. A. |  | N. A. | N. A. | N. A. | N. A. | N. A. | N. A. | N. A. | N. A. | N. A. |  | 1 | ADLER PRODUCTS\SS CASES AND TRAYS | 0 | ADDED NEW CODE NUMBER AS PER MAIL FROM PST DTD. 22JUN2018 | N | CONTAINERS |  | No | No | N. A. | N. A. | N. A. | N. A.
D0104.0101 | D0104.0101.02 | PERFORATED STERILISING LOWER TRAY USED IN C.H.S. / D.C.S. SET E0103.03, E0103.04, E0103.05, E0103.06, E0103.07, E0103.08, E0103.09, ADLER, SPRING CLIP |  | D0104.0101.02 | N. A. | N. A. | N. A. | N. A. | N. A. | N. A. | N. A. | N. A. | N. A. | N. A. | N. A. | PS/D0104.0101.02 | N. A. | N. A. | N. A. | N. A. | N. A. | D0104.0101 | N. A. | N. A. | N. A. | SEMIFINISHED GOODS | N. A. | N. A. | N. A. | N. A. | N. A. | N. A. |  | N. A. | N. A. | N. A. | N. A. | N. A. | N. A. | N. A. | N. A. | N. A. |  | 1 | ADLER PRODUCTS\SS CASES AND TRAYS | 0 | ADDED NEW CODE NUMBER AS PER MAIL FROM PST DTD. 22JUN2018 | N | CONTAINERS |  | No | No | N. A. | N. A. | N. A. | N. A.
D0104.0101 | D0104.0101.03 | PERFORATED STERILISING LOWER TRAY USED IN C.H.S. / D.C.S. SET E0103.03, E0103.04, E0103.05, E0103.06, E0103.07, E0103.08, E0103.09, ADLER, RIVET |  | D0104.0101.03 | N. A. | N. A. | N. A. | N. A. | N. A. | N. A. | N. A. | N. A. | N. A. | N. A. | N. A. | PS/D0104.0101.03 | N. A. | N. A. | N. A. | N. A. | N. A. | D0104.0101 | N. A. | N. A. | N. A. | SEMIFINISHED GOODS | N. A. | N. A. | N. A. | N. A. | N. A. | N. A. |  | N. A. | N. A. | N. A. | N. A. | N. A. | N. A. | N. A. | N. A. | N. A. |  | 1 | ADLER PRODUCTS\SS CASES AND TRAYS | 0 | ADDED NEW CODE NUMBER AS PER MAIL FROM PST DTD. 22JUN2018 | N | CONTAINERS |  | No | No | N. A. | N. A. | N. A. | N. A.
772 | D0104.0102 | PERFORATED STERILISING UPPER TRAY USED IN C.H.S. / D.C.S. SET E0103.03, E0103.04, E0103.05, E0103.06, E0103.07, E0103.08, E0103.09, ADLER |  | D0104.0102 | 00 | 2011-05-14 | N. A. | N. A. | N. A. | QPF/772 | N. A. | N. A. | N. A. | N. A. | N. A. | PS/772 | 00 | 2018-04-28 | N. A. | N. A. | N. A. | 244 | N. A. | N. A. | Class A | FINISHED GOODS | ADLER™ | PERFORATED STERILISING UPPER TRAY | C.H.S. / D.C.S. SET E0103.03, .04, .05, .06, .07, .08, .09 | 17 | No | Yes |  | No | N. A. | No | N. A. | No | Yes | No | No | M. L.: MFG/MD/2022/63252 |  | 1 | ADLER PRODUCTS\SS CASES AND TRAYS | 0 | VL number changed to ML number | N | Surgical Trays |  | No | No | Yes | No | Yes | N. A.
D0104.0102 | D0104.0102.01 | PERFORATED STERILISING UPPER TRAY USED IN C.H.S. / D.C.S. SET E0103.03, E0103.04, E0103.05, E0103.06, E0103.07, E0103.08, E0103.09, ADLER, PERPORATED SHEET |  | D0104.0102.01 | N. A. | N. A. | N. A. | N. A. | N. A. | N. A. | N. A. | N. A. | N. A. | N. A. | N. A. | PS/D0104.0102.01 | 00 | 2019-08-17 | N. A. | N. A. | N. A. | D0104.0102 | N. A. | N. A. | N. A. | SEMIFINISHED GOODS | N. A. | N. A. | N. A. | N. A. | N. A. | N. A. |  | N. A. | N. A. | N. A. | N. A. | N. A. | N. A. | N. A. | N. A. | N. A. |  | 1 | ADLER PRODUCTS\SS CASES AND TRAYS | 0 | ADDED NEW CODE NUMBER AS PER MAIL FROM PST DTD. 22JUN2018 | N | CONTAINERS |  | No | No | N. A. | N. A. | N. A. | N. A.
D0104.0102 | D0104.0102.02 | PERFORATED STERILISING UPPER TRAY USED IN C.H.S. / D.C.S. SET E0103.03, E0103.04, E0103.05, E0103.06, E0103.07, E0103.08, E0103.09, ADLER, SPRING CLIP |  | D0104.0102.02 | N. A. | N. A. | N. A. | N. A. | N. A. | N. A. | N. A. | N. A. | N. A. | N. A. | N. A. | PS/D0104.0102.02 | 00 | 2019-08-17 | N. A. | N. A. | N. A. | D0104.0102 | N. A. | N. A. | N. A. | SEMIFINISHED GOODS | N. A. | N. A. | N. A. | N. A. | N. A. | N. A. |  | N. A. | N. A. | N. A. | N. A. | N. A. | N. A. | N. A. | N. A. | N. A. |  | 1 | ADLER PRODUCTS\SS CASES AND TRAYS | 0 | ADDED NEW CODE NUMBER AS PER MAIL FROM PST DTD. 22JUN2018 | N | CONTAINERS |  | No | No | N. A. | N. A. | N. A. | N. A.
D0104.0102 | D0104.0102.03 | PERFORATED STERILISING UPPER TRAY USED IN C.H.S. / D.C.S. SET E0103.03, E0103.04, E0103.05, E0103.06, E0103.07, E0103.08, E0103.09, ADLER, RIVET |  | D0104.0102.03 | N. A. | N. A. | N. A. | N. A. | N. A. | N. A. | N. A. | N. A. | N. A. | N. A. | N. A. | PS/D0104.0102.03 | 00 | 2019-08-28 | N. A. | N. A. | N. A. | D0104.0102 | N. A. | N. A. | N. A. | SEMIFINISHED GOODS | N. A. | N. A. | N. A. | N. A. | N. A. | N. A. |  | N. A. | N. A. | N. A. | N. A. | N. A. | N. A. | N. A. | N. A. | N. A. |  | 1 | ADLER PRODUCTS\SS CASES AND TRAYS | 0 | ADDED NEW CODE NUMBER AS PER MAIL FROM PST DTD. 22JUN2018 | N | CONTAINERS |  | No | No | N. A. | N. A. | N. A. | N. A.
D0104.0102 | D0104.0102.04 | PERFORATED STERILISING UPPER TRAY USED IN C.H.S. / D.C.S. SET E0103.03, E0103.04, E0103.05, E0103.06, E0103.07, E0103.08, E0103.09, ADLER, TEMPLATE |  | D0104.0102.04 | N. A. | N. A. | N. A. | N. A. | N. A. | N. A. | N. A. | N. A. | N. A. | N. A. | N. A. | PS/D0104.0102.04 | N. A. | N. A. | N. A. | N. A. | N. A. | D0104.0102 | N. A. | N. A. | N. A. | SEMIFINISHED GOODS | N. A. | N. A. | N. A. | N. A. | N. A. | N. A. |  | N. A. | N. A. | N. A. | N. A. | N. A. | N. A. | N. A. | N. A. | N. A. |  | 1 | ADLER PRODUCTS\SS CASES AND TRAYS | 0 | ADDED NEW CODE NO AS PER EMAIL FROM PRATIK DTD 31OCT2019 ON 23NOV2019 | N | CONTAINERS |  | No | No | N. A. | N. A. | N. A. | N. A.
773 | D0104.0103 | PERF. STERILISING TRAY FOR LOCKING INSTS. USED IN ADLER NAILING INST. SET |  | R14390 | 00 | 2011-05-14 | N. A. | N. A. | N. A. | QPF/773 | N. A. | N. A. | N. A. | N. A. | N. A. | PS/773 | 00 | 2018-04-28 | N. A. | N. A. | N. A. | 245 | N. A. | N. A. | Class A | FINISHED GOODS | ADLER™ | PERF. STERILISING TRAY FOR LOCKING INSTS. USED IN ADLER NAILING INST. SET |  | 17 | No | Yes |  | No | N. A. | No | N. A. | No | Yes | No | No | M. L.: MFG/MD/2022/63252 |  | 1 | ADLER PRODUCTS\SS CASES AND TRAYS | 0 | VL number changed to ML number | Y | Surgical Trays |  | No | No | Yes | No | Yes | N. A.
774 | D0104.0104 | PERF. STER. TRAY FOR EXTRACTION INSTS. USED IN ADLER NAILING INST. SET |  | R14390 | 00 | 2011-05-14 | N. A. | N. A. | N. A. | QPF/774 | N. A. | N. A. | N. A. | N. A. | N. A. | PS/774 | 00 | 2018-04-28 | N. A. | N. A. | N. A. | 246 | N. A. | N. A. | Class A | FINISHED GOODS | ADLER™ | PERF. STER. TRAY FOR EXTRACTION INSTS. USED IN ADLER NAILING INST. SET |  | 17 | No | Yes |  | No | N. A. | No | N. A. | No | Yes | No | No | M. L.: MFG/MD/2022/63252 |  | 1 | ADLER PRODUCTS\SS CASES AND TRAYS | 0 | VL number changed to ML number | Y | Surgical Trays |  | No | No | Yes | No | Yes | N. A.
775 | D0104.0301 | S.S TRAY FOR FLEXIBLE REAMERS, ADLER |  | D0104.0301 | 00 | 2011-05-14 | N. A. | N. A. | N. A. | QPF/775 | N. A. | N. A. | N. A. | N. A. | N. A. | PS/775 | 00 | 2018-04-28 | N. A. | N. A. | N. A. | 247 | N. A. | N. A. | Class A | FINISHED GOODS | ADLER™ | S.S TRAY FOR FLEXIBLE REAMERS |  | 17 | No | Yes |  | No | N. A. | No | N. A. | No | Yes | No | No | M. L.: MFG/MD/2022/63252 |  | 1 | ADLER PRODUCTS\SS CASES AND TRAYS | 0 | VL number changed to ML number | Y | Surgical Trays |  | No | No | Yes | No | Yes | N. A.
D0105.0101 | D0105.0101 | 'STERI-BAG', FOR EAZEE FEMUR NAILS |  | D0105.0101 | 00 | 2019-08-26 | N. A. | N. A. | N. A. | QPF/D0105.0101 | 00 | 2020-08-28 | N. A. | N. A. | N. A. | PS/D0105.0101 | 00 | 2019-07-21 | 2021-07-21 | N. A. | N. A. | D0105.0101 | N. A. | N. A. | Class A | FINISHED GOODS | ADLER™ | 'STERI-BAG', FOR EAZEE FEMUR NAILS |  | 17 | No | Yes |  | No | N. A. | No | N. A. | No | Yes | No | No | M. L.: MFG/MD/2022/63252 |  | 1 | ADLER PRODUCTS\SS CASES AND TRAYS | 0 | VL number changed to ML number | Y | Surgical Trays |  | No | No | Yes | No | Yes | N. A.
D0105.0102 | D0105.0102 | 'STERI-BAG', FOR EAZEE TIBIA NAILS |  | D0105.0102 | 00 | 2019-08-26 | N. A. | N. A. | N. A. | QPF/D0105.0102 | 00 | 2020-07-15 | N. A. | N. A. | N. A. | PS/D0105.0102 | 00 | 2019-07-21 | 2021-07-21 | N. A. | N. A. | D0105.0102 | N. A. | N. A. | Class A | FINISHED GOODS | ADLER™ | 'STERI-BAG', FOR EAZEE TIBIA NAILS |  | 17 | No | Yes |  | No | N. A. | No | N. A. | No | Yes | No | No | M. L.: MFG/MD/2022/63252 |  | 1 | ADLER PRODUCTS\SS CASES AND TRAYS | 0 | VL number changed to ML number | Y | Surgical Trays |  | No | No | Yes | No | Yes | N. A.
D0105 | D0105.0103 | 'STERI-BAG', FOR ATLAS FEMUR NAILS , ADLER |  | D0105.0103 | N. A. | N. A. | N. A. | N. A. | N. A. | QPR/D0105 | 00 | 2021-02-10 | N. A. | N. A. | N. A. | PS/D0105.0103 | 00 | 2019-07-21 | 2021-07-21 | N. A. | N. A. | D0105 | N. A. | N. A. | Class A | FINISHED GOODS | ATLAS™ | 'STER-BAG' | FOR FEMUR NAILS | 17 | No | Yes |  | No | N. A. | No | N. A. | No | Yes | No | No | M. L.: MFG/MD/2022/63252 |  | 1 | SUSHRUT PRODUCTS\ATLAS NAILING SYSTEM\ATLAS INSTRUMENTS | 0 | VL number changed to ML number | N | Surgical Trays |  | No | No | Yes | No | Yes | N. A.
D0105 | D0105.0104 | 'STERI-BAG', FOR ATLAS TIBIA NAILS, ADLER |  | D0105.0104 | N. A. | N. A. | N. A. | N. A. | N. A. | QPR/D0105 | N. A. | N. A. | N. A. | N. A. | N. A. | PS/D0105.0104 | 00 | 2019-07-21 | 2021-07-21 | N. A. | N. A. | D0105 | N. A. | N. A. | Class A | FINISHED GOODS | ATLAS™ | 'STER-BAG' | FOR TIBIA NAILS | 17 | No | Yes |  | No | N. A. | No | N. A. | No | Yes | No | No | M. L.: MFG/MD/2022/63252 |  | 1 | SUSHRUT PRODUCTS\ATLAS NAILING SYSTEM\ATLAS INSTRUMENTS | 0 | VL number changed to ML number | N | Surgical Trays |  | No | No | Yes | No | Yes | N. A.
D0105 | D0105.0105 | STERI-BAG', FOR ATLAS FEMUR NAILS , ADLER, WITHOUT SIZE STICKERS |  | D0105.0104 | N. A. | N. A. | N. A. | N. A. | N. A. | QPR/D0105 | N. A. | N. A. | N. A. | N. A. | N. A. | PS/D0105.0105 | 00 | 2019-07-21 | 2021-07-21 | N. A. | N. A. | D0105 | N. A. | N. A. | Class A | FINISHED GOODS | ATLAS™ | STERI-BAG | FOR ATLAS FEMUR NAILS , ADLER, WITHOUT SIZE STICKERS | 17 | No | Yes |  | No | N. A. | No | N. A. | No | Yes | No | No | M. L.: MFG/MD/2022/63252 |  | 1 | SUSHRUT PRODUCTS\ATLAS NAILING SYSTEM\ATLAS INSTRUMENTS | 0 | VL number changed to ML number | Y | Surgical Trays |  | No | No | Yes | No | Yes | N. A.
D0105 | D0105.0106 | STERI-BAG', FOR ATLAS TIBIA NAILS, ADLER, WITHOUT SIZE STICKERS |  | D0105.0104 | N. A. | N. A. | N. A. | N. A. | N. A. | QPR/D0105 | N. A. | N. A. | N. A. | N. A. | N. A. | PS/D0105.0106 | 00 | 2019-07-21 | 2021-07-21 | N. A. | N. A. | D0105 | N. A. | N. A. | Class A | FINISHED GOODS | ATLAS™ | STERI-BAG | FOR ATLAS TIBIA NAILS, ADLER, WITHOUT SIZE STICKERS | 17 | No | Yes |  | No | N. A. | No | N. A. | No | Yes | No | No | M. L.: MFG/MD/2022/63252 |  | 1 | SUSHRUT PRODUCTS\ATLAS NAILING SYSTEM\ATLAS INSTRUMENTS | 0 | VL number changed to ML number | Y | Surgical Trays |  | No | No | Yes | No | Yes | N. A.
D0106.1201 | D0106.1201 | ALUMINIUM CASE, LONG, YELLOW (FOR BASIC/SMALL/MINI FRAGMENT/TUB EXFIX, LARGE SCREW AND ONE LOCK IMPLANTS) |  | D0106.1201 | 00 | 2017-10-10 | N. A. | N. A. | N. A. | QPF/D0106.1201 | 01 | 2020-12-12 | N. A. | N. A. | N. A. | PS/D0106.1201 | 00 | 2028-05-04 | N. A. | N. A. | N. A. | D0106.1201 | N. A. | N. A. | Class A | FINISHED GOODS | ADLER™ | ALUMINIUM CASE, LONG, YELLOW | (FOR BASIC/SMALL/MINI FRAGMENT/TUB EXFIX, LARGE SCREW AND ONE LOCK IMPLANTS) | 17 | No | Yes |  | No | N. A. | No | N. A. | No | Yes | No | No | M. L.: MFG/MD/2022/63252 |  | 1 | ADLER PRODUCTS\SS CASES AND TRAYS | 0.6435 | VL number changed to ML number | N | Surgical Trays |  | No | No | Yes | No | Yes | N. A.
D0106.1301 | D0106.1301 | ALUMINIUM CASE, LONG, BLUE (FOR DHS INSTRUMENT/DHS IMPLANT SET/ZETA IMPLANT SET/CERVICAL SET) |  | D0106.1301 | 00 | 2017-10-10 | N. A. | N. A. | N. A. | QPF/D0106.1301 | 01 | 2020-12-12 | N. A. | N. A. | N. A. | PS/D0106.1301 | 00 | 2019-02-23 | 2022-02-23 | N. A. | N. A. | D0106.1301 | N. A. | N. A. | Class A | FINISHED GOODS | ADLER™ | ALUMINIUM CASE, LONG, BLUE | (FOR DHS INSTRUMENT/DHS IMPLANT SET/ZETA IMPLANT SET/CERVICAL SET) | 17 | No | Yes |  | No | N. A. | No | N. A. | No | Yes | No | No | M. L.: MFG/MD/2022/63252 |  | 1 | ADLER PRODUCTS\SS CASES AND TRAYS | 0.654 | VL number changed to ML number | N | Surgical Trays |  | No | No | Yes | No | Yes | N. A.
D0106.1401 | D0106.1401 | ALUMINIUM CASE, LONG, SILVER (FOR GENERAL INST/WIRE INSTRUMENT SET) , ADLER |  | D0106.1401 | 00 | 2017-10-10 | N. A. | N. A. | N. A. | QPF/D0106.1401 | 01 | 2020-12-12 | N. A. | N. A. | N. A. | PS/D0106.1401 | 00 | 2028-05-04 | N. A. | N. A. | N. A. | D0106.1401 | N. A. | N. A. | Class A | FINISHED GOODS | ADLER™ | ALUMINIUM CASE, LONG, SILVER | (FOR GENERAL INST/WIRE INSTRUMENT SET) | 17 | No | Yes |  | No | N. A. | No | N. A. | No | Yes | No | No | M. L.: MFG/MD/2022/63252 |  | 1 | ADLER PRODUCTS\SS CASES AND TRAYS | 0 | VL number changed to ML number | N | Surgical Trays |  | No | No | Yes | No | Yes | N. A.
D0107.2101 | D0107.2101 | SS TRAY LOWER FOR (LARGE FRAGMENT) PLATES SET, ADLER |  | D0107.2101 | 01 | 2019-10-06 | N. A. | N. A. | N. A. | QPF/D0107.2101 | N. A. | N. A. | N. A. | N. A. | N. A. | PS/D0107.2101 | 00 | 2018-08-31 | 2021-08-31 | 2019-11-17 | 44882 | D0107.2101 | N. A. | N. A. | Class A | FINISHED GOODS | ADLER™ | SS TRAY LOWER | FOR (LARGE FRAGMENT) PLATES SET | 17 | No | Yes |  | No | N. A. | No | N. A. | No | Yes | No | No | M. L.: MFG/MD/2022/63252 |  | 1 | ADLER PRODUCTS\SS CASES AND TRAYS | 0 | Activated on 13JAN2024 | N | Surgical Trays |  | No | No | Yes | No | Yes | N. A.
D0107.2101 | D0107.2101.01 | SS TRAY LOWER FOR (LARGE FRAGMENT) PLATES SET, ADLER,TRAY BLANK |  | D0107.2101.01 | 01 | 2019-10-06 | N. A. | N. A. | N. A. | N.A. | N. A. | N. A. | N. A. | N. A. | N. A. | PS/D0107.2101.01 | 00 | 2019-04-11 | N. A. | N. A. | N. A. | D0107.2101 | N. A. | N. A. | N. A. | SEMIFINISHED GOODS | N. A. | N. A. | N. A. | N. A. | N. A. | N. A. |  | N. A. | N. A. | N. A. | N. A. | N. A. | N. A. | N. A. | N. A. | N. A. | N. A. | 0 | SUB COMPONENTS | 0 | ADDED NEW CODE NO AS PER EMAIL FROM PRATIK DTD 06APR2019 ON 20APR2019 | N | SUB COMPONENTS |  | No | No | N. A. | N. A. | N. A. | N. A.
D0107.2101 | D0107.2101.02 | SS TRAY LOWER FOR (LARGE FRAGMENT) PLATES SET, ADLER,STUD |  | D0107.2101.02 | 01 | 2019-10-06 | N. A. | N. A. | N. A. | N.A. | N. A. | N. A. | N. A. | N. A. | N. A. | PS/D0107.2101.02 | 00 | 2019-04-11 | N. A. | N. A. | N. A. | D0107.2101 | N. A. | N. A. | N. A. | SEMIFINISHED GOODS | N. A. | N. A. | N. A. | N. A. | N. A. | N. A. |  | N. A. | N. A. | N. A. | N. A. | N. A. | N. A. | N. A. | N. A. | N. A. | N. A. | 0 | SUB COMPONENTS | 0 | ADDED NEW CODE NO AS PER EMAIL FROM PRATIK DTD 06APR2019 ON 20APR2019 | N | SUB COMPONENTS |  | No | No | N. A. | N. A. | N. A. | N. A.
D0107.2101 | D0107.2101.03 | SS TRAY LOWER FOR (LARGE FRAGMENT) PLATES SET, ADLER, SCREWS |  | D0107.2101.03 | #N/A | #N/A | N. A. | N. A. | N. A. | N. A. | #N/A | #N/A | #N/A | #N/A | #N/A | PS/D0107.2101.03 | #N/A | #N/A | #N/A | #N/A | #N/A | D0107.2101 | N. A. | N. A. | N. A. | SEMIFINISHED GOODS | N. A. | N. A. | N. A. | N. A. | N. A. | N. A. |  | N. A. | N. A. | N. A. | N. A. | N. A. | N. A. | N. A. | N. A. | N. A. |  | 1 | ADLER PRODUCTS\SS CASES AND TRAYS | 0 | Activated on 13JAN2024 | N | CONTAINERS |  | No | No | N. A. | N. A. | N. A. | N. A.
D0107.2102 | D0107.2102 | SS TRAY MIDDLE FOR (LARGE FRAGMENT) PLATES SET, ADLER |  | D0107.2102 | 01 | 2019-10-06 | N. A. | N. A. | N. A. | QPF/D0107.2102 | N. A. | N. A. | N. A. | N. A. | N. A. | PS/D0107.2102 | 00 | 2018-08-31 | 2021-08-31 | 2019-11-17 | 44882 | D0107.2102 | N. A. | N. A. | Class A | FINISHED GOODS | ADLER™ | SS TRAY MIDDLE | FOR (LARGE FRAGMENT) PLATES SET | 17 | No | Yes |  | No | N. A. | No | N. A. | No | Yes | No | No | M. L.: MFG/MD/2022/63252 |  | 1 | ADLER PRODUCTS\SS CASES AND TRAYS | 0 | Activated on 13JAN2024 | N | Surgical Trays |  | No | No | Yes | No | Yes | N. A.
D0107.2102 | D0107.2102.01 | SS TRAY MIDDLE FOR (LARGE FRAGMENT) PLATES SET, ADLER,TRAY BLANK |  | D0107.2102.01 | 01 | 2019-10-06 | N. A. | N. A. | N. A. | N.A. | N. A. | N. A. | N. A. | N. A. | N. A. | PS/D0107.2102.01 | 00 | 2019-02-05 | N. A. | N. A. | N. A. | D0107.2102 | N. A. | N. A. | N. A. | SEMIFINISHED GOODS | N. A. | N. A. | N. A. | N. A. | N. A. | N. A. |  | N. A. | N. A. | N. A. | N. A. | N. A. | N. A. | N. A. | N. A. | N. A. |  | 1 | ADLER PRODUCTS\SS CASES AND TRAYS | 0 | ADDED NEW CODE NO AS PER EMAIL FROM PRATIK DTD 12FEB2019 ON 12FEB2019 | N | CONTAINERS |  | No | No | N. A. | N. A. | N. A. | N. A.
D0107.2102 | D0107.2102.02 | SS TRAY MIDDLE FOR (LARGE FRAGMENT) PLATES SET, ADLER, NYLON INSERT |  | D0107.2102.02 | #N/A | #N/A | N. A. | N. A. | N. A. | N. A. | #N/A | #N/A | #N/A | #N/A | #N/A | PS/D0107.2102.02 | #N/A | #N/A | #N/A | #N/A | #N/A | D0107.2102 | N. A. | N. A. | N. A. | SEMIFINISHED GOODS | N. A. | N. A. | N. A. | N. A. | N. A. | N. A. |  | N. A. | N. A. | N. A. | N. A. | N. A. | N. A. | N. A. | N. A. | N. A. |  | 1 | ADLER PRODUCTS\SS CASES AND TRAYS | 0 | Activated on 13JAN2024 | N | CONTAINERS |  | No | No | N. A. | N. A. | N. A. | N. A.
D0107.2102 | D0107.2102.03 | SS TRAY MIDDLE FOR (LARGE FRAGMENT) PLATES SET, ADLER, SCREWS |  | D0107.2102.03 | #N/A | #N/A | N. A. | N. A. | N. A. | N. A. | #N/A | #N/A | #N/A | #N/A | #N/A | PS/D0107.2102.03 | #N/A | #N/A | #N/A | #N/A | #N/A | D0107.2102 | N. A. | N. A. | N. A. | SEMIFINISHED GOODS | N. A. | N. A. | N. A. | N. A. | N. A. | N. A. |  | N. A. | N. A. | N. A. | N. A. | N. A. | N. A. | N. A. | N. A. | N. A. |  | 1 | ADLER PRODUCTS\SS CASES AND TRAYS | 0 | Activated on 13JAN2024 | N | CONTAINERS |  | No | No | N. A. | N. A. | N. A. | N. A.
D0107.2103 | D0107.2103 | SS TRAY UPPER FOR (LARGE FRAGMENT) PLATES SET, ADLER |  | D0107.2103 | 01 | 2019-10-06 | N. A. | N. A. | N. A. | QPF/D0107.2103 | N. A. | N. A. | N. A. | N. A. | N. A. | PS/D0107.2103 | 00 | 2018-08-31 | 2021-08-31 | 2019-11-17 | 44882 | D0107.2103 | N. A. | N. A. | Class A | FINISHED GOODS | ADLER™ | SS TRAY UPPER | FOR (LARGE FRAGMENT) PLATES SET | 17 | No | Yes |  | No | N. A. | No | N. A. | No | Yes | No | No | M. L.: MFG/MD/2022/63252 |  | 1 | ADLER PRODUCTS\SS CASES AND TRAYS | 0 | Activated on 13JAN2024 | N | Surgical Trays |  | No | No | Yes | No | Yes | N. A.
D0107.2103 | D0107.2103.01 | SS TRAY UPPER FOR (LARGE FRAGMENT) PLATES SET, ADLER,TRAY BLANK |  | D0107.2103.01 | 01 | 2019-10-06 | N. A. | N. A. | N. A. | N.A. | N. A. | N. A. | N. A. | N. A. | N. A. | PS/D0107.2103.01 | 00 | 2019-04-11 | N. A. | N. A. | N. A. | D0107.2103 | N. A. | N. A. | N. A. | SEMIFINISHED GOODS | N. A. | N. A. | N. A. | N. A. | N. A. | N. A. |  | N. A. | N. A. | N. A. | N. A. | N. A. | N. A. | N. A. | N. A. | N. A. | N. A. | 1 | SUB COMPONENTS | 0 | ADDED NEW CODE NO AS PER EMAIL FROM PRATIK DTD 06APR2019 ON 20APR2019 | N | SUB COMPONENTS |  | No | No | N. A. | N. A. | N. A. | N. A.
D0107.2103 | D0107.2103.02 | SS TRAY UPPER FOR (LARGE FRAGMENT) PLATES SET, ADLER, NYLON INSERT |  | D0107.2103.02 | #N/A | #N/A | N. A. | N. A. | N. A. | N. A. | #N/A | #N/A | #N/A | #N/A | #N/A | PS/D0107.2103.02 | #N/A | #N/A | #N/A | #N/A | #N/A | D0107.2103 | N. A. | N. A. | N. A. | SEMIFINISHED GOODS | N. A. | N. A. | N. A. | N. A. | N. A. | N. A. |  | N. A. | N. A. | N. A. | N. A. | N. A. | N. A. | N. A. | N. A. | N. A. |  | 1 | ADLER PRODUCTS\SS CASES AND TRAYS | 0 | Activated on 13JAN2024 | N | CONTAINERS |  | No | No | N. A. | N. A. | N. A. | N. A.
D0107.2103 | D0107.2103.03 | SS TRAY UPPER FOR (LARGE FRAGMENT) PLATES SET, ADLER, SCREWS |  | D0107.2103.03 | #N/A | #N/A | N. A. | N. A. | N. A. | N. A. | #N/A | #N/A | #N/A | #N/A | #N/A | PS/D0107.2103.03 | #N/A | #N/A | #N/A | #N/A | #N/A | D0107.2103 | N. A. | N. A. | N. A. | SEMIFINISHED GOODS | N. A. | N. A. | N. A. | N. A. | N. A. | N. A. |  | N. A. | N. A. | N. A. | N. A. | N. A. | N. A. | N. A. | N. A. | N. A. |  | 1 | ADLER PRODUCTS\SS CASES AND TRAYS | 0 | Activated on 13JAN2024 | N | CONTAINERS |  | No | No | N. A. | N. A. | N. A. | N. A.
D0107.2104 | D0107.2104 | STAINLESS STEEL TRAY FOR SCREWS IN SCREW SET (GERMAN PATTERN), ADLER |  | D0107.2104 | 00 | 2019-08-23 | N. A. | N. A. | N. A. | QPF/D0107.2104 | N. A. | N. A. | N. A. | N. A. | N. A. | PS/D0107.2104 | 00 | 2019-02-22 | 2022-02-22 | N. A. | N. A. | D0107.2104 | N. A. | N. A. | Class A | FINISHED GOODS | ADLER™ | STAINLESS STEEL TRAY | FOR SCREWS IN SCREW SET (GERMAN PATTERN) | 17 | No | Yes |  | No | N. A. | No | N. A. | No | Yes | No | No | M. L.: MFG/MD/2022/63252 |  | 1 | ADLER PRODUCTS\SS CASES AND TRAYS | 0.6478 | VL number changed to ML number | Y | Surgical Trays |  | No | No | Yes | No | Yes | N. A.
D0107.2104 | D0107.2104.01 | STAINLESS STEEL TRAY FOR SCREWS IN SCREW SET (GERMAN PATTERN), ADLER, SHEET S.S. |  | D0107.2104.01 | #N/A | #N/A | N. A. | N. A. | N. A. | N. A. | #N/A | #N/A | #N/A | #N/A | #N/A | PS/D0107.2104.01 | #N/A | #N/A | #N/A | #N/A | #N/A | D0107.2104 | N. A. | N. A. | N. A. | SEMIFINISHED GOODS | N. A. | N. A. | N. A. | N. A. | N. A. | N. A. |  | N. A. | N. A. | N. A. | N. A. | N. A. | N. A. | N. A. | N. A. | N. A. |  | 1 | ADLER PRODUCTS\SS CASES AND TRAYS | 0 | CHANGED STATUS TO INACTIVE 'Y' AS PER EMAIL FROM DINESH KHAKE DTD 09AUG2019 ON 12AUG2019 | Y | CONTAINERS |  | No | No | N. A. | N. A. | N. A. | N. A.
D0107.2104 | D0107.2104.02 | STAINLESS STEEL TRAY FOR SCREWS IN SCREW SET (GERMAN PATTERN), ADLER, NYLON INSERT |  | D0107.2104.02 | #N/A | #N/A | N. A. | N. A. | N. A. | N. A. | #N/A | #N/A | #N/A | #N/A | #N/A | PS/D0107.2104.02 | #N/A | #N/A | #N/A | #N/A | #N/A | D0107.2104 | N. A. | N. A. | N. A. | SEMIFINISHED GOODS | N. A. | N. A. | N. A. | N. A. | N. A. | N. A. |  | N. A. | N. A. | N. A. | N. A. | N. A. | N. A. | N. A. | N. A. | N. A. |  | 1 | ADLER PRODUCTS\SS CASES AND TRAYS | 0 | CHANGED STATUS TO INACTIVE 'Y' AS PER EMAIL FROM DINESH KHAKE DTD 09AUG2019 ON 12AUG2019 | Y | CONTAINERS |  | No | No | N. A. | N. A. | N. A. | N. A.
D0107.2104 | D0107.2104.03 | STAINLESS STEEL TRAY FOR SCREWS IN SCREW SET (GERMAN PATTERN), ADLER, RIVET |  | D0107.2104.03 | #N/A | #N/A | N. A. | N. A. | N. A. | N. A. | #N/A | #N/A | #N/A | #N/A | #N/A | PS/D0107.2104.03 | #N/A | #N/A | #N/A | #N/A | #N/A | D0107.2104 | N. A. | N. A. | N. A. | SEMIFINISHED GOODS | N. A. | N. A. | N. A. | N. A. | N. A. | N. A. |  | N. A. | N. A. | N. A. | N. A. | N. A. | N. A. | N. A. | N. A. | N. A. |  | 1 | ADLER PRODUCTS\SS CASES AND TRAYS | 0 | CHANGED STATUS TO INACTIVE 'Y' AS PER EMAIL FROM DINESH KHAKE DTD 09AUG2019 ON 12AUG2019 | Y | CONTAINERS |  | No | No | N. A. | N. A. | N. A. | N. A.
D0107.2104 | D0107.2104.04 | STAINLESS STEEL TRAY FOR SCREWS IN SCREW SET (GERMAN PATTERN), ADLER, SCREWS |  | D0107.2104.04 | #N/A | #N/A | N. A. | N. A. | N. A. | N. A. | #N/A | #N/A | #N/A | #N/A | #N/A | PS/D0107.2104.04 | #N/A | #N/A | #N/A | #N/A | #N/A | D0107.2104 | N. A. | N. A. | N. A. | SEMIFINISHED GOODS | N. A. | N. A. | N. A. | N. A. | N. A. | N. A. |  | N. A. | N. A. | N. A. | N. A. | N. A. | N. A. | N. A. | N. A. | N. A. |  | 1 | ADLER PRODUCTS\SS CASES AND TRAYS | 0 | CHANGED STATUS TO INACTIVE 'Y' AS PER EMAIL FROM DINESH KHAKE DTD 09AUG2019 ON 12AUG2019 | Y | CONTAINERS |  | No | No | N. A. | N. A. | N. A. | N. A.
D0107.2105 | D0107.2105 | S.S. TRAY 1 FOR DHS INSTRUMENT SET , ADLER |  | D0107.2105 | 00 | 2019-08-22 | N. A. | N. A. | N. A. | QPF/D0107.2105 | 00 | 2020-12-12 | N. A. | N. A. | N. A. | PS/D0107.2105 | 00 | 2019-02-21 | 2022-02-21 | N. A. | N. A. | D0107.2105 | N. A. | N. A. | Class A | FINISHED GOODS | ADLER™ | S.S. TRAY 1 | FOR DHS INST SET | 17 | No | Yes |  | No | N. A. | No | N. A. | No | Yes | No | No | M. L.: MFG/MD/2022/63252 |  | 1 | ADLER PRODUCTS\SS CASES AND TRAYS | 0 | VL number changed to ML number | N | Surgical Trays |  | No | No | Yes | No | Yes | N. A.
D0107.2105 | D0107.2105.01 | S.S. TRAY 1 FOR DHS INSTRUMENT SET , ADLER, SHEET S.S. |  | D0107.2105.01 | #N/A | #N/A | N. A. | N. A. | N. A. | N. A. | #N/A | #N/A | #N/A | #N/A | #N/A | PS/D0107.2105.01 | 00 | 2019-02-22 | 2022-02-22 | N. A. | N. A. | D0107.2105 | N. A. | N. A. | N. A. | SEMIFINISHED GOODS | N. A. | N. A. | N. A. | N. A. | N. A. | N. A. |  | N. A. | N. A. | N. A. | N. A. | N. A. | N. A. | N. A. | N. A. | N. A. |  | 1 | ADLER PRODUCTS\SS CASES AND TRAYS | 0 | CHANGED STATUS TO INACTIVE 'Y' AS PER EMAIL FROM DINESH KHAKE DTD 09AUG2019 ON 12AUG2019 | Y | CONTAINERS |  | No | No | N. A. | N. A. | N. A. | N. A.
D0107.2105 | D0107.2105.02 | S.S. TRAY 1 FOR DHS INSTRUMENT SET , ADLER, NYLON INSERT 1 |  | D0107.2105.02 | 00 | 2020-01-25 | N. A. | N. A. | N. A. | N. A. | N. A. | N. A. | N. A. | N. A. | N. A. | PS/D0107.2105.02 | N. A. | N. A. | N. A. | N. A. | N. A. | D0107.2105 | N. A. | N. A. | N. A. | SEMIFINISHED GOODS | N. A. | N. A. | N. A. | N. A. | N. A. | N. A. |  | N. A. | N. A. | N. A. | N. A. | N. A. | N. A. | N. A. | N. A. | N. A. |  | 1 | ADLER PRODUCTS\SS CASES AND TRAYS | 0 | CHANGED DESCRIPTION AS PER EMAIL FROM DINESH KHAKE DTD 09AUG2019 ON 12AUG2019 | N | CONTAINERS |  | No | No | N. A. | N. A. | N. A. | N. A.
D0107.2105 | D0107.2105.03 | S.S. TRAY 1 FOR DHS INSTRUMENT SET , ADLER, RIVET |  | D0107.2105.03 | #N/A | #N/A | N. A. | N. A. | N. A. | N. A. | #N/A | #N/A | #N/A | #N/A | #N/A | PS/D0107.2105.03 | #N/A | #N/A | #N/A | #N/A | #N/A | D0107.2105 | N. A. | N. A. | N. A. | SEMIFINISHED GOODS | N. A. | N. A. | N. A. | N. A. | N. A. | N. A. |  | N. A. | N. A. | N. A. | N. A. | N. A. | N. A. | N. A. | N. A. | N. A. |  | 1 | ADLER PRODUCTS\SS CASES AND TRAYS | 0 | CHANGED STATUS TO INACTIVE 'Y' AS PER EMAIL FROM DINESH KHAKE DTD 09AUG2019 ON 12AUG2019 | Y | CONTAINERS |  | No | No | N. A. | N. A. | N. A. | N. A.
D0107.2105 | D0107.2105.04 | S.S. TRAY 1 FOR DHS INSTRUMENT SET , ADLER, SCREWS |  | D0107.2105.04 | #N/A | #N/A | N. A. | N. A. | N. A. | N. A. | #N/A | #N/A | #N/A | #N/A | #N/A | PS/D0107.2105.04 | #N/A | #N/A | #N/A | #N/A | #N/A | D0107.2105 | N. A. | N. A. | N. A. | SEMIFINISHED GOODS | N. A. | N. A. | N. A. | N. A. | N. A. | N. A. |  | N. A. | N. A. | N. A. | N. A. | N. A. | N. A. | N. A. | N. A. | N. A. |  | 1 | ADLER PRODUCTS\SS CASES AND TRAYS | 0 | CHANGED STATUS TO INACTIVE 'Y' AS PER EMAIL FROM DINESH KHAKE DTD 09AUG2019 ON 12AUG2019 | Y | CONTAINERS |  | No | No | N. A. | N. A. | N. A. | N. A.
D0107.2105 | D0107.2105.05 | S.S. TRAY 1 FOR DHS INSTRUMENT SET , ADLER, TEMPLATE |  | D0107.2105.05 | 00 | 2020-01-30 | N. A. | N. A. | N. A. | QPF/D0107.2105 | N. A. | N. A. | N. A. | N. A. | N. A. | PS/D0107.2105.05 | N. A. | N. A. | N. A. | N. A. | N. A. | D0107.2105 | N. A. | N. A. | N. A. | SEMIFINISHED GOODS | N. A. | N. A. | N. A. | N. A. | N. A. | N. A. |  | N. A. | N. A. | N. A. | N. A. | N. A. | N. A. | N. A. | N. A. | N. A. |  | 0 | ADLER PRODUCTS\SS CASES AND TRAYS | 0 | ADDED NEW CODE NO AS PER EMAIL FROM PRATIK DTD 07JUL2019 ON 10JUL2019 | N | CONTAINERS |  | No | No | N. A. | N. A. | N. A. | N. A.
D0107.2105 | D0107.2105.06 | S.S. TRAY 1 FOR DHS INSTRUMENT SET , ADLER, NYLON INSERT 2 |  | D0107.2105.06 | 00 | 2020-01-30 | N. A. | N. A. | N. A. | N.A. | N. A. | N. A. | N. A. | N. A. | N. A. | PS/D0107.2105.06 | N. A. | N. A. | N. A. | N. A. | N. A. | D0107.2105 | N. A. | N. A. | N. A. | SEMIFINISHED GOODS | N. A. | N. A. | N. A. | N. A. | N. A. | N. A. |  | N. A. | N. A. | N. A. | N. A. | N. A. | N. A. | N. A. | N. A. | N. A. |  | 0 | SUB COMPONENTS | 0 | ADDED NEW CODE NO AS PER EMAIL FROM DINESH KHAKE DTD 09AUG2019 ON 12AUG2019 | N | SUB COMPONENTS |  | No | No | N. A. | N. A. | N. A. | N. A.
D0107.2105 | D0107.2105.07 | S.S. TRAY 1 FOR DHS INSTRUMENT SET , ADLER, NYLON INSERT 3 |  | D0107.2105.07 | 00 | 2020-01-23 | N. A. | N. A. | N. A. | N.A. | N. A. | N. A. | N. A. | N. A. | N. A. | PS/D0107.2105.07 | N. A. | N. A. | N. A. | N. A. | N. A. | D0107.2105 | N. A. | N. A. | N. A. | SEMIFINISHED GOODS | N. A. | N. A. | N. A. | N. A. | N. A. | N. A. |  | N. A. | N. A. | N. A. | N. A. | N. A. | N. A. | N. A. | N. A. | N. A. |  | 0 | SUB COMPONENTS | 0 | ADDED NEW CODE NO AS PER EMAIL FROM DINESH KHAKE DTD 09AUG2019 ON 12AUG2019 | N | SUB COMPONENTS |  | No | No | N. A. | N. A. | N. A. | N. A.
D0107.2105 | D0107.2105.08 | S.S. TRAY 1 FOR DHS INSTRUMENT SET , ADLER, NYLON INSERT 4 |  | D0107.2105.08 | 00 | 2020-01-23 | N. A. | N. A. | N. A. | N.A. | N. A. | N. A. | N. A. | N. A. | N. A. | PS/D0107.2105.08 | N. A. | N. A. | N. A. | N. A. | N. A. | D0107.2105 | N. A. | N. A. | N. A. | SEMIFINISHED GOODS | N. A. | N. A. | N. A. | N. A. | N. A. | N. A. |  | N. A. | N. A. | N. A. | N. A. | N. A. | N. A. | N. A. | N. A. | N. A. |  | 0 | SUB COMPONENTS | 0 | ADDED NEW CODE NO AS PER EMAIL FROM DINESH KHAKE DTD 09AUG2019 ON 12AUG2019 | N | SUB COMPONENTS |  | No | No | N. A. | N. A. | N. A. | N. A.
D0107.2106 | D0107.2106 | S.S. TRAY 2 FOR DHS INSTRUMENT SET , ADLER |  | D0107.2106 | 00 | 2019-08-22 | N. A. | N. A. | N. A. | QPF/D0107.2106 | 00 | 2020-12-12 | N. A. | N. A. | N. A. | PS/D0107.2106 | 00 | 2019-02-21 | 2022-02-21 | N. A. | N. A. | D0107.2106 | N. A. | N. A. | Class A | FINISHED GOODS | ADLER™ | S.S. TRAY 2 | FOR DHS INSTRUMENT SET , ADLER | 17 | No | Yes |  | No | N. A. | No | N. A. | No | Yes | No | No | M. L.: MFG/MD/2022/63252 |  | 1 | ADLER PRODUCTS\SS CASES AND TRAYS | 0 | VL number changed to ML number | N | Surgical Trays |  | No | No | Yes | No | Yes | N. A.
D0107.2106 | D0107.2106.01 | S.S. TRAY 2 FOR DHS INSTRUMENT SET , ADLER, SHEET S.S. |  | D0107.2106.01 | #N/A | #N/A | N. A. | N. A. | N. A. | N. A. | #N/A | #N/A | #N/A | #N/A | #N/A | PS/D0107.2106.01 | 00 | 2019-02-22 | 2022-02-22 | N. A. | N. A. | D0107.2106 | N. A. | N. A. | N. A. | SEMIFINISHED GOODS | N. A. | N. A. | N. A. | N. A. | N. A. | N. A. |  | N. A. | N. A. | N. A. | N. A. | N. A. | N. A. | N. A. | N. A. | N. A. |  | 1 | ADLER PRODUCTS\SS CASES AND TRAYS | 0 | CHANGED STATUS TO INACTIVE 'Y' AS PER EMAIL FROM DINESH KHAKE DTD 09AUG2019 ON 12AUG2019 | Y | CONTAINERS |  | No | No | N. A. | N. A. | N. A. | N. A.
D0107.2106 | D0107.2106.02 | S.S. TRAY 2 FOR DHS INSTRUMENT SET , ADLER, NYLON INSERT 1 |  | D0107.2106.02 | 00 | 2020-01-30 | N. A. | N. A. | N. A. | N. A. | N. A. | N. A. | N. A. | N. A. | N. A. | PS/D0107.2106.02 | N. A. | N. A. | N. A. | N. A. | N. A. | D0107.2106 | N. A. | N. A. | N. A. | SEMIFINISHED GOODS | N. A. | N. A. | N. A. | N. A. | N. A. | N. A. |  | N. A. | N. A. | N. A. | N. A. | N. A. | N. A. | N. A. | N. A. | N. A. |  | 1 | ADLER PRODUCTS\SS CASES AND TRAYS | 0 | CHANGED DESCRIPTION AS PER EMAIL FROM DINESH KHAKE DTD 09AUG2019 ON 12AUG2019 | N | CONTAINERS |  | No | No | N. A. | N. A. | N. A. | N. A.
D0107.2106 | D0107.2106.03 | S.S. TRAY 2 FOR DHS INSTRUMENT SET , ADLER, NYLON INSERT 2 |  | D0107.2106.03 | 00 | 2020-01-25 | N. A. | N. A. | N. A. | N.A. | N. A. | N. A. | N. A. | N. A. | N. A. | PS/D0107.2106.03 | N. A. | N. A. | N. A. | N. A. | N. A. | D0107.2106 | N. A. | N. A. | N. A. | SEMIFINISHED GOODS | N. A. | N. A. | N. A. | N. A. | N. A. | N. A. |  | N. A. | N. A. | N. A. | N. A. | N. A. | N. A. | N. A. | N. A. | N. A. |  | 0 | SUB COMPONENTS | 0 | ADDED NEW CODE NO AS PER EMAIL FROM DINESH KHAKE DTD 09AUG2019 ON 12AUG2019 | N | SUB COMPONENTS |  | No | No | N. A. | N. A. | N. A. | N. A.
D0107.2106 | D0107.2106.04 | S.S. TRAY 2 FOR DHS INSTRUMENT SET , ADLER, SCREWS |  | D0107.2106.04 | #N/A | #N/A | N. A. | N. A. | N. A. | N. A. | #N/A | #N/A | #N/A | #N/A | #N/A | PS/D0107.2106.04 | #N/A | #N/A | #N/A | #N/A | #N/A | D0107.2106 | N. A. | N. A. | N. A. | SEMIFINISHED GOODS | N. A. | N. A. | N. A. | N. A. | N. A. | N. A. |  | N. A. | N. A. | N. A. | N. A. | N. A. | N. A. | N. A. | N. A. | N. A. |  | 1 | ADLER PRODUCTS\SS CASES AND TRAYS | 0 | CHANGED STATUS TO INACTIVE 'Y' AS PER EMAIL FROM DINESH KHAKE DTD 09AUG2019 ON 12AUG2019 | Y | CONTAINERS |  | No | No | N. A. | N. A. | N. A. | N. A.
D0107.2106 | D0107.2106.05 | S.S. TRAY 2 FOR DHS INSTRUMENT SET , ADLER, NYLON INSERT 3 |  | D0107.2106.05 | 00 | 2020-01-23 | N. A. | N. A. | N. A. | N.A. | N. A. | N. A. | N. A. | N. A. | N. A. | PS/D0107.2106.05 | N. A. | N. A. | N. A. | N. A. | N. A. | D0107.2106 | N. A. | N. A. | N. A. | SEMIFINISHED GOODS | N. A. | N. A. | N. A. | N. A. | N. A. | N. A. |  | N. A. | N. A. | N. A. | N. A. | N. A. | N. A. | N. A. | N. A. | N. A. |  | 0 | SUB COMPONENTS | 0 | ADDED NEW CODE NO AS PER EMAIL FROM DINESH KHAKE DTD 09AUG2019 ON 12AUG2019 | N | SUB COMPONENTS |  | No | No | N. A. | N. A. | N. A. | N. A.
D0107.2106 | D0107.2106.06 | S.S. TRAY 2 FOR DHS INSTRUMENT SET , ADLER, NYLON INSERT 4 |  | D0107.2106.06 | 00 | 2020-01-30 | N. A. | N. A. | N. A. | N.A. | N. A. | N. A. | N. A. | N. A. | N. A. | PS/D0107.2106.06 | N. A. | N. A. | N. A. | N. A. | N. A. | D0107.2106 | N. A. | N. A. | N. A. | SEMIFINISHED GOODS | N. A. | N. A. | N. A. | N. A. | N. A. | N. A. |  | N. A. | N. A. | N. A. | N. A. | N. A. | N. A. | N. A. | N. A. | N. A. |  | 0 | SUB COMPONENTS | 0 | ADDED NEW CODE NO AS PER EMAIL FROM DINESH KHAKE DTD 09AUG2019 ON 12AUG2019 | N | SUB COMPONENTS |  | No | No | N. A. | N. A. | N. A. | N. A.
D0107.2106 | D0107.2106.07 | S.S. TRAY 2 FOR DHS INSTRUMENT SET , ADLER, NYLON INSERT 5 |  | D0107.2106.07 | 00 | 2020-01-25 | N. A. | N. A. | N. A. | N.A. | N. A. | N. A. | N. A. | N. A. | N. A. | PS/D0107.2106.07 | N. A. | N. A. | N. A. | N. A. | N. A. | D0107.2106 | N. A. | N. A. | N. A. | SEMIFINISHED GOODS | N. A. | N. A. | N. A. | N. A. | N. A. | N. A. |  | N. A. | N. A. | N. A. | N. A. | N. A. | N. A. | N. A. | N. A. | N. A. |  | 0 | SUB COMPONENTS | 0 | ADDED NEW CODE NO AS PER EMAIL FROM DINESH KHAKE DTD 09AUG2019 ON 12AUG2019 | N | SUB COMPONENTS |  | No | No | N. A. | N. A. | N. A. | N. A.
D0107.2106 | D0107.2106.08 | S.S. TRAY 2 FOR DHS INSTRUMENT SET , ADLER, NYLON INSERT 6 |  | D0107.2106.08 | 00 | 2020-01-25 | N. A. | N. A. | N. A. | N.A. | N. A. | N. A. | N. A. | N. A. | N. A. | PS/D0107.2106.08 | N. A. | N. A. | N. A. | N. A. | N. A. | D0107.2106 | N. A. | N. A. | N. A. | SEMIFINISHED GOODS | N. A. | N. A. | N. A. | N. A. | N. A. | N. A. |  | N. A. | N. A. | N. A. | N. A. | N. A. | N. A. | N. A. | N. A. | N. A. |  | 0 | SUB COMPONENTS | 0 | ADDED NEW CODE NO AS PER EMAIL FROM DINESH KHAKE DTD 09AUG2019 ON 12AUG2019 | N | SUB COMPONENTS |  | No | No | N. A. | N. A. | N. A. | N. A.
D0107.2106 | D0107.2106.09 | S.S. TRAY 2 FOR DHS INSTRUMENT SET , ADLER, NYLON INSERT 7 |  | D0107.2106.09 | 00 | 2020-01-25 | N. A. | N. A. | N. A. | N.A. | N. A. | N. A. | N. A. | N. A. | N. A. | PS/D0107.2106.09 | N. A. | N. A. | N. A. | N. A. | N. A. | D0107.2106 | N. A. | N. A. | N. A. | SEMIFINISHED GOODS | N. A. | N. A. | N. A. | N. A. | N. A. | N. A. |  | N. A. | N. A. | N. A. | N. A. | N. A. | N. A. | N. A. | N. A. | N. A. |  | 0 | SUB COMPONENTS | 0 | ADDED NEW CODE NO AS PER EMAIL FROM DINESH KHAKE DTD 09AUG2019 ON 12AUG2019 | N | SUB COMPONENTS |  | No | No | N. A. | N. A. | N. A. | N. A.
D0107.2106 | D0107.2106.10 | S.S. TRAY 2 FOR DHS INSTRUMENT SET , ADLER, TEMPLATE |  | D0107.2106.10 | 00 | 2020-01-25 | N. A. | N. A. | N. A. | N.A. | N. A. | N. A. | N. A. | N. A. | N. A. | PS/D0107.2106.10 | N. A. | N. A. | N. A. | N. A. | N. A. | D0107.2106 | N. A. | N. A. | N. A. | SEMIFINISHED GOODS | N. A. | N. A. | N. A. | N. A. | N. A. | N. A. |  | N. A. | N. A. | N. A. | N. A. | N. A. | N. A. | N. A. | N. A. | N. A. |  | 0 | SUB COMPONENTS | 0 | ADDED NEW CODE NO AS PER EMAIL FROM DINESH KHAKE DTD 09AUG2019 ON 12AUG2019 | N | SUB COMPONENTS |  | No | No | N. A. | N. A. | N. A. | N. A.
D0107.2107 | D0107.2107 | S.S TRAY FOR BASIC SET INSTRUMENTS, ADLER |  | D0107.2107 | 00 | 2019-08-22 | N. A. | N. A. | N. A. | QPF/D0107.2107 | 00 | 2020-07-07 | #N/A | #N/A | #N/A | PS/D0107.2107 | #N/A | #N/A | #N/A | #N/A | #N/A | D0107.2107 | N. A. | N. A. | Class A | FINISHED GOODS | ADLER™ | STAINLESS STEEL TRAY | FOR BASIC SET INSTRUMENTS | 17 | No | Yes |  | No | N. A. | No | N. A. | No | Yes | No | No | M. L.: MFG/MD/2022/63252 |  | 1 | ADLER PRODUCTS\SS CASES AND TRAYS | 0 | Activated on 03JAN2024 | N | Surgical Trays |  | No | No | Yes | No | Yes | N. A.
D0107.2107 | D0107.2107.01 | S.S TRAY FOR BASIC SET INSTRUMENTS, ADLER, SHEET S.S. |  | D0107.2107.01 | 00 | 2020-02-04 | N. A. | N. A. | N. A. | N. A. | N. A. | N. A. | N. A. | N. A. | N. A. | PS/D0107.2107.01 | N. A. | N. A. | N. A. | N. A. | N. A. | D0107.2107 | N. A. | N. A. | N. A. | SEMIFINISHED GOODS | N. A. | N. A. | N. A. | N. A. | N. A. | N. A. |  | N. A. | N. A. | N. A. | N. A. | N. A. | N. A. | N. A. | N. A. | N. A. |  | 1 | ADLER PRODUCTS\SS CASES AND TRAYS | 0 | ADDED NEW CODE NUMBER AS PER MAIL FROM PST DTD. 22JUN2018 | N | CONTAINERS |  | No | No | N. A. | N. A. | N. A. | N. A.
D0107.2107 | D0107.2107.02 | S.S TRAY FOR BASIC SET INSTRUMENTS, ADLER, NYLON INSERT 1 |  | D0107.2107.02 | 00 | 2020-01-31 | N. A. | N. A. | N. A. | N. A. | N. A. | N. A. | N. A. | N. A. | N. A. | PS/D0107.2107.02 | N. A. | N. A. | N. A. | N. A. | N. A. | D0107.2107 | N. A. | N. A. | N. A. | SEMIFINISHED GOODS | N. A. | N. A. | N. A. | N. A. | N. A. | N. A. |  | N. A. | N. A. | N. A. | N. A. | N. A. | N. A. | N. A. | N. A. | N. A. |  | 1 | ADLER PRODUCTS\SS CASES AND TRAYS | 0 | CHANGED DESCRIPTION AS PER EMAIL FROM DINESH KHAKE DTD 09AUG2019 ON 12AUG2019 | N | CONTAINERS |  | No | No | N. A. | N. A. | N. A. | N. A.
D0107.2107 | D0107.2107.03 | S.S TRAY FOR BASIC SET INSTRUMENTS, ADLER, NYLON INSERT 2 |  | D0107.2107.03 | 00 | 2020-02-04 | N. A. | N. A. | N. A. | N.A. | N. A. | N. A. | N. A. | N. A. | N. A. | PS/D0107.2107.03 | N. A. | N. A. | N. A. | N. A. | N. A. | D0107.2107 | N. A. | N. A. | N. A. | SEMIFINISHED GOODS | N. A. | N. A. | N. A. | N. A. | N. A. | N. A. |  | N. A. | N. A. | N. A. | N. A. | N. A. | N. A. | N. A. | N. A. | N. A. |  | 0 | SUB COMPONENTS | 0 | ADDED NEW CODE NO AS PER EMAIL FROM DINESH KHAKE DTD 09AUG2019 ON 12AUG2019 | N | SUB COMPONENTS |  | No | No | N. A. | N. A. | N. A. | N. A.
D0107.2107 | D0107.2107.04 | S.S TRAY FOR BASIC SET INSTRUMENTS, ADLER, SCREWS |  | D0107.2107.04 | N. A. | N. A. | N. A. | N. A. | N. A. | N. A. | #N/A | #N/A | #N/A | #N/A | #N/A | PS/D0107.2107.04 | #N/A | #N/A | #N/A | #N/A | #N/A | D0107.2107 | N. A. | N. A. | N. A. | SEMIFINISHED GOODS | N. A. | N. A. | N. A. | N. A. | N. A. | N. A. |  | N. A. | N. A. | N. A. | N. A. | N. A. | N. A. | N. A. | N. A. | N. A. |  | 1 | ADLER PRODUCTS\SS CASES AND TRAYS | 0 | CHANGED STATUS TO INACTIVE 'Y' AS PER EMAIL FROM DINESH KHAKE DTD 09AUG2019 ON 12AUG2019 | N | CONTAINERS |  | No | No | N. A. | N. A. | N. A. | N. A.
D0107.2107 | D0107.2107.05 | S.S TRAY FOR BASIC SET INSTRUMENTS, ADLER, NYLON INSERT 3 |  | D0107.2107.05 | 00 | 2020-02-04 | N. A. | N. A. | N. A. | N.A. | N. A. | N. A. | N. A. | N. A. | N. A. | PS/D0107.2107.05 | N. A. | N. A. | N. A. | N. A. | N. A. | D0107.2107 | N. A. | N. A. | N. A. | SEMIFINISHED GOODS | N. A. | N. A. | N. A. | N. A. | N. A. | N. A. |  | N. A. | N. A. | N. A. | N. A. | N. A. | N. A. | N. A. | N. A. | N. A. |  | 0 | SUB COMPONENTS | 0 | ADDED NEW CODE NO AS PER EMAIL FROM DINESH KHAKE DTD 09AUG2019 ON 12AUG2019 | N | SUB COMPONENTS |  | No | No | N. A. | N. A. | N. A. | N. A.
D0107.2107 | D0107.2107.06 | S.S TRAY FOR BASIC SET INSTRUMENTS, ADLER, NYLON INSERT 4 |  | D0107.2107.06 | 00 | 2020-02-01 | N. A. | N. A. | N. A. | N.A. | N. A. | N. A. | N. A. | N. A. | N. A. | PS/D0107.2107.06 | N. A. | N. A. | N. A. | N. A. | N. A. | D0107.2107 | N. A. | N. A. | N. A. | SEMIFINISHED GOODS | N. A. | N. A. | N. A. | N. A. | N. A. | N. A. |  | N. A. | N. A. | N. A. | N. A. | N. A. | N. A. | N. A. | N. A. | N. A. |  | 0 | SUB COMPONENTS | 0 | ADDED NEW CODE NO AS PER EMAIL FROM DINESH KHAKE DTD 09AUG2019 ON 12AUG2019 | N | SUB COMPONENTS |  | No | No | N. A. | N. A. | N. A. | N. A.
D0107.2107 | D0107.2107.07 | S.S TRAY FOR BASIC SET INSTRUMENTS, ADLER, NYLON INSERT 5 |  | D0107.2107.07 | 00 | 2020-02-01 | N. A. | N. A. | N. A. | N.A. | N. A. | N. A. | N. A. | N. A. | N. A. | PS/D0107.2107.07 | N. A. | N. A. | N. A. | N. A. | N. A. | D0107.2107 | N. A. | N. A. | N. A. | SEMIFINISHED GOODS | N. A. | N. A. | N. A. | N. A. | N. A. | N. A. |  | N. A. | N. A. | N. A. | N. A. | N. A. | N. A. | N. A. | N. A. | N. A. |  | 0 | SUB COMPONENTS | 0 | ADDED NEW CODE NO AS PER EMAIL FROM DINESH KHAKE DTD 09AUG2019 ON 12AUG2019 | N | SUB COMPONENTS |  | No | No | N. A. | N. A. | N. A. | N. A.
D0107.2107 | D0107.2107.08 | S.S TRAY FOR BASIC SET INSTRUMENTS, ADLER, TEMPLATE |  | D0107.2107.08 | 00 | 2020-02-01 | N. A. | N. A. | N. A. | N.A. | N. A. | N. A. | N. A. | N. A. | N. A. | PS/D0107.2107.08 | N. A. | N. A. | N. A. | N. A. | N. A. | D0107.2107 | N. A. | N. A. | N. A. | SEMIFINISHED GOODS | N. A. | N. A. | N. A. | N. A. | N. A. | N. A. |  | N. A. | N. A. | N. A. | N. A. | N. A. | N. A. | N. A. | N. A. | N. A. |  | 0 | SUB COMPONENTS | 0 | ADDED NEW CODE NO AS PER EMAIL FROM DINESH KHAKE DTD 09AUG2019 ON 12AUG2019 | N | SUB COMPONENTS |  | No | No | N. A. | N. A. | N. A. | N. A.
D0107.2107 | D0107.2107.09 | S.S TRAY FOR BASIC SET INSTRUMENTS, ADLER, RIVET |  | D0107.2107.09 | 00 | 2020-02-01 | N. A. | N. A. | N. A. | N.A. | N. A. | N. A. | N. A. | N. A. | N. A. | PS/D0107.2107.09 | N. A. | N. A. | N. A. | N. A. | N. A. | D0107.2107 | N. A. | N. A. | N. A. | SEMIFINISHED GOODS | N. A. | N. A. | N. A. | N. A. | N. A. | N. A. |  | N. A. | N. A. | N. A. | N. A. | N. A. | N. A. | N. A. | N. A. | N. A. |  | 0 | SUB COMPONENTS | 0 | ADDED NEW CODE NO AS PER EMAIL FROM DINESH KHAKE DTD 09AUG2019 ON 12AUG2019 | N | SUB COMPONENTS |  | No | No | N. A. | N. A. | N. A. | N. A.
D0107.2108 | D0107.2108 | S.S TRAY, SEPARATED FOR INSTRUMENTS USED IN MINI FRAGMENT SET & GENERAL INSTRUMENT SET, ADLER |  | D0107.2108 | 00 | 2019-08-22 | N. A. | N. A. | N. A. | QPF/D0107.2108 | 00 | 2020-07-05 | N. A. | N. A. | N. A. | PS/D0107.2108 | 00 | 2018-08-31 | 2021-08-31 | 2019-11-17 | 44882 | D0107.2108 | N. A. | N. A. | Class A | FINISHED GOODS | ADLER™ | STAINLESS STEEL TRAY | SEPARATED FOR INSTRUMENTS | 17 | No | Yes |  | No | N. A. | No | N. A. | No | Yes | No | No | M. L.: MFG/MD/2022/63252 |  | 1 | ADLER PRODUCTS\SS CASES AND TRAYS | 0 | VL number changed to ML number | N | Surgical Trays |  | No | No | Yes | No | Yes | N. A.
D0107.2108 | D0107.2108.01 | S.S TRAY, SEPARATED FOR INSTRUMENTS , ADLER, SHEET S.S. |  | D0107.2108.01 | 00 | 2020-02-02 | N. A. | N. A. | N. A. | N. A. | N. A. | N. A. | N. A. | N. A. | N. A. | PS/D0107.2108.01 | N. A. | N. A. | N. A. | N. A. | N. A. | D0107.2108 | N. A. | N. A. | N. A. | SEMIFINISHED GOODS | N. A. | N. A. | N. A. | N. A. | N. A. | N. A. |  | N. A. | N. A. | N. A. | N. A. | N. A. | N. A. | N. A. | N. A. | N. A. |  | 1 | ADLER PRODUCTS\SS CASES AND TRAYS | 0 | ADDED NEW CODE NUMBER AS PER MAIL FROM PST DTD. 22JUN2018 | N | CONTAINERS |  | No | No | N. A. | N. A. | N. A. | N. A.
D0107.2108 | D0107.2108.02 | S.S TRAY, SEPARATED FOR INSTRUMENTS , ADLER, S.S.INSERT |  | D0107.2108.02 | 00 | 2020-02-02 | N. A. | N. A. | N. A. | N. A. | N. A. | N. A. | N. A. | N. A. | N. A. | PS/D0107.2108.02 | N. A. | N. A. | N. A. | N. A. | N. A. | D0107.2108 | N. A. | N. A. | N. A. | SEMIFINISHED GOODS | N. A. | N. A. | N. A. | N. A. | N. A. | N. A. |  | N. A. | N. A. | N. A. | N. A. | N. A. | N. A. | N. A. | N. A. | N. A. |  | 1 | ADLER PRODUCTS\SS CASES AND TRAYS | 0 | ADDED NEW CODE NUMBER AS PER MAIL FROM PRATIK DTD. 24NOV2018 ON 24NOV2018 | N | CONTAINERS |  | No | No | N. A. | N. A. | N. A. | N. A.
D0107.2109 | D0107.2109 | S.S TRAY FOR CHS/DCS BARREL PLATES, ADLER |  | D0107.2109 | 00 | 2016-03-11 | N. A. | N. A. | N. A. | QPF/D0107.2109 | N. A. | N. A. | N. A. | N. A. | N. A. | PS/D0107.2109 | 00 | 2019-02-21 | 2022-02-21 | N. A. | N. A. | D0107.2109 | N. A. | N. A. | Class A | FINISHED GOODS | ADLER™ | S.S TRAY | FOR CHS/DCS BARREL PLATES | 17 | No | Yes |  | No | N. A. | No | N. A. | No | Yes | No | No | M. L.: MFG/MD/2022/63252 |  | 1 | ADLER PRODUCTS\SS CASES AND TRAYS | 0 | VL number changed to ML number | Y | Surgical Trays |  | No | No | Yes | No | Yes | N. A.
D0107.2109 | D0107.2109.01 | S.S TRAY FOR CHS/DCS BARREL PLATES, ADLER, SHEET S.S. |  | D0107.2109.01 | N. A. | N. A. | N. A. | N. A. | N. A. | N. A. | N. A. | N. A. | N. A. | N. A. | N. A. | PS/D0107.2109.01 | 00 | 2019-02-22 | 2022-02-22 | N. A. | N. A. | D0107.2109 | N. A. | N. A. | N. A. | SEMIFINISHED GOODS | N. A. | N. A. | N. A. | N. A. | N. A. | N. A. |  | N. A. | N. A. | N. A. | N. A. | N. A. | N. A. | N. A. | N. A. | N. A. |  | 1 | ADLER PRODUCTS\SS CASES AND TRAYS | 0 | ADDED NEW CODE NUMBER AS PER MAIL FROM PST DTD. 22JUN2018 | N | CONTAINERS |  | No | No | N. A. | N. A. | N. A. | N. A.
D0107.2109 | D0107.2109.02 | S.S TRAY FOR CHS/DCS BARREL PLATES, ADLER, NYLON INSERT |  | D0107.2109.02 | N. A. | N. A. | N. A. | N. A. | N. A. | N. A. | N. A. | N. A. | N. A. | N. A. | N. A. | PS/D0107.2109.02 | N. A. | N. A. | N. A. | N. A. | N. A. | D0107.2109 | N. A. | N. A. | N. A. | SEMIFINISHED GOODS | N. A. | N. A. | N. A. | N. A. | N. A. | N. A. |  | N. A. | N. A. | N. A. | N. A. | N. A. | N. A. | N. A. | N. A. | N. A. |  | 1 | ADLER PRODUCTS\SS CASES AND TRAYS | 0 | ADDED NEW CODE NUMBER AS PER MAIL FROM PST DTD. 22JUN2018 | N | CONTAINERS |  | No | No | N. A. | N. A. | N. A. | N. A.
D0107.2109 | D0107.2109.03 | S.S TRAY FOR CHS/DCS BARREL PLATES, ADLER, SCREW |  | D0107.2109.03 | N. A. | N. A. | N. A. | N. A. | N. A. | N. A. | N. A. | N. A. | N. A. | N. A. | N. A. | PS/D0107.2109.03 | N. A. | N. A. | N. A. | N. A. | N. A. | D0107.2109 | N. A. | N. A. | N. A. | SEMIFINISHED GOODS | N. A. | N. A. | N. A. | N. A. | N. A. | N. A. |  | N. A. | N. A. | N. A. | N. A. | N. A. | N. A. | N. A. | N. A. | N. A. |  | 1 | ADLER PRODUCTS\SS CASES AND TRAYS | 0 | ADDED NEW CODE NO AS PER EMAIL FROM PRATIK DTD 19FEB2019 ON 19FEB2019 | N | CONTAINERS |  | No | No | N. A. | N. A. | N. A. | N. A.
D0107.2110 | D0107.2110 | S.S TRAY FOR CHS/DCS LAG SCREWS, ADLER |  | D0107.2110 | 00 | 2016-03-11 | N. A. | N. A. | N. A. | QPF/D0107.2110 | N. A. | N. A. | N. A. | N. A. | N. A. | PS/D0107.2110 | 00 | 2019-02-21 | 2022-02-21 | N. A. | N. A. | D0107.2110 | N. A. | N. A. | Class A | FINISHED GOODS | ADLER™ | S.S TRAY FOR CHS/DCS LAG SCREWS |  | 17 | No | Yes |  | No | N. A. | No | N. A. | No | Yes | No | No | M. L.: MFG/MD/2022/63252 |  | 1 | ADLER PRODUCTS\SS CASES AND TRAYS | 0 | VL number changed to ML number | Y | Surgical Trays |  | No | No | Yes | No | Yes | N. A.
D0107.2110 | D0107.2110.01 | S.S TRAY FOR CHS/DCS LAG SCREWS, ADLER, SHEET S.S. |  | D0107.2110.01 | N. A. | N. A. | N. A. | N. A. | N. A. | N. A. | N. A. | N. A. | N. A. | N. A. | N. A. | PS/D0107.2110.01 | 00 | 2019-02-22 | 2022-02-22 | N. A. | N. A. | D0107.2110 | N. A. | N. A. | N. A. | SEMIFINISHED GOODS | N. A. | N. A. | N. A. | N. A. | N. A. | N. A. |  | N. A. | N. A. | N. A. | N. A. | N. A. | N. A. | N. A. | N. A. | N. A. |  | 1 | ADLER PRODUCTS\SS CASES AND TRAYS | 0 | ADDED NEW CODE NUMBER AS PER MAIL FROM PST DTD. 22JUN2018 | N | CONTAINERS |  | No | No | N. A. | N. A. | N. A. | N. A.
D0107.2110 | D0107.2110.02 | S.S TRAY FOR CHS/DCS LAG SCREWS, ADLER, NYLON INSERT |  | D0107.2110.02 | N. A. | N. A. | N. A. | N. A. | N. A. | N. A. | N. A. | N. A. | N. A. | N. A. | N. A. | PS/D0107.2110.02 | N. A. | N. A. | N. A. | N. A. | N. A. | D0107.2110 | N. A. | N. A. | N. A. | SEMIFINISHED GOODS | N. A. | N. A. | N. A. | N. A. | N. A. | N. A. |  | N. A. | N. A. | N. A. | N. A. | N. A. | N. A. | N. A. | N. A. | N. A. |  | 1 | ADLER PRODUCTS\SS CASES AND TRAYS | 0 | ADDED NEW CODE NUMBER AS PER MAIL FROM PST DTD. 22JUN2018 | N | CONTAINERS |  | No | No | N. A. | N. A. | N. A. | N. A.
D0107.2110 | D0107.2110.04 | S.S TRAY FOR CHS/DCS LAG SCREWS, ADLER, SCREWS |  | D0107.2110.04 | N. A. | N. A. | N. A. | N. A. | N. A. | N. A. | N. A. | N. A. | N. A. | N. A. | N. A. | PS/D0107.2110.04 | N. A. | N. A. | N. A. | N. A. | N. A. | D0107.2110 | N. A. | N. A. | N. A. | SEMIFINISHED GOODS | N. A. | N. A. | N. A. | N. A. | N. A. | N. A. |  | N. A. | N. A. | N. A. | N. A. | N. A. | N. A. | N. A. | N. A. | N. A. |  | 1 | ADLER PRODUCTS\SS CASES AND TRAYS | 0 | ADDED NEW CODE NUMBER AS PER MAIL FROM PST DTD. 22JUN2018 | N | CONTAINERS |  | No | No | N. A. | N. A. | N. A. | N. A.
D0107.2111 | D0107.2111 | S.S TRAY FOR LARGE CANNULATED SCREWS, ADLER |  | D0107.2111 | 00 | 2016-03-11 | N. A. | N. A. | N. A. | QPF/D0107.2111 | N. A. | N. A. | N. A. | N. A. | N. A. | PS/D0107.2111 | 00 | 2018-08-31 | 2021-08-31 | 2019-11-17 | 44882 | D0107.2111 | N. A. | N. A. | Class A | FINISHED GOODS | ADLER™ | S.S TRAY FOR LARGE CANNULATED SCREWS |  | 17 | No | Yes |  | No | N. A. | No | N. A. | No | Yes | No | No | M. L.: MFG/MD/2022/63252 |  | 1 | ADLER PRODUCTS\SS CASES AND TRAYS | 0 | VL number changed to ML number | N | Surgical Trays |  | No | No | Yes | No | Yes | N. A.
D0107.2111 | D0107.2111.01 | S.S TRAY FOR LARGE CANNULATED SCREWS, ADLER, SHEET S.S. |  | D0107.2111.01 | N. A. | N. A. | N. A. | N. A. | N. A. | N. A. | N. A. | N. A. | N. A. | N. A. | N. A. | PS/D0107.2111.01 | N. A. | N. A. | N. A. | N. A. | N. A. | D0107.2111 | N. A. | N. A. | N. A. | SEMIFINISHED GOODS | N. A. | N. A. | N. A. | N. A. | N. A. | N. A. |  | N. A. | N. A. | N. A. | N. A. | N. A. | N. A. | N. A. | N. A. | N. A. |  | 1 | ADLER PRODUCTS\SS CASES AND TRAYS | 0 | ADDED NEW CODE NUMBER AS PER MAIL FROM PST DTD. 22JUN2018 | N | CONTAINERS |  | No | No | N. A. | N. A. | N. A. | N. A.
D0107.2112 | D0107.2112 | S.S TRAY 1 FOR LARGE CANNULATED INSTRUMENT SET, ADLER |  | D0107.2112 | 00 | 2019-08-23 | N. A. | N. A. | N. A. | QPF/D0107.2112 | 00 | 2020-07-07 | N. A. | N. A. | N. A. | PS/D0107.2112 | 00 | 2018-08-31 | 2021-08-31 | 2019-11-17 | 44882 | D0107.2112 | N. A. | N. A. | Class A | FINISHED GOODS | ADLER™ | S.S TRAY 1 | FOR LARGE CANNULATED INSTRUMENT SET | 17 | No | Yes |  | No | N. A. | No | N. A. | No | Yes | No | No | M. L.: MFG/MD/2022/63252 |  | 1 | ADLER PRODUCTS\SS CASES AND TRAYS | 0 | VL number changed to ML number | N | Surgical Trays |  | No | No | Yes | No | Yes | N. A.
D0107.2112 | D0107.2112.01 | S.S TRAY 2 FOR LARGE CANNULATED INSTRUMENT SET , ADLER, SHEET S.S. |  | D0107.2112.01 | #N/A | #N/A | N. A. | N. A. | N. A. | N. A. | #N/A | #N/A | #N/A | #N/A | #N/A | PS/D0107.2112.01 | #N/A | #N/A | #N/A | #N/A | #N/A | D0107.2112 | N. A. | N. A. | N. A. | SEMIFINISHED GOODS | N. A. | N. A. | N. A. | N. A. | N. A. | N. A. |  | N. A. | N. A. | N. A. | N. A. | N. A. | N. A. | N. A. | N. A. | N. A. |  | 1 | ADLER PRODUCTS\SS CASES AND TRAYS | 0 | DISCONTINUED AS PER EMAIL FROM DINESH KHAKE DTD 18SEP2019 ON 23NOV2019 | Y | CONTAINERS |  | No | No | N. A. | N. A. | N. A. | N. A.
D0107.2112 | D0107.2112.02 | S.S TRAY 1 FOR LARGE CANNULATED INSTRUMENT SET, ADLER, NYLON INSERT 1 |  | D0107.2112.02 | 00 | 2020-01-31 | N. A. | N. A. | N. A. | N. A. | N. A. | N. A. | N. A. | N. A. | N. A. | PS/D0107.2112.02 | N. A. | N. A. | N. A. | N. A. | N. A. | D0107.2112 | N. A. | N. A. | N. A. | SEMIFINISHED GOODS | N. A. | N. A. | N. A. | N. A. | N. A. | N. A. |  | N. A. | N. A. | N. A. | N. A. | N. A. | N. A. | N. A. | N. A. | N. A. |  | 1 | ADLER PRODUCTS\SS CASES AND TRAYS | 0 | CHANGED DESCRIPTION AS PER EMAIL FROM DINESH KHAKE DTD 18SEP2019 ON 23NOV2019 | N | CONTAINERS |  | No | No | N. A. | N. A. | N. A. | N. A.
D0107.2112 | D0107.2112.03 | S.S TRAY 2 FOR LARGE CANNULATED INSTRUMENT SET , ADLER, RIVET |  | D0107.2112.03 | #N/A | #N/A | N. A. | N. A. | N. A. | N. A. | #N/A | #N/A | #N/A | #N/A | #N/A | PS/D0107.2112.03 | #N/A | #N/A | #N/A | #N/A | #N/A | D0107.2112 | N. A. | N. A. | N. A. | SEMIFINISHED GOODS | N. A. | N. A. | N. A. | N. A. | N. A. | N. A. |  | N. A. | N. A. | N. A. | N. A. | N. A. | N. A. | N. A. | N. A. | N. A. |  | 1 | ADLER PRODUCTS\SS CASES AND TRAYS | 0 | DISCONTINUED AS PER EMAIL FROM DINESH KHAKE DTD 18SEP2019 ON 23NOV2019 | Y | CONTAINERS |  | No | No | N. A. | N. A. | N. A. | N. A.
D0107.2112 | D0107.2112.04 | S.S TRAY 2 FOR LARGE CANNULATED INSTRUMENT SET , ADLER, SCREWS |  | D0107.2112.04 | #N/A | #N/A | N. A. | N. A. | N. A. | N. A. | #N/A | #N/A | #N/A | #N/A | #N/A | PS/D0107.2112.04 | #N/A | #N/A | #N/A | #N/A | #N/A | D0107.2112 | N. A. | N. A. | N. A. | SEMIFINISHED GOODS | N. A. | N. A. | N. A. | N. A. | N. A. | N. A. |  | N. A. | N. A. | N. A. | N. A. | N. A. | N. A. | N. A. | N. A. | N. A. |  | 1 | ADLER PRODUCTS\SS CASES AND TRAYS | 0 | DISCONTINUED AS PER EMAIL FROM DINESH KHAKE DTD 18SEP2019 ON 23NOV2019 | Y | CONTAINERS |  | No | No | N. A. | N. A. | N. A. | N. A.
D0107.2112 | D0107.2112.05 | S.S TRAY 1 FOR LARGE CANNULATED INSTRUMENT SET, ADLER, NYLON INSERT 2 |  | D0107.2112.05 | 00 | 2020-01-31 | N. A. | N. A. | N. A. | N. A. | N. A. | N. A. | N. A. | N. A. | N. A. | PS/D0107.2112.05 | N. A. | N. A. | N. A. | N. A. | N. A. | D0107.2112 | N. A. | N. A. | N. A. | SEMIFINISHED GOODS | N. A. | N. A. | N. A. | N. A. | N. A. | N. A. |  | N. A. | N. A. | N. A. | N. A. | N. A. | N. A. | N. A. | N. A. | N. A. |  | 1 | ADLER PRODUCTS\SS CASES AND TRAYS | 0 | ADDED NEW CODE NO AS PER EMAIL FROM DINESH KHAKE DTD 18SEP2019 ON 23NOV2019 | N | CONTAINERS |  | No | No | N. A. | N. A. | N. A. | N. A.
D0107.2112 | D0107.2112.06 | S.S TRAY 1 FOR LARGE CANNULATED INSTRUMENT SET, ADLER, NYLON INSERT 3 |  | D0107.2112.06 | 00 | 2020-01-31 | N. A. | N. A. | N. A. | N. A. | N. A. | N. A. | N. A. | N. A. | N. A. | PS/D0107.2112.06 | N. A. | N. A. | N. A. | N. A. | N. A. | D0107.2112 | N. A. | N. A. | N. A. | SEMIFINISHED GOODS | N. A. | N. A. | N. A. | N. A. | N. A. | N. A. |  | N. A. | N. A. | N. A. | N. A. | N. A. | N. A. | N. A. | N. A. | N. A. |  | 1 | ADLER PRODUCTS\SS CASES AND TRAYS | 0 | ADDED NEW CODE NO AS PER EMAIL FROM DINESH KHAKE DTD 18SEP2019 ON 23NOV2019 | N | CONTAINERS |  | No | No | N. A. | N. A. | N. A. | N. A.
D0107.2112 | D0107.2112.07 | S.S TRAY 1 FOR LARGE CANNULATED INSTRUMENT SET, ADLER, NYLON INSERT 4 |  | D0107.2112.07 | 00 | 2020-01-31 | N. A. | N. A. | N. A. | N. A. | N. A. | N. A. | N. A. | N. A. | N. A. | PS/D0107.2112.07 | N. A. | N. A. | N. A. | N. A. | N. A. | D0107.2112 | N. A. | N. A. | N. A. | SEMIFINISHED GOODS | N. A. | N. A. | N. A. | N. A. | N. A. | N. A. |  | N. A. | N. A. | N. A. | N. A. | N. A. | N. A. | N. A. | N. A. | N. A. |  | 1 | ADLER PRODUCTS\SS CASES AND TRAYS | 0 | ADDED NEW CODE NO AS PER EMAIL FROM DINESH KHAKE DTD 18SEP2019 ON 23NOV2019 | N | CONTAINERS |  | No | No | N. A. | N. A. | N. A. | N. A.
D0107.2112 | D0107.2112.08 | S.S TRAY 1 FOR LARGE CANNULATED INSTRUMENT SET, ADLER, TEMPLATE |  | D0107.2112.08 | 00 | 2020-01-31 | N. A. | N. A. | N. A. | N. A. | N. A. | N. A. | N. A. | N. A. | N. A. | PS/D0107.2112.08 | N. A. | N. A. | N. A. | N. A. | N. A. | D0107.2112 | N. A. | N. A. | N. A. | SEMIFINISHED GOODS | N. A. | N. A. | N. A. | N. A. | N. A. | N. A. |  | N. A. | N. A. | N. A. | N. A. | N. A. | N. A. | N. A. | N. A. | N. A. |  | 1 | ADLER PRODUCTS\SS CASES AND TRAYS | 0 | ADDED NEW CODE NO AS PER EMAIL FROM DINESH KHAKE DTD 18SEP2019 ON 23NOV2019 | N | CONTAINERS |  | No | No | N. A. | N. A. | N. A. | N. A.
D0107.2113 | D0107.2113 | S.S TRAY 2 FOR LARGE CANNULATED INSTRUMENT SET , ADLER |  | D0107.2113 | 00 | 2019-08-23 | N. A. | N. A. | N. A. | QPF/D0107.2113 | 00 | 2020-07-05 | N. A. | N. A. | N. A. | PS/D0107.2113 | 00 | 2018-08-31 | 2021-08-31 | 2019-11-17 | 44882 | D0107.2113 | N. A. | N. A. | Class A | FINISHED GOODS | ADLER™ | S.S TRAY 2 | FOR LARGE CANNULATED INSTRUMENT SET | 17 | No | Yes |  | No | N. A. | No | N. A. | No | Yes | No | No | M. L.: MFG/MD/2022/63252 |  | 1 | ADLER PRODUCTS\SS CASES AND TRAYS | 0 | VL number changed to ML number | N | Surgical Trays |  | No | No | Yes | No | Yes | N. A.
D0107.2113 | D0107.2113.01 | S.S TRAY 2 FOR LARGE CANNULATED INSTRUMENT SET , ADLER, SHEET S.S. |  | D0107.2113.01 | #N/A | #N/A | N. A. | N. A. | N. A. | N. A. | #N/A | #N/A | #N/A | #N/A | #N/A | PS/D0107.2113.01 | #N/A | #N/A | #N/A | #N/A | #N/A | D0107.2113 | N. A. | N. A. | N. A. | SEMIFINISHED GOODS | N. A. | N. A. | N. A. | N. A. | N. A. | N. A. |  | N. A. | N. A. | N. A. | N. A. | N. A. | N. A. | N. A. | N. A. | N. A. |  | 1 | ADLER PRODUCTS\SS CASES AND TRAYS | 0 | DISCONTINUED AS PER EMAIL FROM DINESH KHAKE DTD 18SEP2019 ON 23NOV2019 | Y | CONTAINERS |  | No | No | N. A. | N. A. | N. A. | N. A.
D0107.2113 | D0107.2113.02 | S.S TRAY 2 FOR LARGE CANNULATED INSTRUMENT SET, ADLER, NYLON INSERT 1 |  | D0107.2113.02 | 00 | 2020-01-31 | N. A. | N. A. | N. A. | N. A. | N. A. | N. A. | N. A. | N. A. | N. A. | PS/D0107.2113.02 | N. A. | N. A. | N. A. | N. A. | N. A. | D0107.2113 | N. A. | N. A. | N. A. | SEMIFINISHED GOODS | N. A. | N. A. | N. A. | N. A. | N. A. | N. A. |  | N. A. | N. A. | N. A. | N. A. | N. A. | N. A. | N. A. | N. A. | N. A. |  | 1 | ADLER PRODUCTS\SS CASES AND TRAYS | 0 | CHANGED DESCRIPTION AS PER EMAIL FROM DINESH KHAKE DTD 18SEP2019 ON 23NOV2019 | N | CONTAINERS |  | No | No | N. A. | N. A. | N. A. | N. A.
D0107.2113 | D0107.2113.03 | S.S TRAY 2 FOR LARGE CANNULATED INSTRUMENT SET , ADLER, RIVET |  | D0107.2113.03 | #N/A | #N/A | N. A. | N. A. | N. A. | N. A. | #N/A | #N/A | #N/A | #N/A | #N/A | PS/D0107.2113.03 | #N/A | #N/A | #N/A | #N/A | #N/A | D0107.2113 | N. A. | N. A. | N. A. | SEMIFINISHED GOODS | N. A. | N. A. | N. A. | N. A. | N. A. | N. A. |  | N. A. | N. A. | N. A. | N. A. | N. A. | N. A. | N. A. | N. A. | N. A. |  | 1 | ADLER PRODUCTS\SS CASES AND TRAYS | 0 | DISCONTINUED AS PER EMAIL FROM DINESH KHAKE DTD 18SEP2019 ON 23NOV2019 | Y | CONTAINERS |  | No | No | N. A. | N. A. | N. A. | N. A.
D0107.2113 | D0107.2113.04 | S.S TRAY 2 FOR LARGE CANNULATED INSTRUMENT SET , ADLER, SCREWS |  | D0107.2113.04 | #N/A | #N/A | N. A. | N. A. | N. A. | N. A. | #N/A | #N/A | #N/A | #N/A | #N/A | PS/D0107.2113.04 | #N/A | #N/A | #N/A | #N/A | #N/A | D0107.2113 | N. A. | N. A. | N. A. | SEMIFINISHED GOODS | N. A. | N. A. | N. A. | N. A. | N. A. | N. A. |  | N. A. | N. A. | N. A. | N. A. | N. A. | N. A. | N. A. | N. A. | N. A. |  | 1 | ADLER PRODUCTS\SS CASES AND TRAYS | 0 | DISCONTINUED AS PER EMAIL FROM DINESH KHAKE DTD 18SEP2019 ON 23NOV2019 | Y | CONTAINERS |  | No | No | N. A. | N. A. | N. A. | N. A.
D0107.2113 | D0107.2113.05 | S.S TRAY 2 FOR LARGE CANNULATED INSTRUMENT SET, ADLER, NYLON INSERT 2 |  | D0107.2113.05 | 00 | 2020-02-05 | N. A. | N. A. | N. A. | N. A. | N. A. | N. A. | N. A. | N. A. | N. A. | PS/D0107.2113.05 | N. A. | N. A. | N. A. | N. A. | N. A. | D0107.2113 | N. A. | N. A. | N. A. | SEMIFINISHED GOODS | N. A. | N. A. | N. A. | N. A. | N. A. | N. A. |  | N. A. | N. A. | N. A. | N. A. | N. A. | N. A. | N. A. | N. A. | N. A. |  | 1 | ADLER PRODUCTS\SS CASES AND TRAYS | 0 | ADDED NEW CODE NO AS PER EMAIL FROM DINESH KHAKE DTD 18SEP2019 ON 23NOV2019 | N | CONTAINERS |  | No | No | N. A. | N. A. | N. A. | N. A.
D0107.2113 | D0107.2113.06 | S.S TRAY 2 FOR LARGE CANNULATED INSTRUMENT SET, ADLER, TEMPLATE |  | D0107.2113.06 | 00 | 2020-01-31 | N. A. | N. A. | N. A. | N. A. | N. A. | N. A. | N. A. | N. A. | N. A. | PS/D0107.2113.06 | N. A. | N. A. | N. A. | N. A. | N. A. | D0107.2113 | N. A. | N. A. | N. A. | SEMIFINISHED GOODS | N. A. | N. A. | N. A. | N. A. | N. A. | N. A. |  | N. A. | N. A. | N. A. | N. A. | N. A. | N. A. | N. A. | N. A. | N. A. |  | 1 | ADLER PRODUCTS\SS CASES AND TRAYS | 0 | ADDED NEW CODE NO AS PER EMAIL FROM DINESH KHAKE DTD 18SEP2019 ON 23NOV2019 | N | CONTAINERS |  | No | No | N. A. | N. A. | N. A. | N. A.
D0107.2201 | D0107.2201 | S.S TRAY, MATT FINISH, UNPARTITIONED, ADLER, GERMAN PATTERN |  | D0107.2201 | 01 | 2019-10-10 | N. A. | N. A. | N. A. | QPF/D0107.2201 | 00 | 2020-07-07 | N. A. | N. A. | N. A. | PS/D0107.2201 | 00 | 2018-08-31 | 2021-08-31 | 2019-11-17 | 44882 | D0107.2201 | N. A. | N. A. | Class A | FINISHED GOODS | ADLER™ | S.S TRAY, MATT FINISH | UNPARTITIONED, GERMAN PATTERN | 17 | No | Yes |  | No | N. A. | No | N. A. | No | Yes | No | No | M. L.: MFG/MD/2022/63252 |  | 1 | ADLER PRODUCTS\SS CASES AND TRAYS | 0 | VL number changed to ML number | N | Surgical Trays |  | No | No | Yes | No | Yes | N. A.
D0107.2201 | D0107.2201.01 | S.S TRAY, MATT FINISH, UNPARTITIONED, ADLER, GERMAN PATTERN, SHEET S.S. |  | D0107.2201.01 | #N/A | #N/A | N. A. | N. A. | N. A. | N. A. | #N/A | #N/A | #N/A | #N/A | #N/A | PS/D0107.2201.01 | #N/A | #N/A | #N/A | #N/A | #N/A | D0107.2201 | N. A. | N. A. | N. A. | SEMIFINISHED GOODS | N. A. | N. A. | N. A. | N. A. | N. A. | N. A. |  | N. A. | N. A. | N. A. | N. A. | N. A. | N. A. | N. A. | N. A. | N. A. |  | 1 | ADLER PRODUCTS\SS CASES AND TRAYS | 0 | CHANGED STATUS TO INACTIVE AS PER EMAIL FROM ASP DTD 18OCT2019 ON 19OCT2019 | Y | CONTAINERS |  | No | No | N. A. | N. A. | N. A. | N. A.
D0107.2201 | D0107.2201.02 | S.S TRAY, MATT FINISH, UNPARTITIONED, ADLER, GERMAN PATTERN, INSERT |  | D0107.2201.02 | #N/A | #N/A | N. A. | N. A. | N. A. | N. A. | #N/A | #N/A | #N/A | #N/A | #N/A | PS/D0107.2201.02 | #N/A | #N/A | #N/A | #N/A | #N/A | D0107.2201 | N. A. | N. A. | N. A. | SEMIFINISHED GOODS | N. A. | N. A. | N. A. | N. A. | N. A. | N. A. |  | N. A. | N. A. | N. A. | N. A. | N. A. | N. A. | N. A. | N. A. | N. A. |  | 1 | ADLER PRODUCTS\SS CASES AND TRAYS | 0 | CHANGED STATUS TO INACTIVE AS PER EMAIL FROM ASP DTD 18OCT2019 ON 19OCT2019 | Y | CONTAINERS |  | No | No | N. A. | N. A. | N. A. | N. A.
D0107.2301 | D0107.2301 | S.S TRAY FOR SMALL FRAGMENT IMPLANTS, ADLER |  | D0107.2301 | 00 | 2019-08-22 | N. A. | N. A. | N. A. | QPF/D0107.2301 | 00 | 2020-07-05 | N. A. | N. A. | N. A. | PS/D0107.2301 | 00 | 2018-08-31 | 2021-08-31 | 2019-11-17 | 44882 | D0107.2301 | N. A. | N. A. | Class A | FINISHED GOODS | ADLER™ | STAINLESS STEEL TRAY | FOR SMALL FRAGMENT IMPLANTS | 17 | No | Yes |  | No | N. A. | No | N. A. | No | Yes | No | No | M. L.: MFG/MD/2022/63252 |  | 1 | ADLER PRODUCTS\SS CASES AND TRAYS | 0 | VL number changed to ML number | N | Surgical Trays |  | No | No | Yes | No | Yes | N. A.
D0107.2301 | D0107.2301.01 | S.S TRAY FOR SMALL FRAGMENT IMPLANTS, ADLER, SHEET S.S. |  | D0107.2301.01 | 00 | 2020-02-01 | N. A. | N. A. | N. A. | N. A. | N. A. | N. A. | N. A. | N. A. | N. A. | PS/D0107.2301.01 | N. A. | N. A. | N. A. | N. A. | N. A. | D0107.2301 | N. A. | N. A. | N. A. | SEMIFINISHED GOODS | N. A. | N. A. | N. A. | N. A. | N. A. | N. A. |  | N. A. | N. A. | N. A. | N. A. | N. A. | N. A. | N. A. | N. A. | N. A. |  | 1 | ADLER PRODUCTS\SS CASES AND TRAYS | 0 | ADDED NEW CODE NUMBER AS PER MAIL FROM PST DTD. 22JUN2018 | N | CONTAINERS |  | No | No | N. A. | N. A. | N. A. | N. A.
D0107.2301 | D0107.2301.02 | S.S TRAY FOR SMALL FRAGMENT IMPLANTS, ADLER, NYLON INSERT |  | D0107.2301.02 | 00 | 2020-02-05 | N. A. | N. A. | N. A. | N. A. | N. A. | N. A. | N. A. | N. A. | N. A. | PS/D0107.2301.02 | N. A. | N. A. | N. A. | N. A. | N. A. | D0107.2301 | N. A. | N. A. | N. A. | SEMIFINISHED GOODS | N. A. | N. A. | N. A. | N. A. | N. A. | N. A. |  | N. A. | N. A. | N. A. | N. A. | N. A. | N. A. | N. A. | N. A. | N. A. |  | 1 | ADLER PRODUCTS\SS CASES AND TRAYS | 0 | ADDED NEW CODE NUMBER AS PER MAIL FROM PST DTD. 22JUN2018 | N | CONTAINERS |  | No | No | N. A. | N. A. | N. A. | N. A.
D0107.2301 | D0107.2301.03 | S.S TRAY FOR SMALL FRAGMENT IMPLANTS, ADLER, RIVET |  | D0107.2301.03 | #N/A | #N/A | N. A. | N. A. | N. A. | N. A. | #N/A | #N/A | #N/A | #N/A | #N/A | PS/D0107.2301.03 | #N/A | #N/A | #N/A | #N/A | #N/A | D0107.2301 | N. A. | N. A. | N. A. | SEMIFINISHED GOODS | N. A. | N. A. | N. A. | N. A. | N. A. | N. A. |  | N. A. | N. A. | N. A. | N. A. | N. A. | N. A. | N. A. | N. A. | N. A. |  | 1 | ADLER PRODUCTS\SS CASES AND TRAYS | 0 | CHANGED STATUS TO INACTIVE 'Y' AS PER EMAIL FROM DINESH KHAKE DTD 09AUG2019 ON 12AUG2019 | Y | CONTAINERS |  | No | No | N. A. | N. A. | N. A. | N. A.
D0107.2301 | D0107.2301.04 | S.S TRAY FOR SMALL FRAGMENT IMPLANTS, ADLER, SCREWS |  | D0107.2301.04 | 00 | 2020-01-30 | N. A. | N. A. | N. A. | N. A. | N. A. | N. A. | N. A. | N. A. | N. A. | PS/D0107.2301.04 | N. A. | N. A. | N. A. | N. A. | N. A. | D0107.2301 | N. A. | N. A. | N. A. | SEMIFINISHED GOODS | N. A. | N. A. | N. A. | N. A. | N. A. | N. A. |  | N. A. | N. A. | N. A. | N. A. | N. A. | N. A. | N. A. | N. A. | N. A. |  | 1 | ADLER PRODUCTS\SS CASES AND TRAYS | 0 | ADDED NEW CODE NUMBER AS PER MAIL FROM PST DTD. 22JUN2018 | N | CONTAINERS |  | No | No | N. A. | N. A. | N. A. | N. A.
D0107.2301 | D0107.2301.05 | S.S TRAY FOR SMALL FRAGMENT IMPLANTS, ADLER, NUT M3 |  | D0107.2301.05 | 00 | 2020-01-30 | N. A. | N. A. | N. A. | N.A. | N. A. | N. A. | N. A. | N. A. | N. A. | PS/D0107.2301.06 | N. A. | N. A. | N. A. | N. A. | N. A. | D0107.2301 | N.A. | N. A. | N. A. | SEMIFINISHED GOODS | N. A. | N. A. | N. A. | N. A. | N. A. | N. A. |  | N. A. | N. A. | N. A. | N. A. | N. A. | N. A. | N. A. | N. A. | N. A. |  | 0 | SUB COMPONENTS | 0 | ADDED NEW CODE NO AS PER EMAIL FROM DINESH KHAKE DTD 09AUG2019 ON 12AUG2019 | N | SUB COMPONENTS |  | No | No | N. A. | N. A. | N. A. | N. A.
D0107.2302 | D0107.2302 | S.S TRAY FOR MINI FRAGMENT IMPLANTS , ADLER |  | D0107.2302 | 00 | 2019-08-22 | N. A. | N. A. | N. A. | QPF/D0107.2302 | 00 | 2020-07-05 | N. A. | N. A. | N. A. | PS/D0107.2302 | 00 | 2018-08-31 | 2021-08-31 | 2019-11-17 | 44882 | D0107.2302 | N. A. | N. A. | Class A | FINISHED GOODS | ADLER™ | S.S TRAY FOR MINI FRAGMENT IMPLANTS |  | 17 | No | Yes |  | No | N. A. | No | N. A. | No | Yes | No | No | M. L.: MFG/MD/2022/63252 |  | 1 | ADLER PRODUCTS\SS CASES AND TRAYS | 0 | VL number changed to ML number | N | Surgical Trays |  | No | No | Yes | No | Yes | N. A.
D0107.2302 | D0107.2302.01 | S.S TRAY FOR MINI FRAGMENT IMPLANTS , ADLER, SHEET S.S. |  | D0107.2302.01 | 00 | 2020-02-01 | N. A. | N. A. | N. A. | N. A. | N. A. | N. A. | N. A. | N. A. | N. A. | PS/D0107.2302.01 | N. A. | N. A. | N. A. | N. A. | N. A. | D0107.2302 | N. A. | N. A. | N. A. | SEMIFINISHED GOODS | N. A. | N. A. | N. A. | N. A. | N. A. | N. A. |  | N. A. | N. A. | N. A. | N. A. | N. A. | N. A. | N. A. | N. A. | N. A. |  | 1 | ADLER PRODUCTS\SS CASES AND TRAYS | 0 | ADDED NEW CODE NUMBER AS PER MAIL FROM PST DTD. 22JUN2018 | N | CONTAINERS |  | No | No | N. A. | N. A. | N. A. | N. A.
D0107.2302 | D0107.2302.02 | S.S TRAY FOR MINI FRAGMENT IMPLANTS , ADLER, NYLON INSERT |  | D0107.2302.02 | 00 | 2020-02-05 | N. A. | N. A. | N. A. | N. A. | N. A. | N. A. | N. A. | N. A. | N. A. | PS/D0107.2302.02 | N. A. | N. A. | N. A. | N. A. | N. A. | D0107.2302 | N. A. | N. A. | N. A. | SEMIFINISHED GOODS | N. A. | N. A. | N. A. | N. A. | N. A. | N. A. |  | N. A. | N. A. | N. A. | N. A. | N. A. | N. A. | N. A. | N. A. | N. A. |  | 1 | ADLER PRODUCTS\SS CASES AND TRAYS | 0 | ADDED NEW CODE NUMBER AS PER MAIL FROM PST DTD. 22JUN2018 | N | CONTAINERS |  | No | No | N. A. | N. A. | N. A. | N. A.
D0107.2302 | D0107.2302.04 | S.S TRAY FOR MINI FRAGMENT IMPLANTS , ADLER, SCREWS |  | D0107.2302.04 | #N/A | #N/A | N. A. | N. A. | N. A. | N. A. | #N/A | #N/A | #N/A | #N/A | #N/A | PS/D0107.2302.04 | #N/A | #N/A | #N/A | #N/A | #N/A | D0107.2302 | N. A. | N. A. | N. A. | SEMIFINISHED GOODS | N. A. | N. A. | N. A. | N. A. | N. A. | N. A. |  | N. A. | N. A. | N. A. | N. A. | N. A. | N. A. | N. A. | N. A. | N. A. |  | 1 | ADLER PRODUCTS\SS CASES AND TRAYS | 0 | CHANGED STATUS TO INACTIVE 'Y' AS PER EMAIL FROM DINESH KHAKE DTD 09AUG2019 ON 12AUG2019 | Y | CONTAINERS |  | No | No | N. A. | N. A. | N. A. | N. A.
D0108.0101 | D0108.0101 | PLASTIC TRAY FOR SCREWS IN SCREW SET (GERMAN PATTERN), ADLER |  | D0108.0101 | 00 | 2019-10-16 | N. A. | N. A. | N. A. | QPF/D0108.0101 | 00 | 2020-07-09 | N. A. | N. A. | N. A. | PS/D0108.0101 | N. A. | N. A. | N. A. | N. A. | N. A. | D0108.0101 | N. A. | N. A. | Class A | FINISHED GOODS | ADLER™ | PLASTIC TRAY FOR SCREWS IN SCREW SET (GERMAN PATTERN) |  | 17 | No | Yes |  | No | N. A. | No | N. A. | No | Yes | No | No | M. L.: MFG/MD/2022/63252 |  | 1 | ADLER PRODUCTS\SS CASES AND TRAYS | 0.4484 | VL number changed to ML number | Y | Surgical Trays |  | No | No | Yes | No | Yes | N. A.
D0108.0101 | D0108.0101.01 | PLASTIC TRAY FOR SCREWS IN SCREW SET (GERMAN PATTERN), ADLER, NYLON SHEET |  | D0108.0101.01 | 00 | 2019-10-13 | N. A. | N. A. | N. A. | N. A. | #N/A | #N/A | #N/A | #N/A | #N/A | PS/D0108.0101.01 | #N/A | #N/A | #N/A | #N/A | #N/A | D0108.0101 | N. A. | N. A. | N. A. | SEMIFINISHED GOODS | N. A. | N. A. | N. A. | N. A. | N. A. | N. A. |  | N. A. | N. A. | N. A. | N. A. | N. A. | N. A. | N. A. | N. A. | N. A. |  | 1 | ADLER PRODUCTS\SS CASES AND TRAYS | 0 | CHANGED STATUS TO INACTIVE AS PER EMAIL FROM ASP DTD 18OCT2019 ON 19OCT2019 | Y | CONTAINERS |  | No | No | N. A. | N. A. | N. A. | N. A.
D0108.0101 | D0108.0101.02 | PLASTIC TRAY FOR SCREWS IN SCREW SET (GERMAN PATTERN), ADLER, NYLON INSERT |  | D0108.0101.02 | #N/A | #N/A | N. A. | N. A. | N. A. | N. A. | #N/A | #N/A | #N/A | #N/A | #N/A | PS/D0108.0101.02 | #N/A | #N/A | #N/A | #N/A | #N/A | D0108.0101 | N. A. | N. A. | N. A. | SEMIFINISHED GOODS | N. A. | N. A. | N. A. | N. A. | N. A. | N. A. |  | N. A. | N. A. | N. A. | N. A. | N. A. | N. A. | N. A. | N. A. | N. A. |  | 1 | ADLER PRODUCTS\SS CASES AND TRAYS | 0 | CHANGED STATUS TO INACTIVE AS PER EMAIL FROM ASP DTD 18OCT2019 ON 19OCT2019 | Y | CONTAINERS |  | No | No | N. A. | N. A. | N. A. | N. A.
D0108.0101 | D0108.0101.03 | PLASTIC TRAY FOR SCREWS IN SCREW SET (GERMAN PATTERN), ADLER, RIVET |  | D0108.0101.03 | #N/A | #N/A | N. A. | N. A. | N. A. | N. A. | #N/A | #N/A | #N/A | #N/A | #N/A | PS/D0108.0101.03 | #N/A | #N/A | #N/A | #N/A | #N/A | D0108.0101 | N. A. | N. A. | N. A. | SEMIFINISHED GOODS | N. A. | N. A. | N. A. | N. A. | N. A. | N. A. |  | N. A. | N. A. | N. A. | N. A. | N. A. | N. A. | N. A. | N. A. | N. A. |  | 1 | ADLER PRODUCTS\SS CASES AND TRAYS | 0 | CHANGED STATUS TO INACTIVE AS PER EMAIL FROM ASP DTD 18OCT2019 ON 19OCT2019 | Y | CONTAINERS |  | No | No | N. A. | N. A. | N. A. | N. A.
D0108.0101 | D0108.0101.04 | PLASTIC TRAY FOR SCREWS IN SCREW SET (GERMAN PATTERN), ADLER, SCREWS |  | D0108.0101.04 | #N/A | #N/A | N. A. | N. A. | N. A. | N. A. | #N/A | #N/A | #N/A | #N/A | #N/A | PS/D0108.0101.04 | #N/A | #N/A | #N/A | #N/A | #N/A | D0108.0101 | N. A. | N. A. | N. A. | SEMIFINISHED GOODS | N. A. | N. A. | N. A. | N. A. | N. A. | N. A. |  | N. A. | N. A. | N. A. | N. A. | N. A. | N. A. | N. A. | N. A. | N. A. |  | 1 | ADLER PRODUCTS\SS CASES AND TRAYS | 0 | CHANGED STATUS TO INACTIVE AS PER EMAIL FROM ASP DTD 18OCT2019 ON 19OCT2019 | Y | CONTAINERS |  | No | No | N. A. | N. A. | N. A. | N. A.
D0108.0101 | D0108.0101.05 | PLASTIC TRAY FOR SCREWS IN SCREW SET (GERMAN PATTERN), ADLER, STUD |  | D0108.0101.05 | N. A. | N. A. | N. A. | N. A. | N. A. | N. A. | N. A. | N. A. | N. A. | N. A. | N. A. | PS/D0108.0101.05 | N. A. | N. A. | N. A. | N. A. | N. A. | D0108.0101 | N. A. | N. A. | N. A. | SEMIFINISHED GOODS | N. A. | N. A. | N. A. | N. A. | N. A. | N. A. |  | N. A. | N. A. | N. A. | N. A. | N. A. | N. A. | N. A. | N. A. | N. A. |  | 1 | ADLER PRODUCTS\SS CASES AND TRAYS | 0 | ADDED NEW CODE NO AS PER EMAIL FROM PRATIK DTD 19FEB2019 ON 19FEB2019 | N | CONTAINERS |  | No | No | N. A. | N. A. | N. A. | N. A.
D0108.0102 | D0108.0102 | PLASTIC TRAY FOR LARGE CANNULATED SCREWS, ADLER |  | D0108.0102 | N. A. | N. A. | N. A. | N. A. | N. A. | QPF/D0108.0102 | 00 | 2020-12-12 | N. A. | N. A. | N. A. | PS/D0108.0102 | N. A. | N. A. | N. A. | N. A. | N. A. | D0108.0102 | N. A. | N. A. | Class A | FINISHED GOODS | ADLER™ | PLASTIC TRAY FOR LARGE CANNULATED SCREWS |  | 17 | No | Yes |  | No | N. A. | No | N. A. | No | Yes | No | No | M. L.: MFG/MD/2022/63252 |  | 1 | ADLER PRODUCTS\SS CASES AND TRAYS | 0 | VL number changed to ML number | N | Surgical Trays |  | No | No | Yes | No | Yes | N. A.
D0108.0102 | D0108.0102.01 | PLASTIC TRAY FOR LARGE CANNULATED SCREWS, ADLER, NYLON SHEET |  | D0108.0102.01 | N. A. | N. A. | N. A. | N. A. | N. A. | N. A. | N. A. | N. A. | N. A. | N. A. | N. A. | PS/D0108.0102.01 | N. A. | N. A. | N. A. | N. A. | N. A. | D0108.0102 | N. A. | N. A. | N. A. | SEMIFINISHED GOODS | N. A. | N. A. | N. A. | N. A. | N. A. | N. A. |  | N. A. | N. A. | N. A. | N. A. | N. A. | N. A. | N. A. | N. A. | N. A. |  | 1 | ADLER PRODUCTS\SS CASES AND TRAYS | 0 | CHANGED DESCRIPTION AS PER EMAIL FROM PRATIK DTD 19FEB2019 ON 19FEB2019 | N | CONTAINERS |  | No | No | N. A. | N. A. | N. A. | N. A.
D0108.0102 | D0108.0102.02 | PLASTIC TRAY FOR LARGE CANNULATED SCREWS, ADLER, NYLON INSERT |  | D0108.0102.02 | N. A. | N. A. | N. A. | N. A. | N. A. | N. A. | N. A. | N. A. | N. A. | N. A. | N. A. | PS/D0108.0102.02 | N. A. | N. A. | N. A. | N. A. | N. A. | D0108.0102 | N. A. | N. A. | N. A. | SEMIFINISHED GOODS | N. A. | N. A. | N. A. | N. A. | N. A. | N. A. |  | N. A. | N. A. | N. A. | N. A. | N. A. | N. A. | N. A. | N. A. | N. A. |  | 1 | ADLER PRODUCTS\SS CASES AND TRAYS | 0 | ADDED NEW CODE NUMBER AS PER MAIL FROM PST DTD. 22JUN2018 | N | CONTAINERS |  | No | No | N. A. | N. A. | N. A. | N. A.
D0108.0102 | D0108.0102.04 | PLASTIC TRAY FOR LARGE CANNULATED SCREWS, ADLER, SCREWS |  | D0108.0102.04 | N. A. | N. A. | N. A. | N. A. | N. A. | N. A. | N. A. | N. A. | N. A. | N. A. | N. A. | PS/D0108.0102.04 | N. A. | N. A. | N. A. | N. A. | N. A. | D0108.0102 | N. A. | N. A. | N. A. | SEMIFINISHED GOODS | N. A. | N. A. | N. A. | N. A. | N. A. | N. A. |  | N. A. | N. A. | N. A. | N. A. | N. A. | N. A. | N. A. | N. A. | N. A. |  | 1 | ADLER PRODUCTS\SS CASES AND TRAYS | 0 | ADDED NEW CODE NUMBER AS PER MAIL FROM PST DTD. 22JUN2018 | N | CONTAINERS |  | No | No | N. A. | N. A. | N. A. | N. A.
D0108.0201 | D0108.0201 | PLASTIC TRAY FOR HOOKS, CONNECTORS & STAPLES IN ONE LOCK IMPLANTS SET |  | D0108.0201 | N. A. | N. A. | N. A. | N. A. | N. A. | QPF/D0108.0201 | N. A. | N. A. | N. A. | N. A. | N. A. | PS/D0108.0201 | N. A. | N. A. | N. A. | N. A. | N. A. | D0108.0201 | N. A. | N. A. | Class A | FINISHED GOODS | ADLER™ | PLASTIC TRAY FOR HOOKS, CONNECTORS & STAPLES IN ONE LOCK IMPLANTS SET |  | 17 | No | Yes |  | No | N. A. | No | N. A. | No | Yes | No | No | M. L.: MFG/MD/2022/63252 |  | 1 | ADLER PRODUCTS\SS CASES AND TRAYS | 0 | VL number changed to ML number | Y | Surgical Trays |  | No | No | Yes | No | Yes | N. A.
D0108.0202 | D0108.0202 | PLASTIC TRAY FOR REDUCTION SCREWS IN ONE LOCK IMPLANTS SET |  | D0108.0202 | N. A. | N. A. | N. A. | N. A. | N. A. | QPF/D0108.0202 | N. A. | N. A. | N. A. | N. A. | N. A. | PS/D0108.0202 | N. A. | N. A. | N. A. | N. A. | N. A. | D0108.0202 | N. A. | N. A. | Class A | FINISHED GOODS | ADLER™ | PLASTIC TRAY FOR REDUCTION SCREWS IN ONE LOCK IMPLANTS SET |  | 17 | No | Yes |  | No | N. A. | No | N. A. | No | Yes | No | No | M. L.: MFG/MD/2022/63252 |  | 1 | ADLER PRODUCTS\SS CASES AND TRAYS | 0 | VL number changed to ML number | Y | Surgical Trays |  | No | No | Yes | No | Yes | N. A.
D0108.0203 | D0108.0203 | PLASTIC TRAY FOR POLYAXIAL SCREWS IN ONE LOCK IMPLANTS SET |  | D0108.0203 | N. A. | N. A. | N. A. | N. A. | N. A. | QPF/D0108.0203 | N. A. | N. A. | N. A. | N. A. | N. A. | PS/D0108.0203 | N. A. | N. A. | N. A. | N. A. | N. A. | D0108.0203 | N. A. | N. A. | Class A | FINISHED GOODS | ADLER™ | PLASTIC TRAY FOR POLYAXIAL SCREWS IN ONE LOCK IMPLANTS SET |  | 17 | No | Yes |  | No | N. A. | No | N. A. | No | Yes | No | No | M. L.: MFG/MD/2022/63252 |  | 1 | ADLER PRODUCTS\SS CASES AND TRAYS | 0 | VL number changed to ML number | Y | Surgical Trays |  | No | No | Yes | No | Yes | N. A.
D0108.0204 | D0108.0204 | PLASTIC TRAY FOR CERVICAL PLATES |  | D0108.0204 | #N/A | #N/A | N. A. | N. A. | N. A. | QPF/D0108.0204 | #N/A | #N/A | #N/A | #N/A | #N/A | PS/D0108.0204 | #N/A | #N/A | #N/A | #N/A | #N/A | D0108.0204 | N. A. | N. A. | Class A | FINISHED GOODS | ADLER™ | PLASTIC TRAY FOR CERVICAL PLATES |  | 17 | No | Yes |  | No | N. A. | No | N. A. | No | Yes | No | No | M. L.: MFG/MD/2022/63252 |  | 1 | ADLER PRODUCTS\SS CASES AND TRAYS | 0 | VL number changed to ML number | Y | Surgical Trays |  | No | No | Yes | No | Yes | N. A.
D0109.1501 | D0109.1501 | ALUMINIUM CASE, SHORT, YELLOW / SILVER FOR (LARGE FRAGMENT) PLATES SET, ADLER |  | D0109.1501 | #N/A | #N/A | N. A. | N. A. | N. A. | QPF/D0109 | #N/A | #N/A | #N/A | #N/A | #N/A | PS/D0109.1501 | 00 | 2019-02-21 | 2022-02-21 | #N/A | #N/A | D0109 | N. A. | N. A. | Class A | FINISHED GOODS | ADLER™ | ALUMINIUM CASE, SHORT, YELLOW / SILVER FOR (LARGE FRAGMENT) PLATES SET |  | 17 | No | Yes |  | No | N. A. | No | N. A. | No | Yes | No | No | M. L.: MFG/MD/2022/63252 |  | 1 | ADLER PRODUCTS\ADLER GERMAN INSTRUMENTS\OTHER GERMAN INSTRUMENTS | 0 | Activated on 03JAN2024 | N | Surgical Trays |  | No | No | Yes | No | Yes | N. A.
D0109.1601 | D0109.1601 | ALUMINIUM CASE, SHORT, BLUE / SILVER FOR (LARGE FRAGMENT) PLATES SET, ADLER |  | D0109.1601 | N. A. | N. A. | N. A. | N. A. | N. A. | QPF/D0109 | N. A. | N. A. | N. A. | N. A. | N. A. | PS/D0109.1601 | 00 | 2019-02-21 | 2022-02-21 | N. A. | N. A. | D0109 | N. A. | N. A. | Class A | FINISHED GOODS | ADLER™ | ALUMINIUM CASE, SHORT, BLUE / SILVER FOR (LARGE FRAGMENT) PLATES SET |  | 17 | No | Yes |  | No | N. A. | No | N. A. | No | Yes | No | No | M. L.: MFG/MD/2022/63252 |  | 1 | ADLER PRODUCTS\ADLER GERMAN INSTRUMENTS\OTHER GERMAN INSTRUMENTS | 0 | VL number changed to ML number | Y | Surgical Trays |  | No | No | Yes | No | Yes | N. A.
D0110.0401 | D0110.0401 | TROLLEY FOR MODULOC ENDOFIT INSTRUMENTS CASE |  | N. A. | #N/A | #N/A | N. A. | N. A. | N. A. | QPR/D0110.0401 | #N/A | #N/A | #N/A | #N/A | #N/A | N. A. | #N/A | #N/A | #N/A | #N/A | #N/A | D0110.04 | N. A. | N. A. | Class A | FINISHED GOODS | ADLER™ | TROLLEY FOR MODULOC ENDOFIT INSTRUMENTS CASE |  | 17 | No | Yes |  | No | N. A. | No | N. A. | No | Yes | No | No | M. L.: MFG/MD/2022/63252 |  | 1 | ADLER PRODUCTS\CONTAINERS\WORKSHOP SET CONTAINERS | 0 | VL number changed to ML number | Y | Surgical Trays |  | No | No | Yes | No | Yes | N. A.
D0110.0402 | D0110.0402 | FLEXIBLE STRAP FOR MODULOC ENDOFIT INSTRUMENT TROLLEY |  | N. A. | #N/A | #N/A | N. A. | N. A. | N. A. | QPR/D0110.0402 | #N/A | #N/A | #N/A | #N/A | #N/A | N. A. | #N/A | #N/A | #N/A | #N/A | #N/A | D0110.04 | N. A. | N. A. | Class A | FINISHED GOODS | ADLER™ | FLEXIBLE STRAP FOR MODULOC ENDOFIT INSTRUMENT TROLLEY |  | 17 | No | Yes |  | No | N. A. | No | N. A. | No | Yes | No | No | M. L.: MFG/MD/2022/63252 |  | 1 | ADLER PRODUCTS\CONTAINERS\WORKSHOP SET CONTAINERS | 0 | VL number changed to ML number | Y | Surgical Trays |  | No | No | Yes | No | Yes | N. A.
D0110.0403 | D0110.0403 | MODULOC ENDOFIT IMPLANTS CARRYING CASE - MADE OF CORUGATED PLASTIC SHEET |  | N. A. | #N/A | #N/A | N. A. | N. A. | N. A. | QPR/D0110.0403 | #N/A | #N/A | #N/A | #N/A | #N/A | N. A. | #N/A | #N/A | #N/A | #N/A | #N/A | D0110.04 | N. A. | N. A. | Class A | FINISHED GOODS | ADLER™ | MODULOC ENDOFIT IMPLANTS CARRYING CASE - MADE OF CORUGATED PLASTIC SHEET |  | 17 | No | Yes |  | No | N. A. | No | N. A. | No | Yes | No | No | M. L.: MFG/MD/2022/63252 |  | 1 | ADLER PRODUCTS\CONTAINERS\WORKSHOP SET CONTAINERS | 0 | VL number changed to ML number | Y | Surgical Trays |  | No | No | Yes | No | Yes | N. A.
D0202.11 | D0202.11 | MINI COUNTERSINK TIP TIP 1.1MM, S`RUT |  | D0202.11 | N. A. | N. A. | N. A. | N. A. | N. A. | QPF/D0202.11 | N. A. | N. A. | N. A. | N. A. | N. A. | PS/D0202.11 | 00 | 2019-08-08 | 2021-08-08 | N. A. | N. A. | D0202.11 | TF-IN | IU/5 | Class A | FINISHED GOODS | SUSHRUT™ | MINI COUNTERSINK | TIP 1.1MM | 17 | No | Yes |  | No | N. A. | No | N. A. | No | Yes | No | No | M. L.: MFG/MD/2022/63252 |  | 1 | SUSHRUT PRODUCTS\INTERNATIONAL INSTRUMENTS\PLATING INSTRUMENTS | 0.01 | VL number changed to ML number | N | Instrument set for Bone Screws & Plates |  | No | No | Yes | No | Yes | N. A.
D0202.111 | D0202.111 | MINI COUNTERSINK TIP TIP 1.1MM, ADLER |  | D0202.111 | #N/A | #N/A | N. A. | N. A. | N. A. | QPF/D0202.111 | #N/A | #N/A | #N/A | #N/A | #N/A | PS/D0202.111 | #N/A | #N/A | #N/A | #N/A | #N/A | D0202.111 | TF-IN | IU/5 | Class A | FINISHED GOODS | ADLER™ | MINI COUNTERSINK TIP 1.1MM |  | 17 | No | Yes |  | No | N. A. | No | N. A. | No | Yes | No | No | M. L.: MFG/MD/2022/63252 |  | 1 | ADLER PRODUCTS\ADLER GERMAN INSTRUMENTS\OTHER GERMAN INSTRUMENTS | 0 | VL number changed to ML number | Y | Instrument set for Bone Screws & Plates |  | No | No | Yes | No | Yes | N. A.
D0202.151 | D0202.151 | COUNTERSINK SHAFT 1.5/2.0, LENGTH 52MM, ADLER |  | D0202.151 | N. A. | N. A. | N. A. | N. A. | N. A. | QPF/D0202.151 | N. A. | N. A. | N. A. | N. A. | N. A. | PS/D0202.151 | 00 | 2019-08-08 | 2021-08-08 | N. A. | N. A. | D0202.151 | TF-IN | IU/5 | Class A | FINISHED GOODS | ADLER™ | COUNTERSINK SHAFT 1.5/2.0 | LENGTH 52MM | 17 | No | Yes |  | No | N. A. | No | N. A. | No | Yes | No | No | M. L.: MFG/MD/2022/63252 |  | 1 | ADLER PRODUCTS\ADLER GERMAN INSTRUMENTS\MINI FRAGMENT SET | 0 | VL number changed to ML number | N | Instrument set for Bone Screws & Plates |  | No | No | Yes | No | Yes | N. A.
D0202.20 | D0202.20 | SMALL COUNTERSINK |  | D0202.20 | N. A. | N. A. | N. A. | N. A. | N. A. | QPF/D0202.20 | N. A. | N. A. | N. A. | N. A. | N. A. | PS/D0202.20 | 00 | 2019-08-08 | 2021-08-08 | N. A. | N. A. | D0202.20 | TF-IN | IU/5 | Class A | FINISHED GOODS | SUSHRUT™ | SMALL COUNTERSINK | TIP 2.0MM | 17 | No | Yes |  | No | N. A. | No | N. A. | No | Yes | No | No | M. L.: MFG/MD/2022/63252 |  | 1 | SUSHRUT PRODUCTS\INTERNATIONAL INSTRUMENTS\PLATING INSTRUMENTS | 0 | VL number changed to ML number | N | Instrument set for Bone Screws & Plates |  | No | No | Yes | No | Yes | N. A.
D0202.201 | D0202.201 | SMALL COUNTERSINK TIP TIP 2.0MM, ADLER |  | D0202.201 | N. A. | N. A. | N. A. | N. A. | N. A. | QPF/D0202.201 | N. A. | N. A. | N. A. | N. A. | N. A. | PS/D0202.201 | 00 | 2019-08-08 | 2021-08-08 | N. A. | N. A. | D0202.201 | TF-IN | IU/5 | Class A | FINISHED GOODS | ADLER™ | SMALL COUNTERSINK TIP 2.0MM |  | 17 | No | Yes |  | No | N. A. | No | N. A. | No | Yes | No | No | M. L.: MFG/MD/2022/63252 |  | 1 | ADLER PRODUCTS\ADLER GERMAN INSTRUMENTS\OTHER GERMAN INSTRUMENTS | 0 | VL number changed to ML number | N | Instrument set for Bone Screws & Plates |  | No | No | Yes | No | Yes | N. A.
D0202.271 | D0202.271 | COUNTERSINK SHAFT 2.7, LENGTH 62MM, ADLER |  | D0202.271 | #N/A | #N/A | N. A. | N. A. | N. A. | QPF/D0202.271 | #N/A | #N/A | #N/A | #N/A | #N/A | PS/PUR004 | #N/A | #N/A | #N/A | #N/A | #N/A | D0202.271 | TF-IN | IU/5 | Class A | FINISHED GOODS | ADLER™ | COUNTERSINK SHAFT 2.7 | LENGTH 62MM | 17 | No | Yes |  | No | N. A. | No | N. A. | No | Yes | No | No | M. L.: MFG/MD/2022/63252 |  | 1 | ADLER PRODUCTS\ADLER GERMAN INSTRUMENTS\MINI FRAGMENT SET | 0 | VL number changed to ML number | Y | Instrument set for Bone Screws & Plates |  | No | No | Yes | No | Yes | N. A.
D0202.32 | D0202.32 | MALLEOLAR COUNTERSINK TIP 3.2MM, S`RUT |  | D0202.32 | N. A. | N. A. | N. A. | N. A. | N. A. | QPF/D0202.32 | N. A. | N. A. | N. A. | N. A. | N. A. | PS/D0202.32 | 00 | 2019-08-08 | 2021-08-08 | N. A. | N. A. | D0202.32 | TF-IN | IU/5 | Class A | FINISHED GOODS | SUSHRUT™ | MALLEOLAR COUNTERSINK | TIP 3.2MM | 17 | No | Yes |  | No | N. A. | No | N. A. | No | Yes | No | No | M. L.: MFG/MD/2022/63252 |  | 1 | SUSHRUT PRODUCTS\INTERNATIONAL INSTRUMENTS\PLATING INSTRUMENTS | 0.02 | VL number changed to ML number | N | Instrument set for Bone Screws & Plates |  | No | No | Yes | No | Yes | N. A.
D0202.45 | D0202.45 | LARGE COUNTERSINK |  | D0202.45 | N. A. | N. A. | N. A. | N. A. | N. A. | QPF/D0202.45 | N. A. | N. A. | N. A. | N. A. | N. A. | PS/D0202.45 | 00 | 2019-08-08 | 2021-08-08 | N. A. | N. A. | D0202.45 | TF-IN | IU/5 | Class A | FINISHED GOODS | SUSHRUT™ | LARGE COUNTERSINK | TIP 4.5MM | 17 | No | Yes |  | No | N. A. | No | N. A. | No | Yes | No | No | M. L.: MFG/MD/2022/63252 |  | 1 | SUSHRUT PRODUCTS\INTERNATIONAL INSTRUMENTS\PLATING INSTRUMENTS | 0 | VL number changed to ML number | N | Instrument set for Bone Screws & Plates |  | No | No | Yes | No | Yes | N. A.
D0202.45 | D0202.45.01 | LARGE COUNTERSINK,MAIN BODY |  | D0202.45 | N. A. | N. A. | N. A. | N. A. | N. A. | N.A. | N. A. | N. A. | N. A. | N. A. | N. A. | PS/D0202.45.01 | N. A. | N. A. | N. A. | N. A. | N. A. | D0202.45 | TF-IN | IU/5 | N. A. | SEMIFINISHED GOODS | N. A. | N. A. | N. A. | N. A. | N. A. | N. A. |  | N. A. | N. A. | N. A. | N. A. | N. A. | N. A. | N. A. | N. A. | N. A. | N. A. | 0 | SUB COMPONENTS | 0 | ADDED NEW CODE NO AS PER EMAIL FROM PRATIK DTD 20DEC2018 ON 20DEC2018 | N | SUB COMPONENTS |  | No | No | N. A. | N. A. | N. A. | N. A.
D0202.45 | D0202.45.02 | LARGE COUNTERSINK,HANDLE |  | D0202.45 | N. A. | N. A. | N. A. | N. A. | N. A. | N.A. | N. A. | N. A. | N. A. | N. A. | N. A. | PS/D0202.45.02 | N. A. | N. A. | N. A. | N. A. | N. A. | D0202.45 | TF-IN | IU/5 | N. A. | SEMIFINISHED GOODS | N. A. | N. A. | N. A. | N. A. | N. A. | N. A. |  | N. A. | N. A. | N. A. | N. A. | N. A. | N. A. | N. A. | N. A. | N. A. | N. A. | 0 | SUB COMPONENTS | 0 | ADDED NEW CODE NO AS PER EMAIL FROM PRATIK DTD 20DEC2018 ON 20DEC2018 | N | SUB COMPONENTS |  | No | No | N. A. | N. A. | N. A. | N. A.
D0202.451 | D0202.451 | COUNTERSINK TIP 4.5MM, ADLER |  | D0202.451 | N. A. | N. A. | N. A. | N. A. | N. A. | QPF/D0202.451 | N. A. | N. A. | N. A. | N. A. | N. A. | PS/D0202.451 | 00 | 2019-08-08 | 2021-08-08 | N. A. | N. A. | D0202.451 | TF-IN | IU/5 | Class A | FINISHED GOODS | ADLER™ | COUNTERSINK TIP 4.5MM |  | 17 | No | Yes |  | No | N. A. | No | N. A. | No | Yes | No | No | M. L.: MFG/MD/2022/63252 |  | 1 | ADLER PRODUCTS\ADLER GERMAN INSTRUMENTS\BASIC SET | 0 | VL number changed to ML number | N | Instrument set for Bone Screws & Plates |  | No | No | Yes | No | Yes | N. A.
D0204.00 | D0204.00 | TAP HANDLE - QUICK COUPLING , S`RUT |  | D0204.00 | 02 | 2017-10-26 | N. A. | N. A. | N. A. | QPF/D0204.00 | 00 | 2017-11-11 | N. A. | N. A. | N. A. | PS/D0204.00 | 00 | 2018-05-17 | N. A. | N. A. | N. A. | D0204.00 | TF-IN | IU/5 | Class A | FINISHED GOODS | SUSHRUT™ | TAP HANDLE - QUICK COUPLING |  | 17 | No | Yes |  | No | N. A. | No | N. A. | No | Yes | No | No | M. L.: MFG/MD/2022/63252 |  | 1 | SUSHRUT PRODUCTS\INTERNATIONAL INSTRUMENTS\PLATING INSTRUMENTS | 0.07 | VL number changed to ML number | N | Instrument set for Bone Screws & Plates |  | No | No | Yes | No | Yes | N. A.
D0204.00 | D0204.00.01 | TAP HANDLE - QUICK COUPLING , S`RUT, SHAFT AND PIN ASSEMBLY |  | D0204.00.01 | #N/A | #N/A | N. A. | N. A. | N. A. | N. A. | #N/A | #N/A | #N/A | #N/A | #N/A | PS/D0204.00.01 | #N/A | #N/A | #N/A | #N/A | #N/A | D0204.00 | TF-IN | IU/5 | N. A. | SEMIFINISHED GOODS | N. A. | N. A. | N. A. | N. A. | N. A. | N. A. |  | N. A. | N. A. | N. A. | N. A. | N. A. | N. A. | N. A. | N. A. | N. A. | N. A. | 1 | SUB COMPONENTS |  |  | N | SUB COMPONENTS |  | No | No | N. A. | N. A. | N. A. | N. A.
D0204.00 | D0204.00.01.01 | TAP HANDLE - QUICK COUPLING , S`RUT, SHAFT AND PIN ASSEMBLY, SHAFT |  | D0204.00.01.01 | #N/A | #N/A | N. A. | N. A. | N. A. | N. A. | #N/A | #N/A | #N/A | #N/A | #N/A | PS/D0204.00.01.01 | #N/A | #N/A | #N/A | #N/A | #N/A | D0204.00 | TF-IN | IU/5 | N. A. | SEMIFINISHED GOODS | N. A. | N. A. | N. A. | N. A. | N. A. | N. A. |  | N. A. | N. A. | N. A. | N. A. | N. A. | N. A. | N. A. | N. A. | N. A. | N. A. | 1 | SUB COMPONENTS |  |  | N | SUB COMPONENTS |  | No | No | N. A. | N. A. | N. A. | N. A.
D0204.00 | D0204.00.01.02 | TAP HANDLE - QUICK COUPLING , S`RUT, SHAFT AND PIN ASSEMBLY, PIN |  | D0204.00.01.02 | #N/A | #N/A | N. A. | N. A. | N. A. | N. A. | #N/A | #N/A | #N/A | #N/A | #N/A | PS/D0204.00.01.02 | #N/A | #N/A | #N/A | #N/A | #N/A | D0204.00 | TF-IN | IU/5 | N. A. | SEMIFINISHED GOODS | N. A. | N. A. | N. A. | N. A. | N. A. | N. A. |  | N. A. | N. A. | N. A. | N. A. | N. A. | N. A. | N. A. | N. A. | N. A. | N. A. | 1 | SUB COMPONENTS |  |  | N | SUB COMPONENTS |  | No | No | N. A. | N. A. | N. A. | N. A.
D0204.00 | D0204.00.02 | TAP HANDLE - QUICK COUPLING , S`RUT, SLIDING SLEEVE, MAIN BODY |  | D0204.00.02 | #N/A | #N/A | N. A. | N. A. | N. A. | N. A. | #N/A | #N/A | #N/A | #N/A | #N/A | PS/D0204.00.02 | #N/A | #N/A | #N/A | #N/A | #N/A | D0204.00 | TF-IN | IU/5 | N. A. | SEMIFINISHED GOODS | N. A. | N. A. | N. A. | N. A. | N. A. | N. A. |  | N. A. | N. A. | N. A. | N. A. | N. A. | N. A. | N. A. | N. A. | N. A. | N. A. | 1 | SUB COMPONENTS |  |  | N | SUB COMPONENTS |  | No | No | N. A. | N. A. | N. A. | N. A.
D0204.00 | D0204.00.04 | TAP HANDLE - QUICK COUPLING , S`RUT, COMPRESSION SPRING |  | D0204.00.04 | #N/A | #N/A | N. A. | N. A. | N. A. | N. A. | #N/A | #N/A | #N/A | #N/A | #N/A | PS/D0204.00.04 | #N/A | #N/A | #N/A | #N/A | #N/A | D0204.00 | TF-IN | IU/5 | N. A. | SEMIFINISHED GOODS | N. A. | N. A. | N. A. | N. A. | N. A. | N. A. |  | N. A. | N. A. | N. A. | N. A. | N. A. | N. A. | N. A. | N. A. | N. A. | N. A. | 1 | SUB COMPONENTS |  |  | N | SUB COMPONENTS |  | No | No | N. A. | N. A. | N. A. | N. A.
D0204.00 | D0204.00.05 | TAP HANDLE - QUICK COUPLING , S`RUT, SLIDING SLEEVE, CAP |  | D0204.00.05 | #N/A | #N/A | N. A. | N. A. | N. A. | N. A. | #N/A | #N/A | #N/A | #N/A | #N/A | PS/D0204.00.05 | #N/A | #N/A | #N/A | #N/A | #N/A | D0204.00 | TF-IN | IU/5 | N. A. | SEMIFINISHED GOODS | N. A. | N. A. | N. A. | N. A. | N. A. | N. A. |  | N. A. | N. A. | N. A. | N. A. | N. A. | N. A. | N. A. | N. A. | N. A. | N. A. | 1 | SUB COMPONENTS |  |  | N | SUB COMPONENTS |  | No | No | N. A. | N. A. | N. A. | N. A.
D0204.00 | D0204.00.06 | TAP HANDLE - QUICK COUPLING , S`RUT, HANDLE |  | D0204.00.06 | #N/A | #N/A | N. A. | N. A. | N. A. | N. A. | #N/A | #N/A | #N/A | #N/A | #N/A | PS/D0204.00.06 | #N/A | #N/A | #N/A | #N/A | #N/A | D0204.00 | TF-IN | IU/5 | N. A. | SEMIFINISHED GOODS | N. A. | N. A. | N. A. | N. A. | N. A. | N. A. |  | N. A. | N. A. | N. A. | N. A. | N. A. | N. A. | N. A. | N. A. | N. A. | N. A. | 1 | SUB COMPONENTS |  |  | N | SUB COMPONENTS |  | No | No | N. A. | N. A. | N. A. | N. A.
D0204.01 | D0204.01 | QUICK COUPLING ATTACHMENT TO FIT HAND DRILL, S`RUT |  | D0204.01 | #N/A | #N/A | N. A. | N. A. | N. A. | QPF/D0204.01 | #N/A | #N/A | #N/A | #N/A | #N/A | PS/D0204.01 | #N/A | #N/A | #N/A | #N/A | #N/A | D0204.01 | TF-IN | IU/5 | Class A | FINISHED GOODS | SUSHRUT™ | QUICK COUPLING ATTACHMENT | TO FIT HAND DRILL | 17 | No | Yes |  | No | N. A. | No | N. A. | No | Yes | No | No | M. L.: MFG/MD/2022/63252 |  | 1 | SUSHRUT PRODUCTS\INTERNATIONAL INSTRUMENTS\PLATING INSTRUMENTS | 0 | VL number changed to ML number | Y | Instrument set for Bone Screws & Plates |  | No | No | Yes | No | Yes | N. A.
D0204.02 | D0204.02 | TAP HANDLE - QUICK COUPLING LENGTH 80MM, ADLER |  | D0204.02 | 02 | 2017-10-26 | N. A. | N. A. | N. A. | QPF/D0204.02 | 00 | 2017-11-11 | N. A. | N. A. | N. A. | PS/D0204.02 | 00 | 2018-05-17 | N. A. | N. A. | N. A. | D0204.02 | TF-IN | IU/5 | Class A | FINISHED GOODS | ADLER™ | TAP HANDLE - QUICK COUPLING LENGTH 80MM |  | 17 | No | Yes |  | No | N. A. | No | N. A. | No | Yes | No | No | M. L.: MFG/MD/2022/63252 |  | 1 | ADLER PRODUCTS\ADLER GERMAN INSTRUMENTS\OTHER GERMAN INSTRUMENTS | 0 | VL number changed to ML number | N | Instrument set for Bone Screws & Plates |  | No | No | Yes | No | Yes | N. A.
D0204.03 | D0204.03 | HANDLE WITH MINI QUICK COUPLING, ADLER |  | D0204.03 | 02 | 2017-10-26 | N. A. | N. A. | N. A. | QPF/D0204.03 | 00 | 2017-11-11 | N. A. | N. A. | N. A. | PS/D0204.03 | 00 | 2018-05-17 | N. A. | N. A. | N. A. | D0204.03 | TF-IN | IU/5 | Class A | FINISHED GOODS | ADLER™ | HANDLE WITH MINI QUICK COUPLING |  | 17 | No | Yes |  | No | N. A. | No | N. A. | No | Yes | No | No | M. L.: MFG/MD/2022/63252 |  | 1 | ADLER PRODUCTS\ADLER GERMAN INSTRUMENTS\MINI FRAGMENT SET | 0 | VL number changed to ML number | N | Instrument set for Bone Screws & Plates |  | No | No | Yes | No | Yes | N. A.
D0204.04 | D0204.04 | HANDLE WITH QUICK COUPLING, ADLER |  | D0204.04 | 02 | 2017-10-26 | N. A. | N. A. | N. A. | QPF/D0204.04 | 00 | 2017-11-11 | N. A. | N. A. | N. A. | PS/D0204.04 | 00 | 2018-05-17 | N. A. | N. A. | N. A. | D0204.04 | TF-IN | IU/5 | Class A | FINISHED GOODS | ADLER™ | HANDLE WITH QUICK COUPLING |  | 17 | No | Yes |  | No | N. A. | No | N. A. | No | Yes | No | No | M. L.: MFG/MD/2022/63252 |  | 1 | ADLER PRODUCTS\ADLER GERMAN INSTRUMENTS\MINI FRAGMENT SET | 0 | VL number changed to ML number | N | Instrument set for Bone Screws & Plates |  | No | No | Yes | No | Yes | N. A.
D0204.05 | D0204.05 | TAP HANDLE - QUICK COUPLING , CANNULATED, S`RUT |  | D0204.05 | #N/A | #N/A | N. A. | N. A. | N. A. | QPF/D0204.05 | #N/A | #N/A | #N/A | #N/A | #N/A | PS/D0204.05 | #N/A | #N/A | #N/A | #N/A | #N/A | D0204.05 | TF-IN | IU/5 | Class A | FINISHED GOODS | ADLER™ | TAP HANDLE - QUICK COUPLING , CANNULATED |  | 17 | No | Yes |  | No | N. A. | No | N. A. | No | Yes | No | No | M. L.: MFG/MD/2022/63252 |  | 1 | ADLER PRODUCTS\ADLER GERMAN INSTRUMENTS\MINI FRAGMENT SET | 0 | VL number changed to ML number | Y | Spinal cage system instruments |  | No | No | Yes | No | Yes | N. A.
D0205.01 | D0205.01 | SMALL C CLAMP DRILL GUIDE FOR 3.5MM DRILL BIT, S`RUT |  | D0205.01 | #N/A | #N/A | N. A. | N. A. | N. A. | QPF/D0205.01 | #N/A | #N/A | #N/A | #N/A | #N/A | PS/D0205.01 | #N/A | #N/A | #N/A | #N/A | #N/A | D0205.01 | TF-IN | IU/5 | Class A | FINISHED GOODS | SUSHRUT™ | SMALL C CLAMP DRILL GUIDE | FOR 3.5MM DRILL BIT | 17 | No | Yes |  | No | N. A. | No | N. A. | No | Yes | No | No | M. L.: MFG/MD/2022/63252 |  | 1 | SUSHRUT PRODUCTS\INTERNATIONAL INSTRUMENTS\PLATING INSTRUMENTS | 0 | VL number changed to ML number | Y | Instrument set for Bone Screws & Plates |  | No | No | Yes | No | Yes | N. A.
D0205.01 | D0205.01.01 | SMALL C CLAMP DRILL GUIDE FOR 3.5MM DRILL BIT, S`RUT,BOLT |  | D0205.01 | N. A. | N. A. | N. A. | N. A. | N. A. | N.A. | N. A. | N. A. | N. A. | N. A. | N. A. | PS/D0205.01.01 | N. A. | N. A. | N. A. | N. A. | N. A. | D0205.01 | N. A. | N. A. | N. A. | SEMIFINISHED GOODS | N. A. | N. A. | N. A. | N. A. | N. A. | N. A. |  | N. A. | N. A. | N. A. | N. A. | N. A. | N. A. | N. A. | N. A. | N. A. | N. A. | 0 | SUB COMPONENTS | 0 | ADDED NEW CODE NO AS PER EMAIL FROM PRATIK DTD 30DEC2018 ON 08JAN2019 | N | SUB COMPONENTS |  | No | No | N. A. | N. A. | N. A. | N. A.
D0205.01 | D0205.01.02 | SMALL C CLAMP DRILL GUIDE FOR 3.5MM DRILL BIT, S`RUT,MOVEMENT BODY |  | D0205.01 | N. A. | N. A. | N. A. | N. A. | N. A. | N.A. | N. A. | N. A. | N. A. | N. A. | N. A. | PS/D0205.01.02 | N. A. | N. A. | N. A. | N. A. | N. A. | D0205.01 | N. A. | N. A. | N. A. | SEMIFINISHED GOODS | N. A. | N. A. | N. A. | N. A. | N. A. | N. A. |  | N. A. | N. A. | N. A. | N. A. | N. A. | N. A. | N. A. | N. A. | N. A. | N. A. | 0 | SUB COMPONENTS | 0 | ADDED NEW CODE NO AS PER EMAIL FROM PRATIK DTD 30DEC2018 ON 08JAN2019 | N | SUB COMPONENTS |  | No | No | N. A. | N. A. | N. A. | N. A.
D0205.01 | D0205.01.03 | SMALL C CLAMP DRILL GUIDE FOR 3.5MM DRILL BIT, S`RUT,SLEEVE |  | D0205.01 | N. A. | N. A. | N. A. | N. A. | N. A. | N.A. | N. A. | N. A. | N. A. | N. A. | N. A. | PS/D0205.01.03 | N. A. | N. A. | N. A. | N. A. | N. A. | D0205.01 | N. A. | N. A. | N. A. | SEMIFINISHED GOODS | N. A. | N. A. | N. A. | N. A. | N. A. | N. A. |  | N. A. | N. A. | N. A. | N. A. | N. A. | N. A. | N. A. | N. A. | N. A. | N. A. | 0 | SUB COMPONENTS | 0 | ADDED NEW CODE NO AS PER EMAIL FROM PRATIK DTD 30DEC2018 ON 08JAN2019 | N | SUB COMPONENTS |  | No | No | N. A. | N. A. | N. A. | N. A.
D0205.02 | D0205.02 | C CLAMP DRILL GUIDE FOR 4.5MM DRILL BIT, S`RUT |  | D0205.02 | #N/A | #N/A | N. A. | N. A. | N. A. | QPF/D0205.02 | #N/A | #N/A | #N/A | #N/A | #N/A | PS/D0205.02 | #N/A | #N/A | #N/A | #N/A | #N/A | D0205.02 | TF-IN | IU/5 | Class A | FINISHED GOODS | SUSHRUT™ | C CLAMP DRILL GUIDE | FOR 4.5MM DRILL BIT | 17 | No | Yes |  | No | N. A. | No | N. A. | No | Yes | No | No | M. L.: MFG/MD/2022/63252 |  | 1 | SUSHRUT PRODUCTS\INTERNATIONAL INSTRUMENTS\PLATING INSTRUMENTS | 0 | VL number changed to ML number | Y | Instrument set for Bone Screws & Plates |  | No | No | Yes | No | Yes | N. A.
D0205.02 | D0205.02.01 | C CLAMP DRILL GUIDE FOR 4.5MM DRILL BIT, S`RUT,BOLT |  | D0205.02 | N. A. | N. A. | N. A. | N. A. | N. A. | N.A. | N. A. | N. A. | N. A. | N. A. | N. A. | PS/D0205.02.01 | N. A. | N. A. | N. A. | N. A. | N. A. | D0205.02 | N. A. | N. A. | N. A. | SEMIFINISHED GOODS | N. A. | N. A. | N. A. | N. A. | N. A. | N. A. |  | N. A. | N. A. | N. A. | N. A. | N. A. | N. A. | N. A. | N. A. | N. A. | N. A. | 0 | SUB COMPONENTS | 0 | ADDED NEW CODE NO AS PER EMAIL FROM PRATIK DTD 30DEC2018 ON 08JAN2019 | N | SUB COMPONENTS |  | No | No | N. A. | N. A. | N. A. | N. A.
D0205.02 | D0205.02.02 | C CLAMP DRILL GUIDE FOR 4.5MM DRILL BIT, S`RUT,SLEEVE |  | D0205.02 | N. A. | N. A. | N. A. | N. A. | N. A. | N.A. | N. A. | N. A. | N. A. | N. A. | N. A. | PS/D0205.02.02 | N. A. | N. A. | N. A. | N. A. | N. A. | D0205.02 | N. A. | N. A. | N. A. | SEMIFINISHED GOODS | N. A. | N. A. | N. A. | N. A. | N. A. | N. A. |  | N. A. | N. A. | N. A. | N. A. | N. A. | N. A. | N. A. | N. A. | N. A. | N. A. | 0 | SUB COMPONENTS | 0 | ADDED NEW CODE NO AS PER EMAIL FROM PRATIK DTD 30DEC2018 ON 08JAN2019 | N | SUB COMPONENTS |  | No | No | N. A. | N. A. | N. A. | N. A.
D0205.02 | D0205.02.03 | C CLAMP DRILL GUIDE FOR 4.5MM DRILL BIT, S`RUT,MOVEMENT BODY |  | D0205.02 | N. A. | N. A. | N. A. | N. A. | N. A. | N.A. | N. A. | N. A. | N. A. | N. A. | N. A. | PS/D0205.02.03 | N. A. | N. A. | N. A. | N. A. | N. A. | D0205.02 | N. A. | N. A. | N. A. | SEMIFINISHED GOODS | N. A. | N. A. | N. A. | N. A. | N. A. | N. A. |  | N. A. | N. A. | N. A. | N. A. | N. A. | N. A. | N. A. | N. A. | N. A. | N. A. | 0 | SUB COMPONENTS | 0 | ADDED NEW CODE NO AS PER EMAIL FROM PRATIK DTD 30DEC2018 ON 08JAN2019 | N | SUB COMPONENTS |  | No | No | N. A. | N. A. | N. A. | N. A.
D0205.03 | D0205.03 | SMALL POINTED DRILL GUIDE FOR 3.5MM DRILL BIT, S`RUT |  | D0205.03 | 02 | 2015-05-26 | N. A. | N. A. | N. A. | QPF/D0205.03 | 00 | 2017-01-07 | N. A. | N. A. | N. A. | PS/D0205.03 | 00 | 2019-08-25 | N. A. | N. A. | N. A. | D0205.03 | TF-IN | IU/5 | Class B | FINISHED GOODS | SUSHRUT™ | SMALL POINTED DRILL GUIDE | FOR 3.5MM DRILL BIT | 17 | No | Yes |  | No | N. A. | No | N. A. | No | Yes | No | No | M. L.: MFG/MD/2023/000312 |  | 1 | SUSHRUT PRODUCTS\INTERNATIONAL INSTRUMENTS\PLATING INSTRUMENTS | 0 | CHANGED STATUS TO INACTIVE Y AS PER ECR E0020920 DTD 02SEP2020 ON 08SEP2020 | Y | Surgical Drill & its attachment |  | No | No | Yes | No | Yes | N. A.
D0205.03 | D0205.03.02 | SMALL POINTED DRILL GUIDE FOR 3.5MM DRILL BIT, S`RUT,BUSH |  | D0205.04 | 01 | 2014-04-03 | N. A. | N. A. | N. A. | N. A. | N. A. | N. A. | N. A. | N. A. | N. A. | PS/D0205.03.02 | N. A. | N. A. | N. A. | N. A. | N. A. | D0205.03 | N. A. | N. A. | N. A. | SEMIFINISHED GOODS | N. A. | N. A. | N. A. | N. A. | N. A. | N. A. |  | N. A. | N. A. | N. A. | N. A. | N. A. | N. A. | N. A. | N. A. | N. A. | N. A. | N. A. | SUB COMPONENTS | 0 | Added new codes as per requirement from Production on 24AUG2018 (Pratik) | N | INSTRUMENTS |  | No | No | N. A. | N. A. | N. A. | N. A.
D0205.04 | D0205.04 | POINTED DRILL GUIDE TO BE USED WITH D0205.45, S`RUT |  | D0205.04 | 02 | 2015-05-26 | N. A. | N. A. | N. A. | QPF/D0205.04 | 00 | 2017-01-07 | N. A. | N. A. | N. A. | PS/D0205.04 | 00 | 2019-08-25 | N. A. | N. A. | N. A. | D0205.04 | TF-IN | IU/5 | Class A | FINISHED GOODS | SUSHRUT™ | POINTED DRILL GUIDE | TO BE USED WITH D0205.45 | 17 | No | Yes |  | No | N. A. | No | N. A. | No | Yes | No | No | M. L.: MFG/MD/2022/63252 |  | 1 | SUSHRUT PRODUCTS\INTERNATIONAL INSTRUMENTS\PLATING INSTRUMENTS | 0 | VL number changed to ML number | Y | Instrument set for Bone Screws & Plates |  | No | No | Yes | No | Yes | N. A.
D0205.04 | D0205.04.01 | POINTED DRILL GUIDE TO BE USED WITH D0205.45, S`RUT,MAIN BODY |  | D0205.04 | 01 | 2014-04-03 | N. A. | N. A. | N. A. | N. A. | N. A. | N. A. | N. A. | N. A. | N. A. | PS/D0205.04.01 | N. A. | N. A. | N. A. | N. A. | N. A. | D0205.04 | N. A. | N. A. | N. A. | SEMIFINISHED GOODS | N. A. | N. A. | N. A. | N. A. | N. A. | N. A. |  | N. A. | N. A. | N. A. | N. A. | N. A. | N. A. | N. A. | N. A. | N. A. | N. A. | N. A. | SUB COMPONENTS | 0 | Added new codes as per requirement from Production on 24AUG2018 (Pratik) | N | INSTRUMENTS |  | No | No | N. A. | N. A. | N. A. | N. A.
D0205.04 | D0205.04.02 | POINTED DRILL GUIDE TO BE USED WITH D0205.45, S`RUT,BUSH |  | D0205.04 | 01 | 2014-04-03 | N. A. | N. A. | N. A. | N. A. | N. A. | N. A. | N. A. | N. A. | N. A. | PS/D0205.04.02 | N. A. | N. A. | N. A. | N. A. | N. A. | D0205.04 | N. A. | N. A. | N. A. | SEMIFINISHED GOODS | N. A. | N. A. | N. A. | N. A. | N. A. | N. A. |  | N. A. | N. A. | N. A. | N. A. | N. A. | N. A. | N. A. | N. A. | N. A. | N. A. | N. A. | SUB COMPONENTS | 0 | Added new codes as per requirement from Production on 24AUG2018 (Pratik) | N | INSTRUMENTS |  | No | No | N. A. | N. A. | N. A. | N. A.
D0205.125 | D0205.125 | LOAD & NEUTRAL DRILL GUIDE 2.5MM, FOR 3.5MM SCREWS, S`RUT |  | D0205.125 | 02 | 2015-05-26 | N. A. | N. A. | N. A. | QPF/D0205.125 | 00 | 2017-01-07 | N. A. | N. A. | N. A. | PS/D0205.125 | 00 | 2019-08-25 | N. A. | N. A. | N. A. | D0205.125 | TF-IN | IU/5 | Class A | FINISHED GOODS | SUSHRUT™ | LOAD & NEUTRAL DRILL GUIDE | 2.5MM, FOR 3.5MM SCREWS | 17 | No | Yes |  | No | N. A. | No | N. A. | No | Yes | No | No | M. L.: MFG/MD/2022/63252 |  | 1 | SUSHRUT PRODUCTS\INTERNATIONAL INSTRUMENTS\PLATING INSTRUMENTS | 0 | VL number changed to ML number | N | Instrument set for Bone Screws & Plates |  | No | No | Yes | No | Yes | N. A.
D0205.125 | D0205.125.01 | LOAD & NEUTRAL DRILL GUIDE 2.5MM, FOR 3.5MM SCREWS, S`RUT,HANDLE |  | D0205.125 | N. A. | N. A. | N. A. | N. A. | N. A. | N.A. | N. A. | N. A. | N. A. | N. A. | N. A. | PS/D0205.125.01 | N. A. | N. A. | N. A. | N. A. | N. A. | D0205.125 | N. A. | N. A. | N. A. | SEMIFINISHED GOODS | N. A. | N. A. | N. A. | N. A. | N. A. | N. A. |  | N. A. | N. A. | N. A. | N. A. | N. A. | N. A. | N. A. | N. A. | N. A. | N. A. | 0 | SUB COMPONENTS | 0 | ADDED NEW CODE NO AS PER EMAIL FROM PRATIK DTD 20DEC2018 ON 20DEC2018 | N | INSTRUMENTS |  | No | No | N. A. | N. A. | N. A. | N. A.
D0205.125 | D0205.125.02 | LOAD & NEUTRAL DRILL GUIDE 2.5MM, FOR 3.5MM SCREWS, S`RUT,CAP |  | D0205.125 | N. A. | N. A. | N. A. | N. A. | N. A. | N.A. | N. A. | N. A. | N. A. | N. A. | N. A. | PS/D0205.125.02 | N. A. | N. A. | N. A. | N. A. | N. A. | D0205.125 | N. A. | N. A. | N. A. | SEMIFINISHED GOODS | N. A. | N. A. | N. A. | N. A. | N. A. | N. A. |  | N. A. | N. A. | N. A. | N. A. | N. A. | N. A. | N. A. | N. A. | N. A. | N. A. | 0 | SUB COMPONENTS | 0 | ADDED NEW CODE NO AS PER EMAIL FROM PRATIK DTD 20DEC2018 ON 20DEC2018 | N | INSTRUMENTS |  | No | No | N. A. | N. A. | N. A. | N. A.
D0205.125 | D0205.125.03 | LOAD & NEUTRAL DRILL GUIDE 2.5MM, FOR 3.5MM SCREWS, S`RUT,ALUMINIUM CAP |  | D0205.125 | N. A. | N. A. | N. A. | N. A. | N. A. | N.A. | N. A. | N. A. | N. A. | N. A. | N. A. | PS/D0205.125.03 | N. A. | N. A. | N. A. | N. A. | N. A. | D0205.125 | N. A. | N. A. | N. A. | SEMIFINISHED GOODS | N. A. | N. A. | N. A. | N. A. | N. A. | N. A. |  | N. A. | N. A. | N. A. | N. A. | N. A. | N. A. | N. A. | N. A. | N. A. | N. A. | 0 | SUB COMPONENTS | 0 | ADDED NEW CODE NO AS PER EMAIL FROM PRATIK DTD 20DEC2018 ON 20DEC2018 | N | INSTRUMENTS |  | No | No | N. A. | N. A. | N. A. | N. A.
D0205.125 | D0205.125.04 | LOAD & NEUTRAL DRILL GUIDE 2.5MM, FOR 3.5MM SCREWS, S`RUT,STEM |  | D0205.125 | N. A. | N. A. | N. A. | N. A. | N. A. | N.A. | N. A. | N. A. | N. A. | N. A. | N. A. | PS/D0205.125.04 | N. A. | N. A. | N. A. | N. A. | N. A. | D0205.125 | N. A. | N. A. | N. A. | SEMIFINISHED GOODS | N. A. | N. A. | N. A. | N. A. | N. A. | N. A. |  | N. A. | N. A. | N. A. | N. A. | N. A. | N. A. | N. A. | N. A. | N. A. | N. A. | 0 | SUB COMPONENTS | 0 | ADDED NEW CODE NO AS PER EMAIL FROM PRATIK DTD 20DEC2018 ON 20DEC2018 | N | INSTRUMENTS |  | No | No | N. A. | N. A. | N. A. | N. A.
D0205.125 | D0205.125.05 | LOAD & NEUTRAL DRILL GUIDE 2.5MM, FOR 3.5MM SCREWS, S`RUT,BALL |  | D0205.125 | N. A. | N. A. | N. A. | N. A. | N. A. | N.A. | N. A. | N. A. | N. A. | N. A. | N. A. | PS/D0205.125.05 | N. A. | N. A. | N. A. | N. A. | N. A. | D0205.125 | N. A. | N. A. | N. A. | SEMIFINISHED GOODS | N. A. | N. A. | N. A. | N. A. | N. A. | N. A. |  | N. A. | N. A. | N. A. | N. A. | N. A. | N. A. | N. A. | N. A. | N. A. | N. A. | 0 | SUB COMPONENTS | 0 | ADDED NEW CODE NO AS PER EMAIL FROM PRATIK DTD 20DEC2018 ON 20DEC2018 | N | INSTRUMENTS |  | No | No | N. A. | N. A. | N. A. | N. A.
D0205.125 | D0205.125.06 | LOAD & NEUTRAL DRILL GUIDE 2.5MM, FOR 3.5MM SCREWS, S`RUT,SPRING |  | D0205.125 | N. A. | N. A. | N. A. | N. A. | N. A. | N.A. | N. A. | N. A. | N. A. | N. A. | N. A. | PS/D0205.125.06 | N. A. | N. A. | N. A. | N. A. | N. A. | D0205.125 | N. A. | N. A. | N. A. | SEMIFINISHED GOODS | N. A. | N. A. | N. A. | N. A. | N. A. | N. A. |  | N. A. | N. A. | N. A. | N. A. | N. A. | N. A. | N. A. | N. A. | N. A. | N. A. | 0 | SUB COMPONENTS | 0 | ADDED NEW CODE NO AS PER EMAIL FROM PRATIK DTD 20DEC2018 ON 20DEC2018 | N | INSTRUMENTS |  | No | No | N. A. | N. A. | N. A. | N. A.
D0205.125 | D0205.125.07 | LOAD & NEUTRAL DRILL GUIDE 2.5MM, FOR 3.5MM SCREWS, S`RUT,HEAD SHAFT |  | D0205.125 | N. A. | N. A. | N. A. | N. A. | N. A. | N.A. | N. A. | N. A. | N. A. | N. A. | N. A. | PS/D0205.125.07 | N. A. | N. A. | N. A. | N. A. | N. A. | D0205.125 | N. A. | N. A. | N. A. | SEMIFINISHED GOODS | N. A. | N. A. | N. A. | N. A. | N. A. | N. A. |  | N. A. | N. A. | N. A. | N. A. | N. A. | N. A. | N. A. | N. A. | N. A. | N. A. | 0 | SUB COMPONENTS | 0 | ADDED NEW CODE NO AS PER EMAIL FROM PRATIK DTD 20DEC2018 ON 20DEC2018 | N | INSTRUMENTS |  | No | No | N. A. | N. A. | N. A. | N. A.
D0205.1251 | D0205.1251 | LOAD & NEUTRAL DRILL GUIDE 2.5MM, FOR 3.5MM SCREWS, ADLER |  | D0205.1251 | 02 | 2015-05-26 | N. A. | N. A. | N. A. | QPF/D0205.1251 | 00 | 2017-01-07 | N. A. | N. A. | N. A. | PS/D0205.1251 | 00 | 2019-08-25 | N. A. | N. A. | N. A. | D0205.1251 | TF-IN | IU/5 | Class A | FINISHED GOODS | ADLER™ | LOAD & NEUTRAL DRILL GUIDE 2.5MM | FOR 3.5MM SCREWS | 17 | No | Yes |  | No | N. A. | No | N. A. | No | Yes | No | No | M. L.: MFG/MD/2022/63252 |  | 1 | ADLER PRODUCTS\ADLER GERMAN INSTRUMENTS\SMALL FRAGMENT SET | 0 | VL number changed to ML number | N | Instrument set for Bone Screws & Plates |  | No | No | Yes | No | Yes | N. A.
D0205.132 | D0205.132 | LOAD & NEUTRAL DRILL GUIDE 3.2MM, FOR 4.5MM SCREWS, S`RUT |  | D0205.132 | 02 | 2015-05-26 | N. A. | N. A. | N. A. | QPF/D0205.132 | 00 | 2017-01-07 | N. A. | N. A. | N. A. | PS/D0205.132 | 00 | 2019-08-25 | N. A. | N. A. | N. A. | D0205.132 | TF-IN | IU/5 | Class A | FINISHED GOODS | SUSHRUT™ | LOAD & NEUTRAL DRILL GUIDE | 3.2MM, FOR 4.5MM SCREWS | 17 | No | Yes |  | No | N. A. | No | N. A. | No | Yes | No | No | M. L.: MFG/MD/2022/63252 |  | 1 | SUSHRUT PRODUCTS\INTERNATIONAL INSTRUMENTS\PLATING INSTRUMENTS | 0 | VL number changed to ML number | N | Instrument set for Bone Screws & Plates |  | No | No | Yes | No | Yes | N. A.
D0205.132 | D0205.132.01 | LOAD & NEUTRAL DRILL GUIDE 3.2MM, FOR 4.5MM SCREWS, S`RUT,HANDLE |  | D0205.132 | 01 | 2014-04-26 | N. A. | N. A. | N. A. | N. A. | N. A. | N. A. | N. A. | N. A. | N. A. | PS/D0205.132.01 | 00 | 2019-08-06 | N. A. | N. A. | N. A. | D0205.132 | N. A. | N. A. | N. A. | SEMIFINISHED GOODS | N. A. | N. A. | N. A. | N. A. | N. A. | N. A. |  | N. A. | N. A. | N. A. | N. A. | N. A. | N. A. | N. A. | N. A. | N. A. | N. A. | N. A. | SUB COMPONENTS | 0 | Added new codes as per requirement from Production on 24AUG2018 (Pratik) | N | INSTRUMENTS |  | No | No | N. A. | N. A. | N. A. | N. A.
D0205.132 | D0205.132.02 | LOAD & NEUTRAL DRILL GUIDE 3.2MM, FOR 4.5MM SCREWS, S`RUT,CAP |  | D0205.132 | 01 | 2014-04-26 | N. A. | N. A. | N. A. | N. A. | N. A. | N. A. | N. A. | N. A. | N. A. | PS/D0205.132.02 | N. A. | N. A. | N. A. | N. A. | N. A. | D0205.132 | N. A. | N. A. | N. A. | SEMIFINISHED GOODS | N. A. | N. A. | N. A. | N. A. | N. A. | N. A. |  | N. A. | N. A. | N. A. | N. A. | N. A. | N. A. | N. A. | N. A. | N. A. | N. A. | N. A. | SUB COMPONENTS | 0 | Added new codes as per requirement from Production on 24AUG2018 (Pratik) | N | INSTRUMENTS |  | No | No | N. A. | N. A. | N. A. | N. A.
D0205.132 | D0205.132.03 | LOAD & NEUTRAL DRILL GUIDE 3.2MM, FOR 4.5MM SCREWS, S`RUT,ALUMINIUM CAP |  | D0205.132 | 01 | 2014-04-26 | N. A. | N. A. | N. A. | N. A. | N. A. | N. A. | N. A. | N. A. | N. A. | PS/D0205.132.03 | N. A. | N. A. | N. A. | N. A. | N. A. | D0205.132 | N. A. | N. A. | N. A. | SEMIFINISHED GOODS | N. A. | N. A. | N. A. | N. A. | N. A. | N. A. |  | N. A. | N. A. | N. A. | N. A. | N. A. | N. A. | N. A. | N. A. | N. A. | N. A. | N. A. | SUB COMPONENTS | 0 | Added new codes as per requirement from Production on 24AUG2018 (Pratik) | N | INSTRUMENTS |  | No | No | N. A. | N. A. | N. A. | N. A.
D0205.132 | D0205.132.04 | LOAD & NEUTRAL DRILL GUIDE 3.2MM, FOR 4.5MM SCREWS, S`RUT,STEM |  | D0205.132 | 01 | 2014-04-26 | N. A. | N. A. | N. A. | N. A. | N. A. | N. A. | N. A. | N. A. | N. A. | PS/D0205.132.04 | N. A. | N. A. | N. A. | N. A. | N. A. | D0205.132 | N. A. | N. A. | N. A. | SEMIFINISHED GOODS | N. A. | N. A. | N. A. | N. A. | N. A. | N. A. |  | N. A. | N. A. | N. A. | N. A. | N. A. | N. A. | N. A. | N. A. | N. A. | N. A. | N. A. | SUB COMPONENTS | 0 | Added new codes as per requirement from Production on 24AUG2018 (Pratik) | N | INSTRUMENTS |  | No | No | N. A. | N. A. | N. A. | N. A.
D0205.132 | D0205.132.05 | LOAD & NEUTRAL DRILL GUIDE 3.2MM, FOR 4.5MM SCREWS, S`RUT,BALL |  | D0205.132 | 01 | 2014-04-26 | N. A. | N. A. | N. A. | N. A. | N. A. | N. A. | N. A. | N. A. | N. A. | PS/D0205.132.05 | N. A. | N. A. | N. A. | N. A. | N. A. | D0205.132 | N. A. | N. A. | N. A. | SEMIFINISHED GOODS | N. A. | N. A. | N. A. | N. A. | N. A. | N. A. |  | N. A. | N. A. | N. A. | N. A. | N. A. | N. A. | N. A. | N. A. | N. A. | N. A. | N. A. | SUB COMPONENTS | 0 | Added new codes as per requirement from Production on 24AUG2018 (Pratik) | N | INSTRUMENTS |  | No | No | N. A. | N. A. | N. A. | N. A.
D0205.132 | D0205.132.06 | LOAD & NEUTRAL DRILL GUIDE 3.2MM, FOR 4.5MM SCREWS, S`RUT,SPRING |  | D0205.132 | 01 | 2014-04-26 | N. A. | N. A. | N. A. | N. A. | N. A. | N. A. | N. A. | N. A. | N. A. | PS/D0205.132.06 | N. A. | N. A. | N. A. | N. A. | N. A. | D0205.132 | N. A. | N. A. | N. A. | SEMIFINISHED GOODS | N. A. | N. A. | N. A. | N. A. | N. A. | N. A. |  | N. A. | N. A. | N. A. | N. A. | N. A. | N. A. | N. A. | N. A. | N. A. | N. A. | N. A. | SUB COMPONENTS | 0 | Added new codes as per requirement from Production on 24AUG2018 (Pratik) | N | INSTRUMENTS |  | No | No | N. A. | N. A. | N. A. | N. A.
D0205.1321 | D0205.1321 | LOAD & NEUTRAL DRILL GUIDE 3.2MM, FOR 4.5MM SCREWS, ADLER |  | D0205.1321 | 02 | 2015-05-26 | N. A. | N. A. | N. A. | QPF/D0205.1321 | 00 | 2017-01-07 | N. A. | N. A. | N. A. | PS/D0205.1321 | 00 | 2019-08-25 | N. A. | N. A. | N. A. | D0205.1321 | TF-IN | IU/5 | Class A | FINISHED GOODS | ADLER™ | LOAD & NEUTRAL DRILL GUIDE 3.2MM | FOR 4.5MM SCREWS | 17 | No | Yes |  | No | N. A. | No | N. A. | No | Yes | No | No | M. L.: MFG/MD/2022/63252 |  | 1 | ADLER PRODUCTS\ADLER GERMAN INSTRUMENTS\BASIC SET | 0 | VL number changed to ML number | N | Instrument set for Bone Screws & Plates |  | No | No | Yes | No | Yes | N. A.
I0557.401 | I0557.401 | ATLAS TFN INNER DRILL SLEEVE, 4MM |  | I0557.401 | 03 | 2017-02-01 | N. A. | N. A. | N. A. | QPF/I0557.401 | 01 | 2017-04-22 | N. A. | N. A. | N. A. | PS/I0557.401 | 00 | 2018-07-24 | N. A. | N. A. | N. A. | I0557.401 | TF-IN | IU/5 | Class A | FINISHED GOODS | ATLAS™ TFN | TFN Instrument | 4mm Inner Drill Sleeve | 17 | No | Yes |  | No | N. A. | No | N. A. | No | Yes | No | No | M. L.: MFG/MD/2022/63252 |  | 1 | ATLAS PRODUCTS\INSTRUMENTS | 0 | VL number changed to ML number | N | Sleeves and its attachment |  | No | No | Yes | No | Yes | N. A.
D0205.15 | D0205.15.01 | MINI DRILL SLEEVE 1.1MM, FOR 1.5MM SCREWS, S`RUT,HANDLE |  | D0205.15.01 | 00 | 2019-08-09 | N. A. | N. A. | N. A. | N.A. | N. A. | N. A. | N. A. | N. A. | N. A. | PS/D0205.15.01 | 00 | 2019-07-20 | N. A. | N. A. | N. A. | D0205.15 | N. A. | N. A. | N. A. | SEMIFINISHED GOODS | N. A. | N. A. | N. A. | N. A. | N. A. | N. A. |  | N. A. | N. A. | N. A. | N. A. | N. A. | N. A. | N. A. | N. A. | N. A. | N. A. | 0 | SUB COMPONENTS | 0 | ADDED NEW CODE NO AS PER EMAIL FROM PRATIK DTD 02FEB2019 ON 12FEB2019 | N | SUB COMPONENTS |  | No | No | N. A. | N. A. | N. A. | N. A.
D0205.15 | D0205.15.02 | MINI DRILL SLEEVE 1.1MM, FOR 1.5MM SCREWS, S`RUT,SLEEVE 1 |  | D0205.15.02 | 00 | 2019-08-09 | N. A. | N. A. | N. A. | N.A. | N. A. | N. A. | N. A. | N. A. | N. A. | PS/D0205.15.02 | 00 | 2019-07-20 | N. A. | N. A. | N. A. | D0205.15 | N. A. | N. A. | N. A. | SEMIFINISHED GOODS | N. A. | N. A. | N. A. | N. A. | N. A. | N. A. |  | N. A. | N. A. | N. A. | N. A. | N. A. | N. A. | N. A. | N. A. | N. A. | N. A. | 0 | SUB COMPONENTS | 0 | CHANGED DESCRIPTION AS PER EMAIL FROM DINESH KHAKE DTD 09AUG2019 ON 12AUG2019 | N | SUB COMPONENTS |  | No | No | N. A. | N. A. | N. A. | N. A.
D0205.15 | D0205.15.03 | MINI DRILL SLEEVE 1.1MM, FOR 1.5MM SCREWS, S`RUT,SLEEVE 2 |  | D0205.15.03 | 00 | 2019-08-09 | N. A. | N. A. | N. A. | N.A. | N. A. | N. A. | N. A. | N. A. | N. A. | PS/D0205.15.03 | N. A. | N. A. | N. A. | N. A. | N. A. | D0205.15 | N. A. | N. A. | N. A. | SEMIFINISHED GOODS | N. A. | N. A. | N. A. | N. A. | N. A. | N. A. |  | N. A. | N. A. | N. A. | N. A. | N. A. | N. A. | N. A. | N. A. | N. A. |  | 0 | SUB COMPONENTS | 0 | ADDED NEW CODE NO AS PER EMAIL FROM DINESH KHAKE DTD 09AUG2019 ON 12AUG2019 | N | SUB COMPONENTS |  | No | No | N. A. | N. A. | N. A. | N. A.
D0205.175 | D0205.175 | ADLER DIA. 1.75MM DRILL GUIDE |  | D0205.175 | 02 | 2015-05-26 | N. A. | N. A. | N. A. | QPR/D0205.175 QPF/D0205.175 | 00 | 2017-01-07 | N. A. | N. A. | N. A. | PS/D0205.175 | 00 | 2019-08-25 | N. A. | N. A. | N. A. | D0205.175 | TF-IN | IU/5 | Class A | FINISHED GOODS | ADLER™ | ADLER DIA. 1.75MM DRILL GUIDE |  | 17 | No | Yes |  | No | N. A. | No | N. A. | No | Yes | No | No | M. L.: MFG/MD/2022/63252 |  | 1 | ADLER PRODUCTS\LOCKED PLATE INSTRUMENTS | 0 | VL number changed to ML number | N | Instrument set for Bone Screws & Plates |  | No | No | Yes | No | Yes | N. A.
D0205.3528 | D0205.3528 | TAP SLEEVE/DRILL SLEEVE 3.5/2.7MM, ADLER |  | D0205.3528 | #N/A | #N/A | N. A. | N. A. | N. A. | QPF/D0205.3528 | #N/A | #N/A | #N/A | #N/A | #N/A | PS/D0205.3528 | #N/A | #N/A | #N/A | #N/A | #N/A | D0205.3528 | TF-IN | IU/5 | Class A | FINISHED GOODS | ADLER™ | TAP SLEEVE/DRILL SLEEVE 3.5/2.7MM |  | 17 | No | Yes |  | No | N. A. | No | N. A. | No | Yes | No | No | M. L.: MFG/MD/2022/63252 |  | 1 | ADLER PRODUCTS\ADLER GERMAN INSTRUMENTS\OTHER GERMAN INSTRUMENTS | 0 | VL number changed to ML number | Y | Sleeves and its attachment |  | No | No | Yes | No | Yes | N. A.
D0205.20 | D0205.20.01 | DRILL GUIDE & DRILL SLEEVE 2.0MM, S`RUT, HANDLE STRIP |  | D0205.20.01 | 02 | 2015-05-26 | N. A. | N. A. | N. A. | N. A. | 00 | 2017-01-07 | N. A. | N. A. | N. A. | PS/D0205.20.01 | 00 | 2019-08-25 | N. A. | N. A. | N. A. | D0205.20 | TF-IN | IU/5 | N. A. | SEMIFINISHED GOODS | N. A. | N. A. | N. A. | N. A. | N. A. | N. A. |  | N. A. | N. A. | N. A. | N. A. | N. A. | N. A. | N. A. | N. A. | N. A. | N. A. | 1 | SUB COMPONENTS | 0 | Added New Item Code on 23FEB2016 | N | SUB COMPONENTS |  | No | No | N. A. | N. A. | N. A. | N. A.
D0205.20 | D0205.20.02 | DRILL GUIDE & DRILL SLEEVE 2.0MM, S`RUT, DRILL GUIDE |  | D0205.20.02 | 02 | 2015-05-26 | N. A. | N. A. | N. A. | N. A. | 00 | 2017-01-07 | N. A. | N. A. | N. A. | PS/D0205.20.02 | 00 | 2019-08-25 | N. A. | N. A. | N. A. | D0205.20 | TF-IN | IU/5 | N. A. | SEMIFINISHED GOODS | N. A. | N. A. | N. A. | N. A. | N. A. | N. A. |  | N. A. | N. A. | N. A. | N. A. | N. A. | N. A. | N. A. | N. A. | N. A. | N. A. | 1 | SUB COMPONENTS | 0 | Added New Item Code on 23FEB2016 | N | SUB COMPONENTS |  | No | No | N. A. | N. A. | N. A. | N. A.
D0205.20 | D0205.20.03 | DRILL GUIDE & DRILL SLEEVE 2.0MM, S`RUT, DRILL SLEEVE |  | D0205.20.03 | 02 | 2015-05-26 | N. A. | N. A. | N. A. | N. A. | 00 | 2017-01-07 | N. A. | N. A. | N. A. | PS/D0205.20.03 | 00 | 2019-08-25 | N. A. | N. A. | N. A. | D0205.20 | TF-IN | IU/5 | N. A. | SEMIFINISHED GOODS | N. A. | N. A. | N. A. | N. A. | N. A. | N. A. |  | N. A. | N. A. | N. A. | N. A. | N. A. | N. A. | N. A. | N. A. | N. A. | N. A. | 1 | SUB COMPONENTS | 0 | Added New Item Code on 23FEB2016 | N | SUB COMPONENTS |  | No | No | N. A. | N. A. | N. A. | N. A.
D0205.3525 | D0205.3525 | TAP SLEEVE/DRILL SLEEVE 3.5/2.5MM, S`RUT |  | D0205.3525 | 00 | 2019-11-12 | N. A. | N. A. | N. A. | QPF/D0205.3525 | 00 | 2017-01-07 | N. A. | N. A. | N. A. | PS/D0205.3525 | 00 | 2019-08-25 | N. A. | N. A. | N. A. | D0205.3525 | TF-IN | IU/5 | Class A | FINISHED GOODS | SUSHRUT™ | TAP SLEEVE/DRILL SLEEVE | 3.5/2.5MM | 17 | No | Yes |  | No | N. A. | No | N. A. | No | Yes | No | No | M. L.: MFG/MD/2022/63252 |  | 1 | SUSHRUT PRODUCTS\INTERNATIONAL INSTRUMENTS\PLATING INSTRUMENTS | 0.03 | VL number changed to ML number | N | Sleeves and its attachment |  | No | No | Yes | No | Yes | N. A.
D0205.225 | D0205.225 | SS-LC-DCP DRILL GUIDE 2.5MM, FOR 3.5MM SCREW), S`RUT |  | D0205.225 | 02 | 2015-05-26 | N. A. | N. A. | N. A. | QPF/D0205.225 | 00 | 2017-01-07 | N. A. | N. A. | N. A. | PS/D0205.225 | 00 | 2019-08-25 | N. A. | N. A. | N. A. | D0205.225 | TF-IN | IU/5 | Class A | FINISHED GOODS | SUSHRUT™ | SS-LC-DCP DRILL GUIDE | 2.5MM, FOR 3.5MM SCREW | 17 | No | Yes |  | No | N. A. | No | N. A. | No | Yes | No | No | M. L.: MFG/MD/2022/63252 |  | 1 | SUSHRUT PRODUCTS\INTERNATIONAL INSTRUMENTS\PLATING INSTRUMENTS | 0.06 | VL number changed to ML number | Y | Instrument set for Bone Screws & Plates |  | No | No | Yes | No | Yes | N. A.
D0205.225 | D0205.225.01 | SS-LC-DCP DRILL GUIDE 2.5MM, FOR 3.5MM SCREW, S`RUT,HANDLE |  | D0205.225 | 00 | 2017-01-14 | N. A. | N. A. | N. A. | N.A | N. A. | N. A. | N. A. | N. A. | N. A. | PS/D0205.225.01 | 00 | 2019-10-23 | N. A. | N. A. | N. A. | D0205.225 | N. A. | N. A. | N. A. | SEMIFINISHED GOODS | N. A. | N. A. | N. A. | N. A. | N. A. | N. A. |  | N. A. | N. A. | N. A. | N. A. | N. A. | N. A. | N. A. | N. A. | N. A. |  | 0 | SUB COMPONENTS | 0 | ADDED NEW CODE NO AS PER EMAIL FROM PST DTD 27SEP2019 ON 14OCT2019 | N | SUB COMPONENTS |  | No | No | N. A. | N. A. | N. A. | N. A.
D0205.225 | D0205.225.02 | SS-LC-DCP DRILL GUIDE 2.5MM, FOR 3.5MM SCREW, S`RUT,CAP |  | D0205.225 | 00 | 2017-01-14 | N. A. | N. A. | N. A. | N.A | N. A. | N. A. | N. A. | N. A. | N. A. | PS/D0205.225.02 | 00 | 2019-10-24 | N. A. | N. A. | N. A. | D0205.225 | N. A. | N. A. | N. A. | SEMIFINISHED GOODS | N. A. | N. A. | N. A. | N. A. | N. A. | N. A. |  | N. A. | N. A. | N. A. | N. A. | N. A. | N. A. | N. A. | N. A. | N. A. |  | 0 | SUB COMPONENTS | 0 | ADDED NEW CODE NO AS PER EMAIL FROM PST DTD 27SEP2019 ON 14OCT2019 | N | SUB COMPONENTS |  | No | No | N. A. | N. A. | N. A. | N. A.
D0205.225 | D0205.225.03 | SS-LC-DCP DRILL GUIDE 2.5MM, FOR 3.5MM SCREW, S`RUT,ALUMINIUM CAP |  | D0205.225 | 00 | 2017-01-14 | N. A. | N. A. | N. A. | N.A | N. A. | N. A. | N. A. | N. A. | N. A. | PS/D0205.225.03 | 00 | 2019-10-24 | N. A. | N. A. | N. A. | D0205.225 | N. A. | N. A. | N. A. | SEMIFINISHED GOODS | N. A. | N. A. | N. A. | N. A. | N. A. | N. A. |  | N. A. | N. A. | N. A. | N. A. | N. A. | N. A. | N. A. | N. A. | N. A. |  | 0 | SUB COMPONENTS | 0 | ADDED NEW CODE NO AS PER EMAIL FROM PST DTD 27SEP2019 ON 14OCT2019 | N | SUB COMPONENTS |  | No | No | N. A. | N. A. | N. A. | N. A.
D0205.225 | D0205.225.04 | SS-LC-DCP DRILL GUIDE 2.5MM, FOR 3.5MM SCREW, S`RUT,STEM |  | D0205.225 | 00 | 2017-01-14 | N. A. | N. A. | N. A. | N.A | N. A. | N. A. | N. A. | N. A. | N. A. | PS/D0205.225.04 | 00 | 2019-10-24 | N. A. | N. A. | N. A. | D0205.225 | N. A. | N. A. | N. A. | SEMIFINISHED GOODS | N. A. | N. A. | N. A. | N. A. | N. A. | N. A. |  | N. A. | N. A. | N. A. | N. A. | N. A. | N. A. | N. A. | N. A. | N. A. |  | 0 | SUB COMPONENTS | 0 | ADDED NEW CODE NO AS PER EMAIL FROM PST DTD 27SEP2019 ON 14OCT2019 | N | SUB COMPONENTS |  | No | No | N. A. | N. A. | N. A. | N. A.
D0205.225 | D0205.225.05 | SS-LC-DCP DRILL GUIDE 2.5MM, FOR 3.5MM SCREW, S`RUT,BALL |  | D0205.225 | 00 | 2017-01-14 | N. A. | N. A. | N. A. | N.A | N. A. | N. A. | N. A. | N. A. | N. A. | PS/D0205.225.05 | 00 | 2019-10-24 | N. A. | N. A. | N. A. | D0205.225 | N. A. | N. A. | N. A. | SEMIFINISHED GOODS | N. A. | N. A. | N. A. | N. A. | N. A. | N. A. |  | N. A. | N. A. | N. A. | N. A. | N. A. | N. A. | N. A. | N. A. | N. A. |  | 0 | SUB COMPONENTS | 0 | ADDED NEW CODE NO AS PER EMAIL FROM PST DTD 27SEP2019 ON 14OCT2019 | N | SUB COMPONENTS |  | No | No | N. A. | N. A. | N. A. | N. A.
D0205.225 | D0205.225.06 | SS-LC-DCP DRILL GUIDE 2.5MM, FOR 3.5MM SCREW, S`RUT,SPRING |  | D0205.225 | 00 | 2017-01-14 | N. A. | N. A. | N. A. | N.A | N. A. | N. A. | N. A. | N. A. | N. A. | PS/D0205.225.06 | 00 | 2019-10-24 | N. A. | N. A. | N. A. | D0205.225 | N. A. | N. A. | N. A. | SEMIFINISHED GOODS | N. A. | N. A. | N. A. | N. A. | N. A. | N. A. |  | N. A. | N. A. | N. A. | N. A. | N. A. | N. A. | N. A. | N. A. | N. A. |  | 0 | SUB COMPONENTS | 0 | ADDED NEW CODE NO AS PER EMAIL FROM PST DTD 27SEP2019 ON 14OCT2019 | N | SUB COMPONENTS |  | No | No | N. A. | N. A. | N. A. | N. A.
D0205.225 | D0205.225.07 | SS-LC-DCP DRILL GUIDE 2.5MM, FOR 3.5MM SCREW), S`RUT, CAP BORING DIA.11.5mm |  | D0205.225 | 00 | 2014-01-14 | N. A. | N. A. | N. A. | N.A | N. A. | N. A. | N. A. | N. A. | N. A. | PS/D0205.225.07 | N. A. | N. A. | N. A. | N. A. | N. A. | D0205.225 | N. A. | N. A. | N. A. | SEMIFINISHED GOODS | N. A. | N. A. | N. A. | N. A. | N. A. | N. A. |  | N. A. | N. A. | N. A. | N. A. | N. A. | N. A. | N. A. | N. A. | N. A. |  | 0 | SUB COMPONENTS | 0 | ADDED NEW CODE NO AS PER EMAIL FROM PRATIK DTD 24OCT2019 ON 25OCT2019 | N | SUB COMPONENTS |  | No | No | N. A. | N. A. | N. A. | N. A.
D0205.225 | D0205.225.08 | SS-LC-DCP DRILL GUIDE 2.5MM, FOR 3.5MM SCREW), S`RUT,ALUMINIUM CAP (NEUTRAL) |  | D0205.225 | 00 | 2014-01-14 | N. A. | N. A. | N. A. | N.A | N. A. | N. A. | N. A. | N. A. | N. A. | PS/D0205.225.08 | N. A. | N. A. | N. A. | N. A. | N. A. | D0205.225 | N. A. | N. A. | N. A. | SEMIFINISHED GOODS | N. A. | N. A. | N. A. | N. A. | N. A. | N. A. |  | N. A. | N. A. | N. A. | N. A. | N. A. | N. A. | N. A. | N. A. | N. A. |  | 0 | SUB COMPONENTS | 0 | ADDED NEW CODE NO AS PER EMAIL FROM PRATIK DTD 24OCT2019 ON 25OCT2019 | N | SUB COMPONENTS |  | No | No | N. A. | N. A. | N. A. | N. A.
D0205.232 | D0205.232 | SS-LC-DCP DRILL GUIDE 3.2MM, FOR 4.5MM SCREW), S`RUT |  | D0205.232 | 02 | 2015-05-26 | N. A. | N. A. | N. A. | QPF/D0205.232 | 00 | 2017-01-07 | N. A. | N. A. | N. A. | PS/D0205.232 | 00 | 2019-08-25 | N. A. | N. A. | N. A. | D0205.232 | TF-IN | IU/5 | Class A | FINISHED GOODS | SUSHRUT™ | SS-LC-DCP DRILL GUIDE | 3.2MM, FOR 4.5MM SCREW) | 17 | No | Yes |  | No | N. A. | No | N. A. | No | Yes | No | No | M. L.: MFG/MD/2022/63252 |  | 1 | SUSHRUT PRODUCTS\INTERNATIONAL INSTRUMENTS\PLATING INSTRUMENTS | 0 | VL number changed to ML number | N | Instrument set for Bone Screws & Plates |  | No | No | Yes | No | Yes | N. A.
D0205.232 | D0205.232.01 | SS-LC-DCP DRILL GUIDE 3.2MM, FOR 4.5MM SCREW), S`RUT,HANDLE |  | D0205.232 | 00 | 2017-01-14 | N. A. | N. A. | N. A. | N.A. | N. A. | N. A. | N. A. | N. A. | N. A. | PS/D0205.232.01 | N. A. | N. A. | N. A. | N. A. | N. A. | D0205.232 | N. A. | N. A. | N. A. | SEMIFINISHED GOODS | N. A. | N. A. | N. A. | N. A. | N. A. | N. A. |  | N. A. | N. A. | N. A. | N. A. | N. A. | N. A. | N. A. | N. A. | N. A. | N. A. | 0 | SUB COMPONENTS | 0 | ADDED NEW CODE NO AS PER EMAIL FROM PRATIK DTD 20DEC2018 ON 20DEC2018 | N | INSTRUMENTS |  | No | No | N. A. | N. A. | N. A. | N. A.
D0205.232 | D0205.232.02 | SS-LC-DCP DRILL GUIDE 3.2MM, FOR 4.5MM SCREW), S`RUT,CAP |  | D0205.232 | 00 | 2017-01-14 | N. A. | N. A. | N. A. | N.A. | N. A. | N. A. | N. A. | N. A. | N. A. | PS/D0205.232.02 | N. A. | N. A. | N. A. | N. A. | N. A. | D0205.232 | N. A. | N. A. | N. A. | SEMIFINISHED GOODS | N. A. | N. A. | N. A. | N. A. | N. A. | N. A. |  | N. A. | N. A. | N. A. | N. A. | N. A. | N. A. | N. A. | N. A. | N. A. | N. A. | 0 | SUB COMPONENTS | 0 | ADDED NEW CODE NO AS PER EMAIL FROM PRATIK DTD 20DEC2018 ON 20DEC2018 | N | INSTRUMENTS |  | No | No | N. A. | N. A. | N. A. | N. A.
D0205.232 | D0205.232.03 | SS-LC-DCP DRILL GUIDE 3.2MM, FOR 4.5MM SCREW), S`RUT,ALUMINIUM CAP |  | D0205.232 | 00 | 2017-01-14 | N. A. | N. A. | N. A. | N.A. | N. A. | N. A. | N. A. | N. A. | N. A. | PS/D0205.232.03 | N. A. | N. A. | N. A. | N. A. | N. A. | D0205.232 | N. A. | N. A. | N. A. | SEMIFINISHED GOODS | N. A. | N. A. | N. A. | N. A. | N. A. | N. A. |  | N. A. | N. A. | N. A. | N. A. | N. A. | N. A. | N. A. | N. A. | N. A. | N. A. | 0 | SUB COMPONENTS | 0 | ADDED NEW CODE NO AS PER EMAIL FROM PRATIK DTD 20DEC2018 ON 20DEC2018 | N | INSTRUMENTS |  | No | No | N. A. | N. A. | N. A. | N. A.
D0205.232 | D0205.232.04 | SS-LC-DCP DRILL GUIDE 3.2MM, FOR 4.5MM SCREW), S`RUT,STEM |  | D0205.232 | 00 | 2017-01-14 | N. A. | N. A. | N. A. | N.A. | N. A. | N. A. | N. A. | N. A. | N. A. | PS/D0205.232.04 | N. A. | N. A. | N. A. | N. A. | N. A. | D0205.232 | N. A. | N. A. | N. A. | SEMIFINISHED GOODS | N. A. | N. A. | N. A. | N. A. | N. A. | N. A. |  | N. A. | N. A. | N. A. | N. A. | N. A. | N. A. | N. A. | N. A. | N. A. | N. A. | 0 | SUB COMPONENTS | 0 | ADDED NEW CODE NO AS PER EMAIL FROM PRATIK DTD 20DEC2018 ON 20DEC2018 | N | INSTRUMENTS |  | No | No | N. A. | N. A. | N. A. | N. A.
D0205.232 | D0205.232.05 | SS-LC-DCP DRILL GUIDE 3.2MM, FOR 4.5MM SCREW), S`RUT,BALL |  | D0205.232 | 00 | 2017-01-14 | N. A. | N. A. | N. A. | N.A. | N. A. | N. A. | N. A. | N. A. | N. A. | PS/D0205.232.05 | N. A. | N. A. | N. A. | N. A. | N. A. | D0205.232 | N. A. | N. A. | N. A. | SEMIFINISHED GOODS | N. A. | N. A. | N. A. | N. A. | N. A. | N. A. |  | N. A. | N. A. | N. A. | N. A. | N. A. | N. A. | N. A. | N. A. | N. A. | N. A. | 0 | SUB COMPONENTS | 0 | ADDED NEW CODE NO AS PER EMAIL FROM PRATIK DTD 20DEC2018 ON 20DEC2018 | N | INSTRUMENTS |  | No | No | N. A. | N. A. | N. A. | N. A.
D0205.232 | D0205.232.06 | SS-LC-DCP DRILL GUIDE 3.2MM, FOR 4.5MM SCREW), S`RUT,SPRING |  | D0205.232 | 00 | 2017-01-14 | N. A. | N. A. | N. A. | N.A. | N. A. | N. A. | N. A. | N. A. | N. A. | PS/D0205.232.06 | N. A. | N. A. | N. A. | N. A. | N. A. | D0205.232 | N. A. | N. A. | N. A. | SEMIFINISHED GOODS | N. A. | N. A. | N. A. | N. A. | N. A. | N. A. |  | N. A. | N. A. | N. A. | N. A. | N. A. | N. A. | N. A. | N. A. | N. A. | N. A. | 0 | SUB COMPONENTS | 0 | ADDED NEW CODE NO AS PER EMAIL FROM PRATIK DTD 20DEC2018 ON 20DEC2018 | N | INSTRUMENTS |  | No | No | N. A. | N. A. | N. A. | N. A.
D0205.26 | D0205.26 | ADLER DIA. 2.6MM DRILL GUIDE |  | D0205.26 | 02 | 2015-05-26 | N. A. | N. A. | N. A. | QPR/D0205.26 QPF/D0205.26 | 00 | 2017-01-07 | N. A. | N. A. | N. A. | PS/D0205.26 | 00 | 2019-08-25 | N. A. | N. A. | N. A. | D0205.26 | TF-IN | IU/5 | Class A | FINISHED GOODS | ADLER™ | ADLER DIA. 2.6MM DRILL GUIDE |  | 17 | No | Yes |  | No | N. A. | No | N. A. | No | Yes | No | No | M. L.: MFG/MD/2022/63252 |  | 1 | ADLER PRODUCTS\LOCKED PLATE INSTRUMENTS | 0 | VL number changed to ML number | N | Instrument set for Bone Screws & Plates |  | No | No | Yes | No | Yes | N. A.
D0205.3527 | D0205.3527 | TAP SLEEVE/DRILL SLEEVE 3.5/2.7MM, S`RUT |  | D0205.3527 | 02 | 2015-05-26 | N. A. | N. A. | N. A. | QPF/D0205.3527 | 00 | 2017-01-07 | N. A. | N. A. | N. A. | PS/D0205.3527 | 00 | 2019-08-25 | N. A. | N. A. | N. A. | D0205.3527 | TF-IN | IU/5 | Class A | FINISHED GOODS | SUSHRUT™ | TAP SLEEVE/DRILL SLEEVE | 3.5/2.7MM | 17 | No | Yes |  | No | N. A. | No | N. A. | No | Yes | No | No | M. L.: MFG/MD/2022/63252 |  | 1 | SUSHRUT PRODUCTS\INTERNATIONAL INSTRUMENTS\PLATING INSTRUMENTS | 0.01 | VL number changed to ML number | N | Sleeves and its attachment |  | No | No | Yes | No | Yes | N. A.
D0205.335 | D0205.335 | UNIVERSAL DRILL GUIDE FOR SS-LC-DCP 3.5MM, S`RUT |  | D0205.335 | 02 | 2015-05-26 | N. A. | N. A. | N. A. | QPF/D0205.335 | 00 | 2017-01-07 | N. A. | N. A. | N. A. | PS/D0205.335 | 00 | 2019-08-25 | N. A. | N. A. | N. A. | D0205.335 | TF-IN | IU/5 | Class A | FINISHED GOODS | SUSHRUT™ | UNIVERSAL DRILL GUIDE | FOR SS-LC-DCP 3.5MM | 17 | No | Yes |  | No | N. A. | No | N. A. | No | Yes | No | No | M. L.: MFG/MD/2022/63252 |  | 1 | SUSHRUT PRODUCTS\INTERNATIONAL INSTRUMENTS\PLATING INSTRUMENTS | 0.04 | VL number changed to ML number | N | Instrument set for Bone Screws & Plates |  | No | No | Yes | No | Yes | N. A.
D0205.335 | D0205.335.01 | UNIVERSAL DRILL GUIDE FOR SS-LC-DCP 3.5MM, S`RUT,PLATE |  | N.A | N. A. | N. A. | N. A. | N. A. | N. A. | N.A | N. A. | N. A. | N. A. | N. A. | N. A. | PS/D0205.335.01 | 00 | 2019-11-26 | N. A. | N. A. | N. A. | D0205.335 | N. A. | N. A. | N. A. | SEMIFINISHED GOODS | N. A. | N. A. | N. A. | N. A. | N. A. | N. A. |  | N. A. | N. A. | N. A. | N. A. | N. A. | N. A. | N. A. | N. A. | N. A. |  | 0 | SUB COMPONENTS | 0 | ADDED NEW CODE NO AS PER EMAIL FROM PST DTD 27SEP2019 ON 14OCT2019 | N | SUB COMPONENTS |  | No | No | N. A. | N. A. | N. A. | N. A.
D0205.335 | D0205.335.02 | UNIVERSAL DRILL GUIDE FOR SS-LC-DCP 3.5MM, S`RUT,SLEEVE |  | N.A | N. A. | N. A. | N. A. | N. A. | N. A. | N.A | N. A. | N. A. | N. A. | N. A. | N. A. | PS/D0205.335.02 | 00 | 2019-11-26 | N. A. | N. A. | N. A. | D0205.335 | N. A. | N. A. | N. A. | SEMIFINISHED GOODS | N. A. | N. A. | N. A. | N. A. | N. A. | N. A. |  | N. A. | N. A. | N. A. | N. A. | N. A. | N. A. | N. A. | N. A. | N. A. |  | 0 | SUB COMPONENTS | 0 | ADDED NEW CODE NO AS PER EMAIL FROM PST DTD 27SEP2019 ON 14OCT2019 | N | SUB COMPONENTS |  | No | No | N. A. | N. A. | N. A. | N. A.
D0205.335 | D0205.335.03 | UNIVERSAL DRILL GUIDE FOR SS-LC-DCP 3.5MM, S`RUT,BUSH |  | N.A | N. A. | N. A. | N. A. | N. A. | N. A. | N.A | N. A. | N. A. | N. A. | N. A. | N. A. | PS/D0205.335.03 | 00 | 2019-11-26 | N. A. | N. A. | N. A. | D0205.335 | N. A. | N. A. | N. A. | SEMIFINISHED GOODS | N. A. | N. A. | N. A. | N. A. | N. A. | N. A. |  | N. A. | N. A. | N. A. | N. A. | N. A. | N. A. | N. A. | N. A. | N. A. |  | 0 | SUB COMPONENTS | 0 | ADDED NEW CODE NO AS PER EMAIL FROM PST DTD 27SEP2019 ON 14OCT2019 | N | SUB COMPONENTS |  | No | No | N. A. | N. A. | N. A. | N. A.
D0205.335 | D0205.335.04 | UNIVERSAL DRILL GUIDE FOR SS-LC-DCP 3.5MM, S`RUT,KNURLING BUSH |  | N.A | N. A. | N. A. | N. A. | N. A. | N. A. | N.A | N. A. | N. A. | N. A. | N. A. | N. A. | PS/D0205.335.04 | 00 | 2019-11-26 | N. A. | N. A. | N. A. | D0205.335 | N. A. | N. A. | N. A. | SEMIFINISHED GOODS | N. A. | N. A. | N. A. | N. A. | N. A. | N. A. |  | N. A. | N. A. | N. A. | N. A. | N. A. | N. A. | N. A. | N. A. | N. A. |  | 0 | SUB COMPONENTS | 0 | ADDED NEW CODE NO AS PER EMAIL FROM PST DTD 27SEP2019 ON 14OCT2019 | N | SUB COMPONENTS |  | No | No | N. A. | N. A. | N. A. | N. A.
D0205.335 | D0205.335.05 | UNIVERSAL DRILL GUIDE FOR SS-LC-DCP 3.5MM, S`RUT,SURRATION SLEEVE |  | N.A | N. A. | N. A. | N. A. | N. A. | N. A. | N.A | N. A. | N. A. | N. A. | N. A. | N. A. | PS/D0205.335.05 | 00 | 2019-11-26 | N. A. | N. A. | N. A. | D0205.335 | N. A. | N. A. | N. A. | SEMIFINISHED GOODS | N. A. | N. A. | N. A. | N. A. | N. A. | N. A. |  | N. A. | N. A. | N. A. | N. A. | N. A. | N. A. | N. A. | N. A. | N. A. |  | 0 | SUB COMPONENTS | 0 | ADDED NEW CODE NO AS PER EMAIL FROM PST DTD 27SEP2019 ON 14OCT2019 | N | SUB COMPONENTS |  | No | No | N. A. | N. A. | N. A. | N. A.
D0205.335 | D0205.335.06 | UNIVERSAL DRILL GUIDE FOR SS-LC-DCP 3.5MM, S`RUT,SPRING |  | N.A | N. A. | N. A. | N. A. | N. A. | N. A. | N.A | N. A. | N. A. | N. A. | N. A. | N. A. | PS/D0205.335.06 | 00 | 2019-11-26 | N. A. | N. A. | N. A. | D0205.335 | N. A. | N. A. | N. A. | SEMIFINISHED GOODS | N. A. | N. A. | N. A. | N. A. | N. A. | N. A. |  | N. A. | N. A. | N. A. | N. A. | N. A. | N. A. | N. A. | N. A. | N. A. |  | 0 | SUB COMPONENTS | 0 | ADDED NEW CODE NO AS PER EMAIL FROM PST DTD 27SEP2019 ON 14OCT2019 | N | SUB COMPONENTS |  | No | No | N. A. | N. A. | N. A. | N. A.
D0205.345 | D0205.345 | UNIVERSAL DRILL GUIDE FOR SS-LC-DCP 4.5MM, S`RUT |  | D0205.345 | 02 | 2015-05-26 | N. A. | N. A. | N. A. | QPF/D0205.345 | 00 | 2017-01-07 | N. A. | N. A. | N. A. | PS/D0205.345 | 00 | 2020-07-25 | 2023-07-25 | N. A. | N. A. | D0205.345 | TF-IN | IU/5 | Class A | FINISHED GOODS | SUSHRUT™ | UNIVERSAL DRILL GUIDE | FOR SS-LC-DCP 4.5MM | 17 | No | Yes |  | No | N. A. | No | N. A. | No | Yes | No | No | M. L.: MFG/MD/2022/63252 |  | 1 | SUSHRUT PRODUCTS\INTERNATIONAL INSTRUMENTS\PLATING INSTRUMENTS | 0 | VL number changed to ML number | N | Instrument set for Bone Screws & Plates |  | No | No | Yes | No | Yes | N. A.
D0205.345 | D0205.345.01 | UNIVERSAL DRILL GUIDE FOR SS-LC-DCP 4.5MM, S`RUT,PLATE |  | D0205.345.01 | N. A. | N. A. | N. A. | N. A. | N. A. | N.A | N. A. | N. A. | N. A. | N. A. | N. A. | PS/D0205.345.01 | N. A. | N. A. | N. A. | N. A. | N. A. | D0205.345 | N. A. | N. A. | N. A. | SEMIFINISHED GOODS | N. A. | N. A. | N. A. | N. A. | N. A. | N. A. |  | N. A. | N. A. | N. A. | N. A. | N. A. | N. A. | N. A. | N. A. | N. A. |  | 0 | SUB COMPONENTS | 0 | ADDED NEW CODE NO AS PER EMAIL FROM PST DTD 27SEP2019 ON 14OCT2019 | N | SUB COMPONENTS |  | No | No | N. A. | N. A. | N. A. | N. A.
D0205.345 | D0205.345.02 | UNIVERSAL DRILL GUIDE FOR SS-LC-DCP 4.5MM, S`RUT,SLEEVE |  | D0205.345.02 | N. A. | N. A. | N. A. | N. A. | N. A. | N.A | N. A. | N. A. | N. A. | N. A. | N. A. | PS/D0205.345.02 | N. A. | N. A. | N. A. | N. A. | N. A. | D0205.345 | N. A. | N. A. | N. A. | SEMIFINISHED GOODS | N. A. | N. A. | N. A. | N. A. | N. A. | N. A. |  | N. A. | N. A. | N. A. | N. A. | N. A. | N. A. | N. A. | N. A. | N. A. |  | 0 | SUB COMPONENTS | 0 | ADDED NEW CODE NO AS PER EMAIL FROM PST DTD 27SEP2019 ON 14OCT2019 | N | SUB COMPONENTS |  | No | No | N. A. | N. A. | N. A. | N. A.
D0205.345 | D0205.345.03 | UNIVERSAL DRILL GUIDE FOR SS-LC-DCP 4.5MM, S`RUT,BUSH |  | D0205.345.03 | N. A. | N. A. | N. A. | N. A. | N. A. | N.A | N. A. | N. A. | N. A. | N. A. | N. A. | PS/D0205.345.03 | N. A. | N. A. | N. A. | N. A. | N. A. | D0205.345 | N. A. | N. A. | N. A. | SEMIFINISHED GOODS | N. A. | N. A. | N. A. | N. A. | N. A. | N. A. |  | N. A. | N. A. | N. A. | N. A. | N. A. | N. A. | N. A. | N. A. | N. A. |  | 0 | SUB COMPONENTS | 0 | ADDED NEW CODE NO AS PER EMAIL FROM PST DTD 27SEP2019 ON 14OCT2019 | N | SUB COMPONENTS |  | No | No | N. A. | N. A. | N. A. | N. A.
D0205.345 | D0205.345.04 | UNIVERSAL DRILL GUIDE FOR SS-LC-DCP 4.5MM, S`RUT,KNURLING |  | D0205.345.04 | N. A. | N. A. | N. A. | N. A. | N. A. | N.A | N. A. | N. A. | N. A. | N. A. | N. A. | PS/D0205.345.04 | N. A. | N. A. | N. A. | N. A. | N. A. | D0205.345 | N. A. | N. A. | N. A. | SEMIFINISHED GOODS | N. A. | N. A. | N. A. | N. A. | N. A. | N. A. |  | N. A. | N. A. | N. A. | N. A. | N. A. | N. A. | N. A. | N. A. | N. A. |  | 0 | SUB COMPONENTS | 0 | ADDED NEW CODE NO AS PER EMAIL FROM PST DTD 27SEP2019 ON 14OCT2019 | N | SUB COMPONENTS |  | No | No | N. A. | N. A. | N. A. | N. A.
D0205.345 | D0205.345.05 | UNIVERSAL DRILL GUIDE FOR SS-LC-DCP 4.5MM, S`RUT,SURRETION SLEEVE |  | D0205.345.05 | N. A. | N. A. | N. A. | N. A. | N. A. | N.A | N. A. | N. A. | N. A. | N. A. | N. A. | PS/D0205.345.05 | N. A. | N. A. | N. A. | N. A. | N. A. | D0205.345 | N. A. | N. A. | N. A. | SEMIFINISHED GOODS | N. A. | N. A. | N. A. | N. A. | N. A. | N. A. |  | N. A. | N. A. | N. A. | N. A. | N. A. | N. A. | N. A. | N. A. | N. A. |  | 0 | SUB COMPONENTS | 0 | ADDED NEW CODE NO AS PER EMAIL FROM PST DTD 27SEP2019 ON 14OCT2019 | N | SUB COMPONENTS |  | No | No | N. A. | N. A. | N. A. | N. A.
D0205.345 | D0205.345.06 | UNIVERSAL DRILL GUIDE FOR SS-LC-DCP 4.5MM, S`RUT,SPRING |  | D0205.345.06 | N. A. | N. A. | N. A. | N. A. | N. A. | N.A | N. A. | N. A. | N. A. | N. A. | N. A. | PS/D0205.345.06 | N. A. | N. A. | N. A. | N. A. | N. A. | D0205.345 | N. A. | N. A. | N. A. | SEMIFINISHED GOODS | N. A. | N. A. | N. A. | N. A. | N. A. | N. A. |  | N. A. | N. A. | N. A. | N. A. | N. A. | N. A. | N. A. | N. A. | N. A. |  | 0 | SUB COMPONENTS | 0 | ADDED NEW CODE NO AS PER EMAIL FROM PST DTD 27SEP2019 ON 14OCT2019 | N | SUB COMPONENTS |  | No | No | N. A. | N. A. | N. A. | N. A.
D0205.45 | D0205.45 | TAP SLEEVE CUM DRILL SLEEVE 4.5MM, S`RUT |  | D0205.45 | 02 | 2015-05-26 | N. A. | N. A. | N. A. | QPF/D0205.45 | 00 | 2017-01-07 | N. A. | N. A. | N. A. | PS/D0205.45 | 00 | 2019-08-25 | N. A. | N. A. | N. A. | D0205.45 | TF-IN | IU/5 | Class A | FINISHED GOODS | SUSHRUT™ | TAP SLEEVE CUM DRILL SLEEVE | 4.5MM | 17 | No | Yes |  | No | N. A. | No | N. A. | No | Yes | No | No | M. L.: MFG/MD/2022/63252 |  | 1 | SUSHRUT PRODUCTS\INTERNATIONAL INSTRUMENTS\PLATING INSTRUMENTS | 0.05 | VL number changed to ML number | N | Sleeves and its attachment |  | No | No | Yes | No | Yes | N. A.
D0205.35 | D0205.35.01 | TAP SLEEVE 3.5MM ALSO DRILL SLEEVE 3.2MM, S`RUT,HANDLE |  | D0205.35 | 01 | 2014-02-02 | N. A. | N. A. | N. A. | N.A. | N. A. | N. A. | N. A. | N. A. | N. A. | PS/D0205.35.01 | 00 | 2019-04-23 | N. A. | N. A. | N. A. | D0205.35 | N. A. | N. A. | N. A. | SEMIFINISHED GOODS | N. A. | N. A. | N. A. | N. A. | N. A. | N. A. |  | N. A. | N. A. | N. A. | N. A. | N. A. | N. A. | N. A. | N. A. | N. A. | N. A. | 0 | SUB COMPONENTS | 0 | ADDED NEW CODE NO AS PER EMAIL FROM PRATIK DTD 30DEC2018 ON 08JAN2019 | N | SUB COMPONENTS |  | No | No | N. A. | N. A. | N. A. | N. A.
D0205.35 | D0205.35.02 | TAP SLEEVE 3.5MM ALSO DRILL SLEEVE 3.2MM, S`RUT,SLEEVE |  | D0205.35 | 01 | 2014-02-02 | N. A. | N. A. | N. A. | N.A. | N. A. | N. A. | N. A. | N. A. | N. A. | PS/D0205.35.02 | 00 | 2019-04-23 | N. A. | N. A. | N. A. | D0205.35 | N. A. | N. A. | N. A. | SEMIFINISHED GOODS | N. A. | N. A. | N. A. | N. A. | N. A. | N. A. |  | N. A. | N. A. | N. A. | N. A. | N. A. | N. A. | N. A. | N. A. | N. A. | N. A. | 0 | SUB COMPONENTS | 0 | ADDED NEW CODE NO AS PER EMAIL FROM PRATIK DTD 30DEC2018 ON 08JAN2019 | N | SUB COMPONENTS |  | No | No | N. A. | N. A. | N. A. | N. A.
D0205.35 | D0205.35 | TAP SLEEVE 3.5MM ALSO DRILL SLEEVE 3.2MM, S`RUT |  | D0205.35 | 02 | 2015-05-26 | N. A. | N. A. | N. A. | QPF/D0205.35 | 00 | 2017-01-07 | N. A. | N. A. | N. A. | PS/D0205.35 | 00 | 2019-08-25 | N. A. | N. A. | N. A. | D0205.35 | TF-IN | IU/5 | Class A | FINISHED GOODS | SUSHRUT™ | TAP SLEEVE 3.5MM ALSO DRILL SLEEVE 3.2MM |  | 17 | No | Yes |  | No | N. A. | No | N. A. | No | Yes | No | No | M. L.: MFG/MD/2022/63252 |  | 1 | SUSHRUT PRODUCTS\INTERNATIONAL INSTRUMENTS\PLATING INSTRUMENTS | 0 | VL number changed to ML number | N | Sleeves and its attachment |  | No | No | Yes | No | Yes | N. A.
D0205.65 | D0205.65 | TAP SLEEVE Ø6.5MM, S`RUT |  | D0205.65 | 02 | 2015-05-26 | N. A. | N. A. | N. A. | QPF/D0205.65 | 00 | 2017-01-07 | N. A. | N. A. | N. A. | PS/D0205.65 | 00 | 2019-08-25 | N. A. | N. A. | N. A. | D0205.65 | TF-IN | IU/5 | Class A | FINISHED GOODS | SUSHRUT™ | TAP SLEEVE | 6.5MM | 17 | No | Yes |  | No | N. A. | No | N. A. | No | Yes | No | No | M. L.: MFG/MD/2022/63252 |  | 1 | SUSHRUT PRODUCTS\INTERNATIONAL INSTRUMENTS\PLATING INSTRUMENTS | 0.04 | VL number changed to ML number | Y | Sleeves and its attachment |  | No | No | Yes | No | Yes | N. A.
D0205.351 | D0205.351 | TAP / DRILL SLEEVE 3.5MM, ADLER |  | D0205.351 | #N/A | #N/A | N. A. | N. A. | N. A. | QPF/D0205.351 | #N/A | #N/A | #N/A | #N/A | #N/A | PS/D0205.351 | #N/A | #N/A | #N/A | #N/A | #N/A | D0205.351 | TF-IN | IU/5 | Class A | FINISHED GOODS | ADLER™ | TAP / DRILL SLEEVE 3.5MM |  | 17 | No | Yes |  | No | N. A. | No | N. A. | No | Yes | No | No | M. L.: MFG/MD/2022/63252 |  | 1 | ADLER PRODUCTS\ADLER GERMAN INSTRUMENTS\OTHER GERMAN INSTRUMENTS | 0 | VL number changed to ML number | Y | Sleeves and its attachment |  | No | No | Yes | No | Yes | N. A.
D0205.3525 | D0205.3525.01 | TAP SLEEVE/DRILL SLEEVE 3.5/2.5MM, S`RUT,BODY |  | D0205.3525.01 | 00 | 2019-11-12 | N. A. | N. A. | N. A. | N.A. | N. A. | N. A. | N. A. | N. A. | N. A. | PS/D0205.3525.01 | 00 | 2019-09-26 | 2022-09-26 | N. A. | N. A. | D0205.3525 | N. A. | N. A. | N. A. | SEMIFINISHED GOODS | N. A. | N. A. | N. A. | N. A. | N. A. | N. A. |  | N. A. | N. A. | N. A. | N. A. | N. A. | N. A. | N. A. | N. A. | N. A. | N. A. | 0 | SUB COMPONENTS | 0 | ADDED NEW CODE NO AS PER EMAIL FROM PRATIK DTD 30DEC2018 ON 08JAN2019 | N | SUB COMPONENTS |  | No | No | N. A. | N. A. | N. A. | N. A.
D0205.3525 | D0205.3525.02 | TAP SLEEVE/DRILL SLEEVE 3.5/2.5MM, S`RUT,SLEEVE 1 |  | D0205.3525.02 | 00 | 2019-11-12 | N. A. | N. A. | N. A. | N.A. | N. A. | N. A. | N. A. | N. A. | N. A. | PS/D0205.3525.02 | 00 | 2019-09-27 | 2022-09-27 | N. A. | N. A. | D0205.3525 | N. A. | N. A. | N. A. | SEMIFINISHED GOODS | N. A. | N. A. | N. A. | N. A. | N. A. | N. A. |  | N. A. | N. A. | N. A. | N. A. | N. A. | N. A. | N. A. | N. A. | N. A. | N. A. | 0 | SUB COMPONENTS | 0 | ADDED NEW CODE NO AS PER EMAIL FROM PRATIK DTD 30DEC2018 ON 08JAN2019 | N | SUB COMPONENTS |  | No | No | N. A. | N. A. | N. A. | N. A.
D0205.3525 | D0205.3525.03 | TAP SLEEVE/DRILL SLEEVE 3.5/2.5MM, S`RUT,SLEEVE 2 |  | D0205.3525.03 | 00 | 2019-11-12 | N. A. | N. A. | N. A. | N.A. | N. A. | N. A. | N. A. | N. A. | N. A. | PS/D0205.3525.03 | 00 | 2019-09-27 | 2022-09-27 | N. A. | N. A. | D0205.3525 | N. A. | N. A. | N. A. | SEMIFINISHED GOODS | N. A. | N. A. | N. A. | N. A. | N. A. | N. A. |  | N. A. | N. A. | N. A. | N. A. | N. A. | N. A. | N. A. | N. A. | N. A. | N. A. | 0 | SUB COMPONENTS | 0 | ADDED NEW CODE NO AS PER EMAIL FROM PRATIK DTD 30DEC2018 ON 08JAN2019 | N | SUB COMPONENTS |  | No | No | N. A. | N. A. | N. A. | N. A.
734 | G2001.3520 | SLEEVE FOR TRIPLE TROCAR OD 3.5MM, ID 2.0MM, LENGTH 60MM, ADLER |  | G2001.00 | N. A. | N. A. | N. A. | N. A. | N. A. | QPF/734 | N. A. | N. A. | N. A. | N. A. | N. A. | PS/734 | N. A. | N. A. | N. A. | N. A. | N. A. | 201 | TF-IN | IU/5 | Class A | FINISHED GOODS | ADLER™ | SLEEVE FOR TRIPLE TROCAR | OD 3.5MM, ID 2.0MM, LENGTH 60MM | 17 | No | Yes |  | No | N. A. | No | N. A. | No | Yes | No | No | M. L.: MFG/MD/2022/63252 |  | 1 | ADLER PRODUCTS\EXTERNAL FIXATORS, ADLER\OTHER COMPONENTS AND INSTRUMENTS | 0 | VL number changed to ML number | N | Sleeves and its attachment |  | No | No | Yes | No | Yes | N. A.
733 | G2001.3525 | SLEEVE FOR TRIPLE TROCAR OD 3.5MM, ID 2.5MM, LENGTH 60MM, ADLER |  | G2001.00 | N. A. | N. A. | N. A. | N. A. | N. A. | QPF/733 | N. A. | N. A. | N. A. | N. A. | N. A. | PS/733 | N. A. | N. A. | N. A. | N. A. | N. A. | 201 | TF-IN | IU/5 | Class A | FINISHED GOODS | ADLER™ | SLEEVE FOR TRIPLE TROCAR | OD 3.5MM, ID 2.5MM, LENGTH 60MM | 17 | No | Yes |  | No | N. A. | No | N. A. | No | Yes | No | No | M. L.: MFG/MD/2022/63252 |  | 1 | ADLER PRODUCTS\EXTERNAL FIXATORS, ADLER\OTHER COMPONENTS AND INSTRUMENTS | 0 | VL number changed to ML number | N | Sleeves and its attachment |  | No | No | Yes | No | Yes | N. A.
732 | G2001.5035 | SLEEVE FOR TRIPLE TROCAR OD 5.0MM, ID 3.5MM, LENGTH 60MM, ADLER |  | G2001.00 | N. A. | N. A. | N. A. | N. A. | N. A. | QPF/732 | N. A. | N. A. | N. A. | N. A. | N. A. | PS/732 | N. A. | N. A. | N. A. | N. A. | N. A. | 201 | TF-IN | IU/5 | Class A | FINISHED GOODS | ADLER™ | SLEEVE FOR TRIPLE TROCAR | OD 5.0MM, ID 3.5MM, LENGTH 60MM | 17 | No | Yes |  | No | N. A. | No | N. A. | No | Yes | No | No | M. L.: MFG/MD/2022/63252 |  | 1 | ADLER PRODUCTS\EXTERNAL FIXATORS, ADLER\OTHER COMPONENTS AND INSTRUMENTS | 0.0048 | VL number changed to ML number | N | Sleeves and its attachment |  | No | No | Yes | No | Yes | N. A.
D0205.45 | D0205.45.01 | TAP SLEEVE CUM DRILL SLEEVE 4.5MM, S`RUT,SLEEVE |  | D0205.45 | N. A. | N. A. | N. A. | N. A. | N. A. | N. A. | N. A. | N. A. | N. A. | N. A. | N. A. | PS/D0205.45.01 | 00 | 2020-09-20 | 2023-09-18 | N. A. | N. A. | D0205.45.01 | N. A. | N. A. | N. A. | SEMIFINISHED GOODS | N. A. | N. A. | N. A. | N. A. | N. A. | N. A. |  | N. A. | N. A. | N. A. | N. A. | N. A. | N. A. | N. A. | N. A. | N. A. | N. A. | 0 | SUB COMPONENTS | 0 | ADDED NEW CODE NO AS PER EMAIL FROM PRATIK DTD 05DEC2018 ON 20DEC2018 | N | INSTRUMENTS |  | No | No | N. A. | N. A. | N. A. | N. A.
D0205.45 | D0205.45.02 | TAP SLEEVE CUM DRILL SLEEVE 4.5MM, S`RUT,HANDLE |  | D0205.45 | N. A. | N. A. | N. A. | N. A. | N. A. | N. A. | N. A. | N. A. | N. A. | N. A. | N. A. | PS/D0205.45.02 | 00 | 2020-09-20 | 2023-09-18 | N. A. | N. A. | D0205.45.02 | N. A. | N. A. | N. A. | SEMIFINISHED GOODS | N. A. | N. A. | N. A. | N. A. | N. A. | N. A. |  | N. A. | N. A. | N. A. | N. A. | N. A. | N. A. | N. A. | N. A. | N. A. | N. A. | 0 | SUB COMPONENTS | 0 | ADDED NEW CODE NO AS PER EMAIL FROM PRATIK DTD 05DEC2018 ON 20DEC2018 | N | INSTRUMENTS |  | No | No | N. A. | N. A. | N. A. | N. A.
D0205.45 | D0205.45.03 | TAP SLEEVE CUM DRILL SLEEVE 4.5MM, S`RUT,CAP |  | D0205.45 | N. A. | N. A. | N. A. | N. A. | N. A. | N. A. | N. A. | N. A. | N. A. | N. A. | N. A. | PS/D0205.45.03 | N. A. | N. A. | N. A. | N. A. | N. A. | D0205.45.03 | N. A. | N. A. | N. A. | SEMIFINISHED GOODS | N. A. | N. A. | N. A. | N. A. | N. A. | N. A. |  | N. A. | N. A. | N. A. | N. A. | N. A. | N. A. | N. A. | N. A. | N. A. | N. A. | 0 | SUB COMPONENTS | 0 | ADDED NEW CODE NO AS PER EMAIL FROM PRATIK DTD 05DEC2018 ON 20DEC2018 | N | INSTRUMENTS |  | No | No | N. A. | N. A. | N. A. | N. A.
971 | D1010.1108 | PROTECTION SLEEVE 11.0/8.0, ADLER |  | D1010.1108 | 04 | 2015-07-14 | N. A. | N. A. | N. A. | QPF/971 | N. A. | N. A. | N. A. | N. A. | N. A. | PS/971 | 00 | 2000-12-05 | N. A. | N. A. | N. A. | 289 | TF-IN | IU/5 | Class A | FINISHED GOODS | ADLER™ | PROTECTION SLEEVE | 11.0/8.0MM | 17 | No | Yes |  | No | N. A. | No | N. A. | No | Yes | No | No | M. L.: MFG/MD/2022/63252 |  | 1 | ADLER PRODUCTS\INSTRUMENTS \OTHER INSTRUMENTS, ADLER | 0 | VL number changed to ML number | N | Sleeves and its attachment |  | No | No | Yes | No | Yes | N. A.
I0505.80 | I0505.80 | ATLAS PROTECTION SLEEVE 8.0MM FOR FEMUR / TIBIA NAILS |  | I0505.80 | 02 | 2018-06-27 | N. A. | N. A. | N. A. | QPF/I0505.80 | 00 | 2014-01-22 | N. A. | N. A. | N. A. | PS/I0505.80 | 00 | 2018-08-25 | 2021-08-24 | N. A. | N. A. | I0505.80 | TF-IN | IU/5 | Class A | FINISHED GOODS | ATLAS™ | PROTECTION SLEEVE | 8.0MM FOR FEMUR / TIBIA NAILS | 17 | No | Yes |  | No | N. A. | No | N. A. | No | Yes | No | No | M. L.: MFG/MD/2022/63252 |  | 1 | SUSHRUT PRODUCTS\ATLAS NAILING SYSTEM\ATLAS INSTRUMENTS | 0 | VL number changed to ML number | N | Sleeves and its attachment |  | No | No | Yes | No | Yes | N. A.
D0207.011 | D0207.011 | DEPTH GAUGE FOR MINI SCREW STAINLESS STEEL, S`RUT |  | D0207.011 | 00 | 2015-11-26 | N. A. | N. A. | N. A. | QPF/D0207.011 | 00 | 2017-05-05 | N. A. | N. A. | N. A. | PS/D0207.011 | 00 | 2019-07-13 | N. A. | N. A. | N. A. | D0207.011 | TF-IN | IU/5 | Class A | FINISHED GOODS | SUSHRUT™ | DEPTH GAUGE | FOR MINI SCREW STAINLESS STEEL | 17 | No | Yes |  | No | N. A. | No | N. A. | No | Yes | No | No | M. L.: MFG/MD/2022/63252 |  | 1 | SUSHRUT PRODUCTS\INTERNATIONAL INSTRUMENTS\PLATING INSTRUMENTS | 0 | VL number changed to ML number | N | Depth gauge |  | No | No | Yes | No | Yes | N. A.
D0207.011 | D0207.011.01 | DEPTH GAUGE FOR MINI SCREW STAINLESS STEEL, S`RUT,BODY |  | D0207.011 | 00 | 2015-11-28 | N. A. | N. A. | N. A. | N.A. | N. A. | N. A. | N. A. | N. A. | N. A. | PS/D0207.011.01 | 00 | 2019-11-01 | N. A. | N. A. | N. A. | D0207.011 | TF-IN | IU/5 | N. A. | SEMIFINISHED GOODS | N. A. | N. A. | N. A. | N. A. | N. A. | N. A. |  | N. A. | N. A. | N. A. | N. A. | N. A. | N. A. | N. A. | N. A. | N. A. | N. A. | 0 | SUB COMPONENTS | 0 | ADDED NEW CODE AS PER EMAIL FROM PRATIK DTD 30APR2019 ON 28MAY2019 | N | SUB COMPONENTS |  | No | No | N. A. | N. A. | N. A. | N. A.
D0207.011 | D0207.011.02 | DEPTH GAUGE FOR MINI SCREW STAINLESS STEEL, S`RUT,HANDLE |  | D0207.011 | 00 | 2015-11-28 | N. A. | N. A. | N. A. | N.A. | N. A. | N. A. | N. A. | N. A. | N. A. | PS/D0207.011.02 | 00 | 2019-11-01 | N. A. | N. A. | N. A. | D0207.011 | TF-IN | IU/5 | N. A. | SEMIFINISHED GOODS | N. A. | N. A. | N. A. | N. A. | N. A. | N. A. |  | N. A. | N. A. | N. A. | N. A. | N. A. | N. A. | N. A. | N. A. | N. A. | N. A. | 0 | SUB COMPONENTS | 0 | ADDED NEW CODE AS PER EMAIL FROM PRATIK DTD 30APR2019 ON 28MAY2019 | N | SUB COMPONENTS |  | No | No | N. A. | N. A. | N. A. | N. A.
D0207.011 | D0207.011.03 | DEPTH GAUGE FOR MINI SCREW STAINLESS STEEL, S`RUT,PLUNGER |  | D0207.011 | 00 | 2015-11-28 | N. A. | N. A. | N. A. | N.A. | N. A. | N. A. | N. A. | N. A. | N. A. | PS/D0207.011.03 | 00 | 2020-09-20 | 2020-09-19 | N. A. | N. A. | D0207.011 | TF-IN | IU/5 | N. A. | SEMIFINISHED GOODS | N. A. | N. A. | N. A. | N. A. | N. A. | N. A. |  | N. A. | N. A. | N. A. | N. A. | N. A. | N. A. | N. A. | N. A. | N. A. | N. A. | 0 | SUB COMPONENTS | 0 | ADDED NEW CODE AS PER EMAIL FROM PRATIK DTD 30APR2019 ON 28MAY2019 | N | SUB COMPONENTS |  | No | No | N. A. | N. A. | N. A. | N. A.
D0207.011 | D0207.011.04 | DEPTH GAUGE FOR MINI SCREW STAINLESS STEEL, S`RUT,TIP |  | D0207.011 | 00 | 2015-11-28 | N. A. | N. A. | N. A. | N.A. | N. A. | N. A. | N. A. | N. A. | N. A. | PS/D0207.011.04 | 00 | 2020-09-20 | 2020-09-19 | N. A. | N. A. | D0207.011 | TF-IN | IU/5 | N. A. | SEMIFINISHED GOODS | N. A. | N. A. | N. A. | N. A. | N. A. | N. A. |  | N. A. | N. A. | N. A. | N. A. | N. A. | N. A. | N. A. | N. A. | N. A. | N. A. | 0 | SUB COMPONENTS | 0 | ADDED NEW CODE AS PER EMAIL FROM PRATIK DTD 30APR2019 ON 28MAY2019 | N | SUB COMPONENTS |  | No | No | N. A. | N. A. | N. A. | N. A.
D0207.011 | D0207.011.05 | DEPTH GAUGE FOR MINI SCREW STAINLESS STEEL, S`RUT, TIP PROTECTION CAP |  | D0207.011 | 00 | 2015-11-28 | N. A. | N. A. | N. A. | N.A. | N. A. | N. A. | N. A. | N. A. | N. A. | PS/D0207.011.05 | 00 | 2019-11-21 | N. A. | N. A. | N. A. | D0207.011 | TF-IN | IU/5 | N. A. | SEMIFINISHED GOODS | N. A. | N. A. | N. A. | N. A. | N. A. | N. A. |  | N. A. | N. A. | N. A. | N. A. | N. A. | N. A. | N. A. | N. A. | N. A. | N. A. | 0 | SUB COMPONENTS | 0 | ADDED NEW CODE NO AS PER EMAIL FROM PRATIK DTD 01NOV2019 ON 24NOV2019 | N | SUB COMPONENTS |  | No | No | N. A. | N. A. | N. A. | N. A.
D0207.012 | D0207.012 | DEPTH GAUGE FOR MINI SCREWS, ADLER |  | D0207.012 | 00 | 2015-11-26 | N. A. | N. A. | N. A. | QPF/D0207.012 | 00 | 2017-05-05 | N. A. | N. A. | N. A. | PS/D0207.012 | 00 | 2019-07-13 | N. A. | N. A. | N. A. | D0207.012 | TF-IN | IU/5 | Class A | FINISHED GOODS | ADLER™ | DEPTH GAUGE FOR MINI SCREWS |  | 17 | No | Yes |  | No | N. A. | No | N. A. | No | Yes | No | No | M. L.: MFG/MD/2022/63252 |  | 1 | ADLER PRODUCTS\ADLER GERMAN INSTRUMENTS\MINI FRAGMENT SET | 0 | VL number changed to ML number | N | Depth gauge |  | No | No | Yes | No | Yes | N. A.
D0207.021 | D0207.021 | DEPTH GAUGE FOR SMALL SCREWS STAINLESS STEEL |  | D0207.021 | 00 | 2015-11-26 | N. A. | N. A. | N. A. | QPF/D0207.021 | 00 | 2017-05-05 | N. A. | N. A. | N. A. | PS/D0207.021 | 00 | 2019-07-13 | N. A. | N. A. | N. A. | D0207.021 | TF-IN | IU/5 | Class A | FINISHED GOODS | SUSHRUT™ | DEPTH GAUGE | FOR SMALL SCREWS | 17 | No | Yes |  | No | N. A. | No | N. A. | No | Yes | No | No | M. L.: MFG/MD/2022/63252 |  | 1 | SUSHRUT PRODUCTS\INTERNATIONAL INSTRUMENTS\PLATING INSTRUMENTS | 0 | VL number changed to ML number | N | Depth gauge |  | No | No | Yes | No | Yes | N. A.
D0207.021 | D0207.021.01 | DEPTH GAUGE FOR SMALL SCREW STAINLESS STEEL, S`RUT, PLUNGER TIP SUB ASSEMBLY |  | D0207.021.01 | 00 | 2015-11-26 | N. A. | N. A. | N. A. | N. A. | N. A. | N. A. | N. A. | N. A. | N. A. | PS/D0207.021.01 | 00 | 2019-07-13 | N. A. | N. A. | N. A. | D0207.021 | TF-IN | IU/5 | N. A. | SEMIFINISHED GOODS | N. A. | N. A. | N. A. | N. A. | N. A. | N. A. |  | N. A. | N. A. | N. A. | N. A. | N. A. | N. A. | N. A. | N. A. | N. A. | N. A. | 1 | SUB COMPONENTS | 0 | Added New Item Code on 23FEB2016 | N | SUB COMPONENTS |  | No | No | N. A. | N. A. | N. A. | N. A.
D0207.021 | D0207.021.01.01 | DEPTH GAUGE FOR SMALL SCREW STAINLESS STEEL, S`RUT, PLUNGER |  | D0207.021.01.01 | 00 | 2015-11-26 | N. A. | N. A. | N. A. | N. A. | N. A. | N. A. | N. A. | N. A. | N. A. | PS/D0207.021.01.01 | 00 | 2019-07-13 | N. A. | N. A. | N. A. | D0207.021 | TF-IN | IU/5 | N. A. | SEMIFINISHED GOODS | N. A. | N. A. | N. A. | N. A. | N. A. | N. A. |  | N. A. | N. A. | N. A. | N. A. | N. A. | N. A. | N. A. | N. A. | N. A. | N. A. | 1 | SUB COMPONENTS | 0 | Added New Item Code on 23FEB2016 | N | SUB COMPONENTS |  | No | No | N. A. | N. A. | N. A. | N. A.
D0207.021 | D0207.021.01.02 | DEPTH GAUGE FOR SMALL SCREW STAINLESS STEEL, S`RUT, SHAFT WITH TIP |  | D0207.021.01.02 | 00 | 2015-11-26 | N. A. | N. A. | N. A. | N. A. | N. A. | N. A. | N. A. | N. A. | N. A. | PS/D0207.021.01.02 | 00 | 2019-07-13 | N. A. | N. A. | N. A. | D0207.021 | TF-IN | IU/5 | N. A. | SEMIFINISHED GOODS | N. A. | N. A. | N. A. | N. A. | N. A. | N. A. |  | N. A. | N. A. | N. A. | N. A. | N. A. | N. A. | N. A. | N. A. | N. A. | N. A. | 1 | SUB COMPONENTS | 0 | Added New Item Code on 23FEB2016 | N | SUB COMPONENTS |  | No | No | N. A. | N. A. | N. A. | N. A.
D0207.021 | D0207.021.01.03 | DEPTH GAUGE FOR SMALL SCREW STAINLESS STEEL, S`RUT, COMPRESSION SPRING |  | D0207.021.01.03 | 00 | 2015-11-26 | N. A. | N. A. | N. A. | N. A. | N. A. | N. A. | N. A. | N. A. | N. A. | PS/D0207.021.01.03 | 00 | 2019-07-13 | N. A. | N. A. | N. A. | D0207.021 | TF-IN | IU/5 | N. A. | SEMIFINISHED GOODS | N. A. | N. A. | N. A. | N. A. | N. A. | N. A. |  | N. A. | N. A. | N. A. | N. A. | N. A. | N. A. | N. A. | N. A. | N. A. | N. A. | 1 | SUB COMPONENTS | 0 | Added New Item Code on 23FEB2016 | N | SUB COMPONENTS |  | No | No | N. A. | N. A. | N. A. | N. A.
D0207.021 | D0207.021.01.04 | DEPTH GAUGE FOR SMALL SCREW STAINLESS STEEL, S`RUT, BALL |  | D0207.021.01.04 | 00 | 2015-11-26 | N. A. | N. A. | N. A. | N. A. | N. A. | N. A. | N. A. | N. A. | N. A. | PS/D0207.021.01.04 | 00 | 2019-07-13 | N. A. | N. A. | N. A. | D0207.021 | TF-IN | IU/5 | N. A. | SEMIFINISHED GOODS | N. A. | N. A. | N. A. | N. A. | N. A. | N. A. |  | N. A. | N. A. | N. A. | N. A. | N. A. | N. A. | N. A. | N. A. | N. A. | N. A. | 1 | SUB COMPONENTS | 0 | Added New Item Code on 23FEB2016 | N | SUB COMPONENTS |  | No | No | N. A. | N. A. | N. A. | N. A.
D0207.021 | D0207.021.02 | DEPTH GAUGE FOR SMALL SCREW STAINLESS STEEL, S`RUT, TIP GUIDE SLEEVE |  | D0207.021.02 | 00 | 2015-11-26 | N. A. | N. A. | N. A. | N. A. | N. A. | N. A. | N. A. | N. A. | N. A. | PS/D0207.021.02 | 00 | 2019-07-13 | N. A. | N. A. | N. A. | D0207.021 | TF-IN | IU/5 | N. A. | SEMIFINISHED GOODS | N. A. | N. A. | N. A. | N. A. | N. A. | N. A. |  | N. A. | N. A. | N. A. | N. A. | N. A. | N. A. | N. A. | N. A. | N. A. | N. A. | 1 | SUB COMPONENTS | 0 | Added New Item Code on 23FEB2016 | N | SUB COMPONENTS |  | No | No | N. A. | N. A. | N. A. | N. A.
D0207.021 | D0207.021.03 | DEPTH GAUGE FOR SMALL SCREW STAINLESS STEEL, S`RUT, CAP |  | D0207.021.03 | 00 | 2015-11-26 | N. A. | N. A. | N. A. | N. A. | N. A. | N. A. | N. A. | N. A. | N. A. | PS/D0207.021.03 | 00 | 2019-07-13 | N. A. | N. A. | N. A. | D0207.021 | TF-IN | IU/5 | N. A. | SEMIFINISHED GOODS | N. A. | N. A. | N. A. | N. A. | N. A. | N. A. |  | N. A. | N. A. | N. A. | N. A. | N. A. | N. A. | N. A. | N. A. | N. A. | N. A. | 1 | SUB COMPONENTS | 0 | Added New Item Code on 23FEB2016 | N | SUB COMPONENTS |  | No | No | N. A. | N. A. | N. A. | N. A.
D0207.021 | D0207.021.04 | DEPTH GAUGE FOR SMALL SCREW STAINLESS STEEL, S`RUT, PLUNGER SLEEVE |  | D0207.021.04 | 00 | 2015-11-26 | N. A. | N. A. | N. A. | N. A. | N. A. | N. A. | N. A. | N. A. | N. A. | PS/D0207.021.04 | 00 | 2019-07-13 | N. A. | N. A. | N. A. | D0207.021 | TF-IN | IU/5 | N. A. | SEMIFINISHED GOODS | N. A. | N. A. | N. A. | N. A. | N. A. | N. A. |  | N. A. | N. A. | N. A. | N. A. | N. A. | N. A. | N. A. | N. A. | N. A. | N. A. | 1 | SUB COMPONENTS | 0 | Added New Item Code on 23FEB2016 | N | SUB COMPONENTS |  | No | No | N. A. | N. A. | N. A. | N. A.
D0207.0211 | D0207.0211 | DEPTH GAUGE FOR SMALL SCREW STAINLESS STEEL, ADLER |  | D0207.0211 | 00 | 2015-11-26 | N. A. | N. A. | N. A. | QPF/D0207.0211 | 00 | 2017-05-05 | N. A. | N. A. | N. A. | PS/PUR001 | 00 | 2019-07-13 | N. A. | N. A. | N. A. | D0207.0211 | TF-IN | IU/5 | Class A | FINISHED GOODS | ADLER™ | DEPTH GAUGE FOR SMALL SCREW STAINLESS STEEL |  | 17 | No | Yes |  | No | N. A. | No | N. A. | No | Yes | No | No | M. L.: MFG/MD/2022/63252 |  | 1 | ADLER PRODUCTS\ADLER GERMAN INSTRUMENTS\SMALL FRAGMENT SET | 0 | VL number changed to ML number | N | Depth gauge |  | No | No | Yes | No | Yes | N. A.
D0207.022 | D0207.022 | ADLER DEPTH GUIDE |  | D0207.022 | N. A. | N. A. | N. A. | N. A. | N. A. | QPR/D0207.022 QPF/D0207.022 | 00 | 2017-03-18 | 00 | 00 | 00 | PS/D0207.022 | 00 | 2018-05-17 | 2021-05-17 | N. A. | N. A. | D0207.022 | TF-IN | IU/5 | Class A | FINISHED GOODS | ADLER™ | DEPTH GUIDE |  | 17 | No | Yes |  | N. A. | N. A. | No | N. A. | No | Yes | No | No | M. L.: MFG/MD/2022/63252 |  | 1 | ADLER INSTRUMENTS | 0 | VL number changed to ML number | Y | Instrument set for Bone Screws & Plates |  | No | No | Yes | No | Yes | N. A.
D0207.031 | D0207.031 | DEPTH GAUGE FOR LARGE SCREWS STAINLESS STEEL |  | D0207.031 | 00 | 2015-11-26 | N. A. | N. A. | N. A. | QPF/D0207.031 | 00 | 2017-05-05 | N. A. | N. A. | N. A. | PS/D0207.031 | 00 | 2019-07-13 | N. A. | N. A. | N. A. | D0207.031 | TF-IN | IU/5 | Class A | FINISHED GOODS | SUSHRUT™ | DEPTH GAUGE | FOR LARGE SCREWS | 17 | No | Yes |  | No | N. A. | No | N. A. | No | Yes | No | No | M. L.: MFG/MD/2022/63252 |  | 1 | SUSHRUT PRODUCTS\INTERNATIONAL INSTRUMENTS\PLATING INSTRUMENTS | 0 | VL number changed to ML number | N | Depth gauge |  | No | No | Yes | No | Yes | N. A.
D0207.031 | D0207.031.01 | DEPTH GAUGE FOR LARGE SCREW STAINLESS STEEL, S`RUT, PLUNGER TIP SUB ASSEMBLY |  | D0207.031.01 | 00 | 2015-11-26 | N. A. | N. A. | N. A. | N. A. | N. A. | N. A. | N. A. | N. A. | N. A. | PS/D0207.031.01 | 00 | 2019-07-13 | N. A. | N. A. | N. A. | D0207.031 | TF-IN | IU/5 | N. A. | SEMIFINISHED GOODS | N. A. | N. A. | N. A. | N. A. | N. A. | N. A. |  | N. A. | N. A. | N. A. | N. A. | N. A. | N. A. | N. A. | N. A. | N. A. | N. A. | 1 | SUB COMPONENTS | 0 | Added New Item Code on 23FEB2016 | N | SUB COMPONENTS |  | No | No | N. A. | N. A. | N. A. | N. A.
D0207.031 | D0207.031.01.01 | DEPTH GAUGE FOR LARGE SCREW STAINLESS STEEL, S`RUT, PLUNGER |  | D0207.031.01.01 | 00 | 2015-11-26 | N. A. | N. A. | N. A. | N. A. | N. A. | N. A. | N. A. | N. A. | N. A. | PS/D0207.031.01.01 | 00 | 2019-07-13 | N. A. | N. A. | N. A. | D0207.031 | TF-IN | IU/5 | N. A. | SEMIFINISHED GOODS | N. A. | N. A. | N. A. | N. A. | N. A. | N. A. |  | N. A. | N. A. | N. A. | N. A. | N. A. | N. A. | N. A. | N. A. | N. A. | N. A. | 1 | SUB COMPONENTS | 0 | Added New Item Code on 23FEB2016 | N | SUB COMPONENTS |  | No | No | N. A. | N. A. | N. A. | N. A.
D0207.031 | D0207.031.01.02 | DEPTH GAUGE FOR LARGE SCREW STAINLESS STEEL, S`RUT, SHAFT WITH TIP |  | D0207.031.01.02 | 00 | 2015-11-26 | N. A. | N. A. | N. A. | N. A. | N. A. | N. A. | N. A. | N. A. | N. A. | PS/D0207.031.01.02 | 00 | 2019-07-13 | N. A. | N. A. | N. A. | D0207.031 | TF-IN | IU/5 | N. A. | SEMIFINISHED GOODS | N. A. | N. A. | N. A. | N. A. | N. A. | N. A. |  | N. A. | N. A. | N. A. | N. A. | N. A. | N. A. | N. A. | N. A. | N. A. | N. A. | 1 | SUB COMPONENTS | 0 | Added New Item Code on 23FEB2016 | N | SUB COMPONENTS |  | No | No | N. A. | N. A. | N. A. | N. A.
D0207.031 | D0207.031.01.03 | DEPTH GAUGE FOR LARGE SCREW STAINLESS STEEL, S`RUT, COMPRESSION SPRING |  | D0207.031.01.03 | 00 | 2015-11-26 | N. A. | N. A. | N. A. | N. A. | N. A. | N. A. | N. A. | N. A. | N. A. | PS/D0207.031.01.03 | 00 | 2019-07-13 | N. A. | N. A. | N. A. | D0207.031 | TF-IN | IU/5 | N. A. | SEMIFINISHED GOODS | N. A. | N. A. | N. A. | N. A. | N. A. | N. A. |  | N. A. | N. A. | N. A. | N. A. | N. A. | N. A. | N. A. | N. A. | N. A. | N. A. | 1 | SUB COMPONENTS | 0 | Added New Item Code on 23FEB2016 | N | SUB COMPONENTS |  | No | No | N. A. | N. A. | N. A. | N. A.
D0207.031 | D0207.031.01.04 | DEPTH GAUGE FOR LARGE SCREW STAINLESS STEEL, S`RUT, BALL |  | D0207.031.01.04 | 00 | 2015-11-26 | N. A. | N. A. | N. A. | N. A. | N. A. | N. A. | N. A. | N. A. | N. A. | PS/D0207.031.01.04 | 00 | 2019-07-13 | N. A. | N. A. | N. A. | D0207.031 | TF-IN | IU/5 | N. A. | SEMIFINISHED GOODS | N. A. | N. A. | N. A. | N. A. | N. A. | N. A. |  | N. A. | N. A. | N. A. | N. A. | N. A. | N. A. | N. A. | N. A. | N. A. | N. A. | 1 | SUB COMPONENTS | 0 | Added New Item Code on 23FEB2016 | N | SUB COMPONENTS |  | No | No | N. A. | N. A. | N. A. | N. A.
D0207.031 | D0207.031.02 | DEPTH GAUGE FOR LARGE SCREW STAINLESS STEEL, S`RUT, TIP GUIDE SLEEVE |  | D0207.031.02 | 00 | 2015-11-26 | N. A. | N. A. | N. A. | N. A. | N. A. | N. A. | N. A. | N. A. | N. A. | PS/D0207.031.02 | 00 | 2019-07-13 | N. A. | N. A. | N. A. | D0207.031 | TF-IN | IU/5 | N. A. | SEMIFINISHED GOODS | N. A. | N. A. | N. A. | N. A. | N. A. | N. A. |  | N. A. | N. A. | N. A. | N. A. | N. A. | N. A. | N. A. | N. A. | N. A. | N. A. | 1 | SUB COMPONENTS | 0 | Added New Item Code on 23FEB2016 | N | SUB COMPONENTS |  | No | No | N. A. | N. A. | N. A. | N. A.
D0207.031 | D0207.031.03 | DEPTH GAUGE FOR LARGE SCREW STAINLESS STEEL, S`RUT, CAP |  | D0207.031.03 | 00 | 2015-11-26 | N. A. | N. A. | N. A. | N. A. | N. A. | N. A. | N. A. | N. A. | N. A. | PS/D0207.031.03 | 00 | 2019-07-13 | N. A. | N. A. | N. A. | D0207.031 | TF-IN | IU/5 | N. A. | SEMIFINISHED GOODS | N. A. | N. A. | N. A. | N. A. | N. A. | N. A. |  | N. A. | N. A. | N. A. | N. A. | N. A. | N. A. | N. A. | N. A. | N. A. | N. A. | 1 | SUB COMPONENTS | 0 | Added New Item Code on 23FEB2016 | N | SUB COMPONENTS |  | No | No | N. A. | N. A. | N. A. | N. A.
D0207.031 | D0207.031.04 | DEPTH GAUGE FOR LARGE SCREW STAINLESS STEEL, S`RUT, PLUNGER SLEEVE |  | D0207.031.04 | 00 | 2015-11-26 | N. A. | N. A. | N. A. | N. A. | N. A. | N. A. | N. A. | N. A. | N. A. | PS/D0207.031.04 | 00 | 2019-07-13 | N. A. | N. A. | N. A. | D0207.031 | TF-IN | IU/5 | N. A. | SEMIFINISHED GOODS | N. A. | N. A. | N. A. | N. A. | N. A. | N. A. |  | N. A. | N. A. | N. A. | N. A. | N. A. | N. A. | N. A. | N. A. | N. A. | N. A. | 1 | SUB COMPONENTS | 0 | Added New Item Code on 23FEB2016 | N | SUB COMPONENTS |  | No | No | N. A. | N. A. | N. A. | N. A.
D0207.0311 | D0207.0311 | DEPTH GAUGE FOR LARGE SCREW STAINLESS STEEL, ADLER |  | D0207.0311 | 00 | 2015-11-26 | N. A. | N. A. | N. A. | QPF/D0207.0311 | 00 | 2017-05-05 | N. A. | N. A. | N. A. | PS/D0207.0311 | 00 | 2019-07-13 | N. A. | N. A. | N. A. | D0207.0311 | TF-IN | IU/5 | Class A | FINISHED GOODS | ADLER™ | DEPTH GAUGE FOR LARGE SCREW STAINLESS STEEL |  | 17 | No | Yes |  | No | N. A. | No | N. A. | No | Yes | No | No | M. L.: MFG/MD/2022/63252 |  | 1 | ADLER PRODUCTS\ADLER GERMAN INSTRUMENTS\BASIC SET | 0 | VL number changed to ML number | N | Depth gauge |  | No | No | Yes | No | Yes | N. A.
D0207.04 | D0207.04 | SHARP HOOK , S`RUT |  | D0207.04 | 00 | 2015-11-26 | N. A. | N. A. | N. A. | QPF/D0207.04 | 00 | 2017-05-05 | N. A. | N. A. | N. A. | PS/D0207.04 | 00 | 2019-07-13 | N. A. | N. A. | N. A. | D0207.04 | TF-IN | IU/5 | Class A | FINISHED GOODS | SUSHRUT™ | SHARP HOOK |  | 17 | No | Yes |  | No | N. A. | No | N. A. | No | Yes | No | No | M. L.: MFG/MD/2022/63252 |  | 1 | SUSHRUT PRODUCTS\INTERNATIONAL INSTRUMENTS\PLATING INSTRUMENTS | 0.02 | VL number changed to ML number | N | Hook |  | No | No | Yes | No | Yes | N. A.
D0207.041 | D0207.041 | SHARP HOOK, ADLER |  | D0207.041 | 00 | 2015-11-26 | N. A. | N. A. | N. A. | QPF/D0207.041 | 00 | 2017-05-05 | N. A. | N. A. | N. A. | PS/D0207.041 | 00 | 2019-07-13 | N. A. | N. A. | N. A. | D0207.041 | TF-IN | IU/5 | Class A | FINISHED GOODS | ADLER™ | SHARP HOOK |  | 17 | No | Yes |  | No | N. A. | No | N. A. | No | Yes | No | No | M. L.: MFG/MD/2022/63252 |  | 1 | ADLER PRODUCTS\ADLER GERMAN INSTRUMENTS\BASIC SET | 0 | VL number changed to ML number | N | Hook |  | No | No | Yes | No | Yes | N. A.
D0207.05 | D0207.05 | ATLAS SCREW HOLDING FORCEPS |  | D0207.05 | 00 | 2015-11-26 | N. A. | N. A. | N. A. | QPF/D0207.05 | 00 | 2017-05-05 | N. A. | N. A. | N. A. | PS/D0207.05 | 00 | 2019-07-13 | N. A. | N. A. | N. A. | D0207.05 | TF-IN | IU/5 | Class A | FINISHED GOODS | ATLAS™ | SCREW HOLDING FORCEPS |  | 17 | No | Yes |  | No | N. A. | No | N. A. | No | Yes | No | No | M. L.: MFG/MD/2022/63252 |  | 1 | SUSHRUT PRODUCTS\INTERNATIONAL INSTRUMENTS\PLATING INSTRUMENTS | 0.01 | VL number changed to ML number | N | Forceps |  | No | No | Yes | No | Yes | N. A.
D0207.051 | D0207.051 | SCREW FORCEP, ADLER |  | D0207.051 | 00 | 2015-11-26 | N. A. | N. A. | N. A. | QPF/D0207.051 | 00 | 2017-05-05 | N. A. | N. A. | N. A. | PS/D0207.051 | 00 | 2019-07-13 | N. A. | N. A. | N. A. | D0207.051 | TF-IN | IU/5 | Class A | FINISHED GOODS | ADLER™ | SCREW FORCEP |  | 17 | No | Yes |  | No | N. A. | No | N. A. | No | Yes | No | No | M. L.: MFG/MD/2022/63252 |  | 1 | ADLER PRODUCTS\ADLER GERMAN INSTRUMENTS\SMALL FRAGMENT SET | 0 | VL number changed to ML number | N | Forceps |  | No | No | Yes | No | Yes | N. A.
D0207.054 | D0207.054 | ADLER SCREW FORCEPS, MF |  | D0207.054 | 00 | 2015-11-26 | N. A. | N. A. | N. A. | QPR/D0207.054 QPF/D0207.054 | 00 | 2017-05-05 | N. A. | N. A. | N. A. | PS/D0207.054 | 00 | 2019-07-13 | N. A. | N. A. | N. A. | D0207.054 | TF-IN | IU/5 | Class A | FINISHED GOODS | ADLER™ | ADLER SCREW FORCEPS, MF |  | 17 | No | Yes |  | No | N. A. | No | N. A. | No | Yes | No | No | M. L.: MFG/MD/2022/63252 |  | 1 | ADLER PRODUCTS\LOCKED PLATE INSTRUMENTS | 0 | VL number changed to ML number | Y | Forceps |  | No | No | Yes | No | Yes | N. A.
D0207.062 | D0207.062 | ADLER DEPTH GUIDE, MF |  | #N/A | 00 | 2015-11-26 | N. A. | N. A. | N. A. | #N/A | N. A. | N. A. | N. A. | N. A. | N. A. | #N/A | N. A. | N. A. | N. A. | N. A. | N. A. | #N/A | TF-IN | IU/5 | Class A | FINISHED GOODS | ADLER™ | ADLER DEPTH GUIDE, MF |  | 17 | No | Yes |  | No | N. A. | No | N. A. | No | Yes | No | No | M. L.: MFG/MD/2022/63252 |  | 1 | ADLER PRODUCTS\LOCKED PLATE INSTRUMENTS | 0 | VL number changed to ML number | Y | Instrument set for Bone Screws & Plates |  | No | No | Yes | No | Yes | N. A.
D0211.025 | D0211.025 | DRILL BIT NON Q.C 'ADLER', Ø2.5MM, LENGTH 111MM |  | D0211.00 | 01 | 2016-12-07 | N. A. | N. A. | N. A. | QPR/D0211.025 | 00 | 2017-03-10 | N. A. | N. A. | N. A. | PS/D0211.025 | 00 | 2020-09-20 | 2023-09-18 | N. A. | N. A. | 271 | TF-IN | IU/5 | Class B | FINISHED GOODS | ADLER™ | DRILL BIT NON QUICK COUPLING | Ø2.5MM, LENGTH 111MM | 17 | No | Yes |  | No | N. A. | No | N. A. | No | Yes | No | No | M. L.: MFG/MD/2023/000312 |  | 1 | ADLER PRODUCTS\INSTRUMENTS \DRILL BITS, ADLER | 0 | CHANGED DETAILS OF COLUMN A,D,J,P AS PER MAIL FROM SBG DATE-18AUG2021 | N | Surgical Drill & its attachment |  | No | No | Yes | No | Yes | N. A.
D0211.0 | D0211.0251 | DRILL BIT NON Q.C 'ADLER', Ø2.5MM, LENGTH 95MM |  | D0211.0251 | 00 | 2018-04-14 | N. A. | N. A. | N. A. | QPR/D0211.0 | 00 | 2017-03-18 | N. A. | N. A. | N. A. | N. A. | N. A. | N. A. | N. A. | N. A. | N. A. | D0211.0 | TF-IN | IU/5 | Class B | FINISHED GOODS | ADLER™ | DRILL BIT NON Q.C | Ø2.5MM, LENGTH 95MM | 17 | No | Yes |  | No | N. A. | No | N. A. | No | Yes | No | No | M. L.: MFG/MD/2023/000312 |  | 1 | ADLER PRODUCTS\INSTRUMENTS \DRILL BITS, ADLER | 0 | CHANGED STATUS TO INACTIVE Y AS PER ECR E0030520 DTD 06FEB2020 | Y | Surgical Drill & its attachment |  | No | No | Yes | No | Yes | N. A.
D0211.0 | D0211.0252 | DRILL BIT NON Q.C 'ADLER', Ø2.5MM, LENGTH 108MM |  | D0211.0252 | 00 | 2018-04-14 | N. A. | N. A. | N. A. | QPR/D0211.0 | 00 | 2017-03-18 | N. A. | N. A. | N. A. | N. A. | N. A. | N. A. | N. A. | N. A. | N. A. | D0211.0 | TF-IN | IU/5 | Class B | FINISHED GOODS | ADLER™ | DRILL BIT NON Q.C | Ø2.5MM, LENGTH 108MM | 17 | No | Yes |  | No | N. A. | No | N. A. | No | Yes | No | No | M. L.: MFG/MD/2023/000312 |  | 1 | ADLER PRODUCTS\INSTRUMENTS \DRILL BITS, ADLER | 0 | CHANGED STATUS TO INACTIVE Y AS PER ECR E0030520 DTD 06FEB2020 | Y | Surgical Drill & its attachment |  | No | No | Yes | No | Yes | N. A.
D0211.0 | D0211.0271 | DRILL BIT NON Q.C 'ADLER', Ø2.7MM, LENGTH 85MM |  | D0211.0271 | 00 | 2018-04-14 | N. A. | N. A. | N. A. | QPR/D0211.0 | 00 | 2017-03-18 | N. A. | N. A. | N. A. | N. A. | N. A. | N. A. | N. A. | N. A. | N. A. | D0211.0 | TF-IN | IU/5 | Class B | FINISHED GOODS | ADLER™ | DRILL BIT NON Q.C | Ø2.7MM, LENGTH 85MM | 17 | No | Yes |  | No | N. A. | No | N. A. | No | Yes | No | No | M. L.: MFG/MD/2023/000312 |  | 1 | ADLER PRODUCTS\INSTRUMENTS \DRILL BITS, ADLER | 0 | CHANGED STATUS TO INACTIVE Y AS PER ECR E0030520 DTD 06FEB2020 | Y | Surgical Drill & its attachment |  | No | No | Yes | No | Yes | N. A.
D0211.0 | D0211.0272 | DRILL BIT NON Q.C 'ADLER', Ø2.7MM, LENGTH 111MM |  | D0211.0272 | 00 | 2018-04-14 | N. A. | N. A. | N. A. | QPR/D0211.0 | 00 | 2017-03-18 | N. A. | N. A. | N. A. | N. A. | N. A. | N. A. | N. A. | N. A. | N. A. | D0211.0 | TF-IN | IU/5 | Class B | FINISHED GOODS | ADLER™ | DRILL BIT NON Q.C | Ø2.7MM, LENGTH 111MM | 17 | No | Yes |  | No | N. A. | No | N. A. | No | Yes | No | No | M. L.: MFG/MD/2023/000312 |  | 1 | ADLER PRODUCTS\INSTRUMENTS \DRILL BITS, ADLER | 0 | CHANGED STATUS TO INACTIVE Y AS PER ECR E0020920 DTD 02SEP2020 ON 08SEP2020 | Y | Surgical Drill & its attachment |  | No | No | Yes | No | Yes | N. A.
D0211.032 | D0211.032 | DRILL BIT NON Q.C 'ADLER', Ø3.2MM, LENGTH 146MM |  | D0211.00 | 00 | 2018-04-14 | N. A. | N. A. | N. A. | QPR/D0211.032 | 00 | 2017-03-18 | N. A. | N. A. | N. A. | PS/D0211.032 | N. A. | N. A. | N. A. | N. A. | N. A. | D0211.0 | TF-IN | IU/5 | Class B | FINISHED GOODS | ADLER™ | DRILL BIT NON QUICK COUPLING | Ø3.2MM, LENGTH 146MM | 17 | No | Yes |  | No | N. A. | No | N. A. | No | Yes | No | No | M. L.: MFG/MD/2023/000312 |  | 1 | ADLER PRODUCTS\INSTRUMENTS \DRILL BITS, ADLER | 0 | CHANGED DETAILS OF COLUMN A,D,J,P AS PER MAIL FROM SBG DATE-18AUG2021 | N | Surgical Drill & its attachment |  | No | No | Yes | No | Yes | N. A.
D0211.0 | D0211.0321 | DRILL BIT NON Q.C 'ADLER', Ø3.2MM, LENGTH 130MM |  | D0211.0321 | 00 | 2018-04-14 | N. A. | N. A. | N. A. | QPR/D0211.0 | 00 | 2017-03-18 | N. A. | N. A. | N. A. | N. A. | N. A. | N. A. | N. A. | N. A. | N. A. | D0211.0 | TF-IN | IU/5 | Class B | FINISHED GOODS | ADLER™ | DRILL BIT NON Q.C | Ø3.2MM, LENGTH 130MM | 17 | No | Yes |  | No | N. A. | No | N. A. | No | Yes | No | No | M. L.: MFG/MD/2023/000312 |  | 1 | ADLER PRODUCTS\INSTRUMENTS \DRILL BITS, ADLER | 0 | CHANGED STATUS TO INACTIVE Y AS PER ECR E0030520 DTD 06FEB2020 | Y | Surgical Drill & its attachment |  | No | No | Yes | No | Yes | N. A.
D0211.035 | D0211.035 | DRILL BIT NON Q.C 'ADLER', Ø3.5MM, LENGTH 180MM |  | D0211.00 | 00 | 2018-04-14 | N. A. | N. A. | N. A. | QPR/D0211.035 | 00 | 2017-03-18 | N. A. | N. A. | N. A. | PS/D0211.035 | N. A. | N. A. | N. A. | N. A. | N. A. | 271 | TF-IN | IU/5 | Class B | FINISHED GOODS | ADLER™ | DRILL BIT NON Q.C | Ø3.5MM, LENGTH 180MM | 17 | No | Yes |  | No | N. A. | No | N. A. | No | Yes | No | No | M. L.: MFG/MD/2023/000312 |  | 1 | ADLER PRODUCTS\INSTRUMENTS \DRILL BITS, ADLER | 0 | CHANGED DETAILS OF COLUMN A,D,J,P AS PER MAIL FROM SBG DATE-18AUG2021 | N | Surgical Drill & its attachment |  | No | No | Yes | No | Yes | N. A.
D0211.0 | D0211.0351 | DRILL BIT NON Q.C 'ADLER', Ø3.5MM, LENGTH 95MM |  | D0211.0351 | 00 | 2018-04-14 | N. A. | N. A. | N. A. | QPR/D0211.0 | 00 | 2017-03-18 | N. A. | N. A. | N. A. | N. A. | N. A. | N. A. | N. A. | N. A. | N. A. | D0211.0 | TF-IN | IU/5 | Class B | FINISHED GOODS | ADLER™ | DRILL BIT NON Q.C | Ø3.5MM, LENGTH 95MM | 17 | No | Yes |  | No | N. A. | No | N. A. | No | Yes | No | No | M. L.: MFG/MD/2023/000312 |  | 1 | ADLER PRODUCTS\INSTRUMENTS \DRILL BITS, ADLER | 0 | CHANGED STATUS TO INACTIVE Y AS PER ECR E0030520 DTD 06FEB2020 | Y | Surgical Drill & its attachment |  | No | No | Yes | No | Yes | N. A.
D0211.0 | D0211.0352 | DRILL BIT NON Q.C 'ADLER', Ø3.5MM, LENGTH 146MM |  | D0211.0352 | 00 | 2018-04-14 | N. A. | N. A. | N. A. | QPR/D0211.0 | 00 | 2017-03-18 | N. A. | N. A. | N. A. | N. A. | N. A. | N. A. | N. A. | N. A. | N. A. | D0211.0 | TF-IN | IU/5 | Class B | FINISHED GOODS | ADLER™ | DRILL BIT NON Q.C | Ø3.5MM, LENGTH 146MM | 17 | No | Yes |  | No | N. A. | No | N. A. | No | Yes | No | No | M. L.: MFG/MD/2023/000312 |  | 1 | ADLER PRODUCTS\INSTRUMENTS \DRILL BITS, ADLER | 0 | CHANGED STATUS TO INACTIVE Y AS PER ECR E0020920 DTD 02SEP2020 ON 08SEP2020 | Y | Surgical Drill & its attachment |  | No | No | Yes | No | Yes | N. A.
D0211.045 | D0211.045 | DRILL BIT NON Q.C 'ADLER', Ø4.5MM, LENGTH 180MM |  | D0211.00 | 00 | 2018-04-14 | N. A. | N. A. | N. A. | QPR/D0211.045 | 00 | 2017-03-18 | N. A. | N. A. | N. A. | PS/D0211.045 | N. A. | N. A. | N. A. | N. A. | N. A. | 271 | TF-IN | IU/5 | Class B | FINISHED GOODS | ADLER™ | DRILL BIT NON Q.C | Ø4.5MM, LENGTH 180MM | 17 | No | Yes |  | No | N. A. | No | N. A. | No | Yes | No | No | M. L.: MFG/MD/2023/000312 |  | 1 | ADLER PRODUCTS\INSTRUMENTS \DRILL BITS, ADLER | 0 | CHANGED DETAILS OF COLUMN A,D,J,P AS PER MAIL FROM SBG DATE-18AUG2021 | N | Surgical Drill & its attachment |  | No | No | Yes | No | Yes | N. A.
D0211.0 | D0211.0451 | DRILL BIT NON Q.C 'ADLER', Ø4.5MM, LENGTH 130MM |  | D0211.0451 | 00 | 2018-04-14 | N. A. | N. A. | N. A. | QPR/D0211.0 | 00 | 2017-03-18 | N. A. | N. A. | N. A. | N. A. | N. A. | N. A. | N. A. | N. A. | N. A. | D0211.0 | TF-IN | IU/5 | Class B | FINISHED GOODS | ADLER™ | DRILL BIT NON Q.C | Ø4.5MM, LENGTH 130MM | 17 | No | Yes |  | No | N. A. | No | N. A. | No | Yes | No | No | M. L.: MFG/MD/2023/000312 |  | 1 | ADLER PRODUCTS\INSTRUMENTS \DRILL BITS, ADLER | 0 | CHANGED STATUS TO INACTIVE Y AS PER ECR E0030520 DTD 06FEB2020 | Y | Surgical Drill & its attachment |  | No | No | Yes | No | Yes | N. A.
D0211.0 | D0211.0452 | DRILL BIT NON Q.C 'ADLER', Ø4.5MM, LENGTH 156MM |  | D0211.0452 | 00 | 2018-04-14 | N. A. | N. A. | N. A. | QPR/D0211.0 | 00 | 2017-03-18 | N. A. | N. A. | N. A. | N. A. | N. A. | N. A. | N. A. | N. A. | N. A. | D0211.0 | TF-IN | IU/5 | Class B | FINISHED GOODS | ADLER™ | DRILL BIT NON Q.C | Ø4.5MM, LENGTH 156MM | 17 | No | Yes |  | No | N. A. | No | N. A. | No | Yes | No | No | M. L.: MFG/MD/2023/000312 |  | 1 | ADLER PRODUCTS\INSTRUMENTS \DRILL BITS, ADLER | 0 | CHANGED STATUS TO INACTIVE Y AS PER ECR E0030520 DTD 06FEB2020 | Y | Surgical Drill & its attachment |  | No | No | Yes | No | Yes | N. A.
D0211.11 | D0211.11 | DRILL BIT Q.C 'ADLER' - Ø1.1MM, LENGTH 60MM |  | D0211.00 | 00 | 2018-04-14 | N. A. | N. A. | N. A. | QPR/D0211.11 | 00 | 2017-03-18 | N. A. | N. A. | N. A. | PS/D0211.11 | N. A. | N. A. | N. A. | N. A. | N. A. | D0211 | TF-IN | IU/5 | Class B | FINISHED GOODS | ADLER™ | DRILL BIT Q.C 'ADLER' | Ø1.1MM, LENGTH 60MM | 17 | No | Yes |  | No | N. A. | No | N. A. | No | Yes | No | No | M. L.: MFG/MD/2023/000312 |  | 1 | ADLER PRODUCTS\INSTRUMENTS \DRILL BITS, ADLER | 0 | CHANGED DETAILS OF COLUMN A,D,J,P AS PER MAIL FROM SBG DATE-18AUG2021 | N | Surgical Drill & its attachment |  | No | No | Yes | No | Yes | N. A.
D0211.15 | D0211.15 | DRILL BIT Q.C 'ADLER' - Ø1.5MM, LENGTH 85MM |  | D0211.00 | 00 | 2018-04-14 | N. A. | N. A. | N. A. | QPR/D0211.15 | 00 | 2017-03-18 | N. A. | N. A. | N. A. | PS/D0211.15 | N. A. | N. A. | N. A. | N. A. | N. A. | D0211 | TF-IN | IU/5 | Class B | FINISHED GOODS | ADLER™ | DRILL BIT Q.C 'ADLER' | Ø1.5MM, LENGTH 85MM | 17 | No | Yes |  | No | N. A. | No | N. A. | No | Yes | No | No | M. L.: MFG/MD/2023/000312 |  | 1 | ADLER PRODUCTS\INSTRUMENTS \DRILL BITS, ADLER | 0 | CHANGED DETAILS OF COLUMN A,D,J,P AS PER MAIL FROM SBG DATE-18AUG2021 | N | Surgical Drill & its attachment |  | No | No | Yes | No | Yes | N. A.
D0211.1751 | D0211.1751 | ADLER DRILL BIT DIA. 1.75 |  | D0211.00 | N. A. | N. A. | N. A. | N. A. | N. A. | QPR/D0211.1751 | 00 | 2017-03-18 | N. A. | N. A. | N. A. | PS/D0211.1751 | 02 | 2018-05-17 | N. A. | N. A. | N. A. | D0211.1751 | TF-IN | IU/5 | Class B | FINISHED GOODS | ADLER™ | ADLER DRILL BIT DIA. 1.75 |  | 17 | No | Yes |  | No | N. A. | No | N. A. | No | Yes | No | No | M. L.: MFG/MD/2023/000312 |  | 1 | ADLER PRODUCTS\LOCKED PLATE INSTRUMENTS | 0 | CHANGED DETAILS OF COLUMN A,D,J,P AS PER MAIL FROM SBG DATE-18AUG2021 | N | Surgical Drill & its attachment |  | No | No | Yes | No | Yes | N. A.
D0211.20 | D0211.20 | DRILL BIT Q.C 'ADLER' - Ø2.0MM, LENGTH 100MM |  | D0211.00 | N. A. | N. A. | N. A. | N. A. | N. A. | QPR/D0211.20 | 00 | 2017-03-18 | N. A. | N. A. | N. A. | PS/D0211.20 | N. A. | N. A. | N. A. | N. A. | N. A. | 271 | TF-IN | IU/5 | Class B | FINISHED GOODS | ADLER™ | DRILL BIT Q.C | Ø2.0MM, LENGTH 100MM | 17 | No | Yes |  | No | N. A. | No | N. A. | No | Yes | No | No | M. L.: MFG/MD/2023/000312 |  | 1 | ADLER PRODUCTS\INSTRUMENTS \DRILL BITS, ADLER | 0 | CHANGED DETAILS OF COLUMN A,D,J,P AS PER MAIL FROM SBG DATE-18AUG2021 | N | Surgical Drill & its attachment |  | No | No | Yes | No | Yes | N. A.
D0211.25 | D0211.25 | DRILL BIT Q.C. 'ADLER' SWISS MADE 2.5MM |  | D0211.00 | N. A. | N. A. | N. A. | N. A. | N. A. | QPR/D0211.25 | 00 | 2017-03-18 | N. A. | N. A. | N. A. | PS/D0211.25 | N. A. | N. A. | N. A. | N. A. | N. A. | 271 | TF-IN | IU/5 | Class B | FINISHED GOODS | ADLER™ | DRILL BIT QUICK COUPLING | Ø2.5MM, LENGTH 110MM | 17 | No | Yes |  | No | N. A. | No | N. A. | No | Yes | No | No | M. L.: MFG/MD/2023/000312 |  | 1 | ADLER PRODUCTS\INSTRUMENTS \DRILL BITS, ADLER | 0 | CHANGED DETAILS OF COLUMN A,D,J,P AS PER MAIL FROM SBG DATE-18AUG2021 | N | Surgical Drill & its attachment |  | No | No | Yes | No | Yes | N. A.
D0211.261 | D0211.261 | ADLER DRILL BIT DIA. 2.6 |  | D0211.00 | N. A. | N. A. | N. A. | N. A. | N. A. | QPR/D0211.261 | 00 | 2017-03-18 | N. A. | N. A. | N. A. | PS/D0211.261 | 02 | 2018-05-17 | N. A. | N. A. | N. A. | D0211.261 | TF-IN | IU/5 | Class B | FINISHED GOODS | ADLER™ | ADLER DRILL BIT | DIA. 2.6 | 17 | No | Yes |  | No | N. A. | No | N. A. | No | Yes | No | No | M. L.: MFG/MD/2023/000312 |  | 1 | ADLER PRODUCTS\LOCKED PLATE INSTRUMENTS | 0 | CHANGED DETAILS OF COLUMN A,D,J,P AS PER MAIL FROM SBG DATE-18AUG2021 | N | Surgical Drill & its attachment |  | No | No | Yes | No | Yes | N. A.
D0211.27 | D0211.27 | DRILL BIT Q.C 'ADLER' - Ø2.7MM, LENGTH 100MM |  | D0211.00 | N. A. | N. A. | N. A. | N. A. | N. A. | QPR/D0211.27 | 00 | 2017-03-18 | N. A. | N. A. | N. A. | PS/D0211.27 | N. A. | N. A. | N. A. | N. A. | N. A. | D0211 | TF-IN | IU/5 | Class B | FINISHED GOODS | ADLER™ | DRILL BIT QUICK COUPLING | Ø2.7MM, LENGTH 100MM | 17 | No | Yes |  | No | N. A. | No | N. A. | No | Yes | No | No | M. L.: MFG/MD/2023/000312 |  | 1 | ADLER PRODUCTS\INSTRUMENTS \DRILL BITS, ADLER | 0 | CHANGED DETAILS OF COLUMN A,D,J,P AS PER MAIL FROM SBG DATE-18AUG2021 | N | Surgical Drill & its attachment |  | No | No | Yes | No | Yes | N. A.
D0211.32 | D0211.32 | DRILL BIT Q.C. 'ADLER' 3.2MM |  | D0211.00 | N. A. | N. A. | N. A. | N. A. | N. A. | QPR/D0211.32 | 00 | 2017-03-18 | N. A. | N. A. | N. A. | PS/D0211.32 | N. A. | N. A. | N. A. | N. A. | N. A. | 271 | TF-IN | IU/5 | Class B | FINISHED GOODS | ADLER™ | DRILL BIT QUICK COUPLING | Ø3.2MM, LENGTH 145MM | 17 | No | Yes |  | No | N. A. | No | N. A. | No | Yes | No | No | M. L.: MFG/MD/2023/000312 |  | 1 | ADLER PRODUCTS\INSTRUMENTS \DRILL BITS, ADLER | 0 | CHANGED DETAILS OF COLUMN A,D,J,P AS PER MAIL FROM SBG DATE-18AUG2021 | N | Surgical Drill & its attachment |  | No | No | Yes | No | Yes | N. A.
D0211.35 | D0211.35 | DRILL BIT Q.C. 'ADLER' SWISS MADE 3.5MM |  | D0211.00 | N. A. | N. A. | N. A. | N. A. | N. A. | QPR/D0211.35 | 00 | 2017-03-18 | N. A. | N. A. | N. A. | PS/D0211.35 | N. A. | N. A. | N. A. | N. A. | N. A. | 271 | TF-IN | IU/5 | Class B | FINISHED GOODS | ADLER™ | DRILL BIT Q.C. | SWISS MADE 3.5MM | 17 | No | Yes |  | No | N. A. | No | N. A. | No | Yes | No | No | M. L.: MFG/MD/2023/000312 |  | 1 | ADLER PRODUCTS\INSTRUMENTS \DRILL BITS, ADLER | 0.0115 | CHANGED DETAILS OF COLUMN A,D,J,P AS PER MAIL FROM SBG DATE-18AUG2021 | N | Surgical Drill & its attachment |  | No | No | Yes | No | Yes | N. A.
D0211.45 | D0211.45 | DRILL BIT Q.C. 'ADLER' 4.5MM |  | D0211.00 | N. A. | N. A. | N. A. | N. A. | N. A. | QPR/D0211.45 | 00 | 2017-03-18 | N. A. | N. A. | N. A. | PS/D0211.45 | N. A. | N. A. | N. A. | N. A. | N. A. | 271 | TF-IN | IU/5 | Class B | FINISHED GOODS | ADLER™ | DRILL BIT Q.C. | 4.5MM | 17 | No | Yes |  | No | N. A. | No | N. A. | No | Yes | No | No | M. L.: MFG/MD/2023/000312 |  | 1 | ADLER PRODUCTS\INSTRUMENTS \DRILL BITS, ADLER | 0.0195 | CHANGED DETAILS OF COLUMN A,D,J,P AS PER MAIL FROM SBG DATE-18AUG2021 | N | Surgical Drill & its attachment |  | No | No | Yes | No | Yes | N. A.
D0212.035 | D0212.035 | DRILL BIT Q.C 'ADLER' - Ø3.5MM, LENGTH 195MM |  | D0211.00 | N. A. | N. A. | N. A. | N. A. | N. A. | QPR/D0212.035 | 00 | 2017-03-18 | N. A. | N. A. | N. A. | PS/D0212.035 | N. A. | N. A. | N. A. | N. A. | N. A. | 271 | TF-IN | IU/5 | Class B | FINISHED GOODS | ADLER™ | DRILL BIT Q.C | Ø3.5MM, LENGTH 195MM | 17 | No | Yes |  | No | N. A. | No | N. A. | No | Yes | No | No | M. L.: MFG/MD/2023/000312 |  | 1 | ADLER PRODUCTS\INSTRUMENTS \DRILL BITS, ADLER | 0 | CHANGED DETAILS OF COLUMN A,D,J,P AS PER MAIL FROM SBG DATE-18AUG2021 | N | Surgical Drill & its attachment |  | No | No | Yes | No | Yes | N. A.
D0212.045 | D0212.045 | DRILL BIT Q.C 'ADLER' - Ø4.5MM, LENGTH 195MM |  | D0211.00 | N. A. | N. A. | N. A. | N. A. | N. A. | QPR/D0212.045 | 00 | 2017-03-18 | N. A. | N. A. | N. A. | PS/D0212.045 | N. A. | N. A. | N. A. | N. A. | N. A. | 271 | TF-IN | IU/5 | Class B | FINISHED GOODS | ADLER™ | DRILL BIT Q.C | Ø4.5MM, LENGTH 195MM | 17 | No | Yes |  | No | N. A. | No | N. A. | No | Yes | No | No | M. L.: MFG/MD/2023/000312 |  | 1 | ADLER PRODUCTS\INSTRUMENTS \DRILL BITS, ADLER | 0 | CHANGED DETAILS OF COLUMN A,D,J,P AS PER MAIL FROM SBG DATE-18AUG2021 | N | Surgical Drill & its attachment |  | No | No | Yes | No | Yes | N. A.
D0213.15 | D0213.15 | TAP Q.C 'ADLER' - Ø1.5MM, LENGTH 50MM |  | D0213.15 | N. A. | N. A. | N. A. | N. A. | N. A. | QPF/D0213.15 | 00 | 2010-01-23 | N. A. | N. A. | N. A. | PS/PUR001 | 00 | 2019-05-29 | 2021-05-29 | N. A. | N. A. | D0213.15 | TF-IN | IU/5 | Class A | FINISHED GOODS | ADLER™ | TAP Q.C | Ø1.5MM, LENGTH 50MM | 17 | No | Yes |  | No | N. A. | No | N. A. | No | Yes | No | No | M. L.: MFG/MD/2022/63252 |  | 1 | ADLER PRODUCTS\INSTRUMENTS \TAPS, ADLER | 0.004 | VL number changed to ML number | N | Bone Tap |  | No | No | Yes | No | Yes | N. A.
D0213.20 | D0213.20 | TAP Q.C 'ADLER' - Ø2.0MM, LENGTH 100MM |  | D0213.20 | N. A. | N. A. | N. A. | N. A. | N. A. | QPF/D0213.20 | 00 | 2010-01-23 | N. A. | N. A. | N. A. | PS/PUR001 | 00 | 2019-05-29 | 2021-05-29 | N. A. | N. A. | D0213.20 | TF-IN | IU/5 | Class A | FINISHED GOODS | ADLER™ | TAP Q.C | Ø2.0MM, LENGTH 100MM | 17 | No | Yes |  | No | N. A. | No | N. A. | No | Yes | No | No | M. L.: MFG/MD/2022/63252 |  | 1 | ADLER PRODUCTS\INSTRUMENTS \TAPS, ADLER | 0 | VL number changed to ML number | N | Bone Tap |  | No | No | Yes | No | Yes | N. A.
D0213.27 | D0213.27 | TAP Q.C 'ADLER' - Ø2.7MM, LENGTH 100MM |  | D0213.27 | N. A. | N. A. | N. A. | N. A. | N. A. | QPF/D0213.27 | 00 | 2010-01-23 | N. A. | N. A. | N. A. | PS/PUR001 | 00 | 2019-05-29 | 2021-05-29 | N. A. | N. A. | D0213.27 | TF-IN | IU/5 | Class A | FINISHED GOODS | ADLER™ | TAP Q.C | Ø2.7MM, LENGTH 100MM | 17 | No | Yes |  | No | N. A. | No | N. A. | No | Yes | No | No | M. L.: MFG/MD/2022/63252 |  | 1 | ADLER PRODUCTS\INSTRUMENTS \TAPS, ADLER | 0 | VL number changed to ML number | N | Bone Tap |  | No | No | Yes | No | Yes | N. A.
844 | D0213.35 | TAP Q.C. -'ADLER' SWISS MADE 3.5MM X 1.25MM |  | T305 | N. A. | N. A. | N. A. | N. A. | N. A. | QPR/72 | 00 | 2010-01-23 | N. A. | N. A. | N. A. | N. A. | N. A. | N. A. | N. A. | N. A. | N. A. | 270 | TF-IN | IU/5 | Class A | FINISHED GOODS | ADLER™ | TAP Q.C | SWISS MADE 3.5MM X 1.25MM | 17 | No | Yes |  | No | N. A. | No | N. A. | No | Yes | No | No | M. L.: MFG/MD/2022/63252 |  | 1 | ADLER PRODUCTS\INSTRUMENTS \TAPS, ADLER | 0 | VL number changed to ML number | N | Bone Tap |  | No | No | Yes | No | Yes | N. A.
1496 | D0213.3501 | TAP WITH 'T' HANDLE, 'ADLER' - Ø3.5MM X 1.25MM PITCH |  | D0213.3501 | 00 | 2003-08-10 | N. A. | N. A. | N. A. | QPF/1496 | 00 | 2003-08-10 | N. A. | N. A. | N. A. | PS/1496 | 00 | 2013-08-10 | N. A. | N. A. | N. A. | 270 | TF-IN | IU/5 | Class A | FINISHED GOODS | ADLER™ | TAP WITH 'T' HANDLE | Ø3.5MM X 1.25MM PITCH | 17 | No | Yes |  | No | N. A. | No | N. A. | No | Yes | No | No | M. L.: MFG/MD/2022/63252 |  | 1 | ADLER PRODUCTS\INSTRUMENTS \TAPS, ADLER | 0 | VL number changed to ML number | N | Bone Tap |  | No | No | Yes | No | Yes | N. A.
845 | D0213.351 | TAP Q.C 'ADLER' - Ø3.5MM X 1.75MM PITCH, LENGTH 110MM |  | T304 | 00 | 2003-08-10 | N. A. | N. A. | N. A. | QPR/72 | 00 | 2003-08-10 | N. A. | N. A. | N. A. | N. A. | N. A. | N. A. | N. A. | N. A. | N. A. | 270 | TF-IN | IU/5 | Class A | FINISHED GOODS | ADLER™ | TAP Q.C | Ø3.5MM X 1.75MM PITCH, LENGTH 110MM | 17 | No | Yes |  | No | N. A. | No | N. A. | No | Yes | No | No | M. L.: MFG/MD/2022/63252 |  | 1 | ADLER PRODUCTS\INSTRUMENTS \TAPS, ADLER | 0.01 | VL number changed to ML number | N | Bone Tap |  | No | No | Yes | No | Yes | N. A.
845/1 | D0213.3511 | TAP WITH 'T' HANDLE, 'ADLER' - Ø3.5MM X 1.75MM PITCH |  | T304 | 00 | 2003-08-10 | N. A. | N. A. | N. A. | QPF/1496 | 00 | 2003-08-10 | N. A. | N. A. | N. A. | N. A. | N. A. | N. A. | N. A. | N. A. | N. A. | 270 | TF-IN | IU/5 | Class A | FINISHED GOODS | ADLER™ | TAP WITH 'T' HANDLE | Ø3.5MM X 1.75MM PITCH | 17 | No | Yes |  | No | N. A. | No | N. A. | No | Yes | No | No | M. L.: MFG/MD/2022/63252 |  | 1 | ADLER PRODUCTS\INSTRUMENTS \TAPS, ADLER | 0 | VL number changed to ML number | N | Bone Tap |  | No | No | Yes | No | Yes | N. A.
846 | D0213.45 | TAP Q.C. -'ADLER' 4.5MM |  | T306 | 00 | 2003-08-10 | N. A. | N. A. | N. A. | QPR/72 | 00 | 2003-08-10 | N. A. | N. A. | N. A. | PS/D0213.45 | 00 | 2020-09-20 | 2023-09-19 | N. A. | N. A. | 270 | TF-IN | IU/5 | Class A | FINISHED GOODS | ADLER™ | TAP QUICK COUPLING | Ø4.5MM, LENGTH 130MM | 17 | No | Yes |  | No | N. A. | No | N. A. | No | Yes | No | No | M. L.: MFG/MD/2022/63252 |  | 1 | ADLER PRODUCTS\INSTRUMENTS \TAPS, ADLER | 0 | VL number changed to ML number | N | Bone Tap |  | No | No | Yes | No | Yes | N. A.
1497 | D0213.4501 | TAP WITH 'T' HANDLE, 'ADLER' - Ø4.5MM |  | D0213.4501 | 00 | 2003-08-10 | N. A. | N. A. | N. A. | QPF/1497 | 00 | 2003-08-10 | N. A. | N. A. | N. A. | PS/1496 | 00 | 2013-08-10 | N. A. | N. A. | N. A. | 270 | TF-IN | IU/5 | Class A | FINISHED GOODS | ADLER™ | TAP WITH 'T' HANDLE | Ø4.5MM | 17 | No | Yes |  | No | N. A. | No | N. A. | No | Yes | No | No | M. L.: MFG/MD/2022/63252 |  | 1 | ADLER PRODUCTS\INSTRUMENTS \TAPS, ADLER | 0 | VL number changed to ML number | N | Bone Tap |  | No | No | Yes | No | Yes | N. A.
843 | D0213.65 | TAP Q.C 'ADLER' - Ø6.5MM, LENGTH 130MM |  | T481 | 00 | 2003-08-10 | N. A. | N. A. | N. A. | QPR/72 | 00 | 2003-08-10 | N. A. | N. A. | N. A. | N. A. | N. A. | N. A. | N. A. | N. A. | N. A. | 270 | TF-IN | IU/5 | Class A | FINISHED GOODS | ADLER™ | TAP Q.C | Ø6.5MM, LENGTH 130MM | 17 | No | Yes |  | No | N. A. | No | N. A. | No | Yes | No | No | M. L.: MFG/MD/2022/63252 |  | 1 | ADLER PRODUCTS\INSTRUMENTS \TAPS, ADLER | 0 | VL number changed to ML number | N | Bone Tap |  | No | No | Yes | No | Yes | N. A.
D0213.651 | D0213.651 | TAP WITH 'T' HANDLE, 'ADLER' - Ø6.5MM |  | D0213.651 | 00 | 2003-08-10 | N. A. | N. A. | N. A. | QPF/D0213.651 | 00 | 2003-08-10 | N. A. | N. A. | N. A. | PS/D0213.651 | 00 | 2013-08-10 | N. A. | N. A. | N. A. | D0213.65 | TF-IN | IU/5 | Class A | FINISHED GOODS | ADLER™ | TAP WITH 'T' HANDLE | Ø6.5MM | 17 | No | Yes |  | No | N. A. | No | N. A. | No | Yes | No | No | M. L.: MFG/MD/2022/63252 |  | 1 | ADLER PRODUCTS\INSTRUMENTS \TAPS, ADLER | 0 | VL number changed to ML number | Y | Bone Tap |  | No | No | Yes | No | Yes | N. A.
I0505.80 | I0505.801 | ATLAS PROTECTION SLEEVE 8.0MM FOR FEMUR / TIBIA NAILS, EXTRA LONG |  | I0505.801 | #N/A | #N/A | N. A. | N. A. | N. A. | QPF/I0505.80 | #N/A | #N/A | #N/A | #N/A | #N/A | PS/I0505.80 | #N/A | #N/A | #N/A | #N/A | #N/A | I0505.80 | TF-IN | IU/5 | Class A | FINISHED GOODS | ATLAS™ | PROTECTION SLEEVE | 8.0MM FOR FEMUR / TIBIA NAILS, EXTRA LONG | 17 | No | Yes |  | No | N. A. | No | N. A. | No | Yes | No | No | M. L.: MFG/MD/2022/63252 |  | 1 | SUSHRUT PRODUCTS\ATLAS NAILING SYSTEM\ATLAS INSTRUMENTS | 0 | VL number changed to ML number | Y | Sleeves and its attachment |  | No | No | Yes | No | Yes | N. A.
D0215.3525 | D0215.3525.01 | HANDLE, DOUBLE DRILL SLEEVE 3.5 MM / 2.5 MM |  | D0215.3525.01 | 00 | 2009-09-25 | N. A. | N. A. | N. A. | N. A. | N. A. | N. A. | N. A. | N. A. | N. A. | PS/D0215.3525.01 | 00 | 2009-11-12 | N. A. | N. A. | N. A. | D0215.3525 | TF-IN | IU/5 | N. A. | SEMIFINISHED GOODS | N. A. | N. A. | N. A. | N. A. | N. A. | N. A. |  | N. A. | N. A. | N. A. | N. A. | N. A. | N. A. | N. A. | N. A. | N. A. | N. A. | 1 | SUB COMPONENTS | 0 | ADDED NEW PRODUCTS AS DISCUSSED WITH SSJ ON 25NOV2009 | N | INSTRUMENTS |  | No | No | N. A. | N. A. | N. A. | N. A.
D0215.3525 | D0215.3525.02 | SLEEVE DIA 3.5 MM, DOUBLE DRILL SLEEVE 3.5 MM / 2.5 MM |  | D0215.3525.02 | 00 | 2009-09-25 | N. A. | N. A. | N. A. | N. A. | N. A. | N. A. | N. A. | N. A. | N. A. | PS/D0215.3525.02 | 00 | 2009-11-12 | N. A. | N. A. | N. A. | D0215.3525 | TF-IN | IU/5 | N. A. | SEMIFINISHED GOODS | N. A. | N. A. | N. A. | N. A. | N. A. | N. A. |  | N. A. | N. A. | N. A. | N. A. | N. A. | N. A. | N. A. | N. A. | N. A. | N. A. | 1 | SUB COMPONENTS | 0 | ADDED NEW PRODUCTS AS DISCUSSED WITH SSJ ON 25NOV2009 | N | INSTRUMENTS |  | No | No | N. A. | N. A. | N. A. | N. A.
D0215.3525 | D0215.3525.03 | SLEEVE DIA 2.5 MM, DOUBLE DRILL SLEEVE 3.5 MM / 2.5 MM |  | D0215.3525.03 | 00 | 2009-09-25 | N. A. | N. A. | N. A. | N. A. | N. A. | N. A. | N. A. | N. A. | N. A. | PS/D0215.3525.03 | 00 | 2009-11-12 | N. A. | N. A. | N. A. | D0215.3525 | TF-IN | IU/5 | N. A. | SEMIFINISHED GOODS | N. A. | N. A. | N. A. | N. A. | N. A. | N. A. |  | N. A. | N. A. | N. A. | N. A. | N. A. | N. A. | N. A. | N. A. | N. A. | N. A. | 1 | SUB COMPONENTS | 0 | ADDED NEW PRODUCTS AS DISCUSSED WITH SSJ ON 25NOV2009 | N | INSTRUMENTS |  | No | No | N. A. | N. A. | N. A. | N. A.
J0167.00 | J0167.00 | LUMBAR LOCALIZING PIN (C ARM), ENDOSPINE |  | J0167.00 | 00 | N. A. | N. A. | N. A. | N. A. | QPF/J0167.00 | N. A. | N. A. | N. A. | N. A. | N. A. | PS/J0167.00 | 00 | #N/A | #N/A | #N/A | #N/A | J0167.00 | TF-IN | IU/5 | Class A | FINISHED GOODS | ADLER™ | PIN | LUMBAR LOCALIZING PIN (C ARM), ENDOSPINE | 17 | No | Yes |  | No | N. A. | No | N. A. | No | Yes | No | No | M. L.: MFG/MD/2022/63252 |  | 1 | N. A. | 0 | Added on 10NOV2022 | N | Spinal Instrument |  | No | No | Yes | No | Yes | N. A.
D0215.4532 | D0215.4532.01 | DOUBLE DRILL SLEEVE 4.5MM/3.2MM, HANDLE |  | D0215.4532.01 | 00 | 2009-09-25 | N. A. | N. A. | N. A. | N. A. | N. A. | N. A. | N. A. | N. A. | N. A. | PS/D0215.4532.01 | 00 | 2009-11-12 | N. A. | N. A. | N. A. | D0215.4532 | TF-IN | IU/5 | N. A. | SEMIFINISHED GOODS | N. A. | N. A. | N. A. | N. A. | N. A. | N. A. |  | N. A. | N. A. | N. A. | N. A. | N. A. | N. A. | N. A. | N. A. | N. A. | N. A. | 1 | SUB COMPONENTS | 0 | Added new product as per requirement from D&D | N | INSTRUMENTS |  | No | No | N. A. | N. A. | N. A. | N. A.
D0215.4532 | D0215.4532.02 | DOUBLE DRILL SLEEVE 4.5MM/3.2MM, SLEEVE DIA. 4.5 MM |  | D0215.4532.02 | 00 | 2009-09-25 | N. A. | N. A. | N. A. | N. A. | N. A. | N. A. | N. A. | N. A. | N. A. | PS/D0215.4532.02 | 00 | 2009-11-12 | N. A. | N. A. | N. A. | D0215.4532 | TF-IN | IU/5 | N. A. | SEMIFINISHED GOODS | N. A. | N. A. | N. A. | N. A. | N. A. | N. A. |  | N. A. | N. A. | N. A. | N. A. | N. A. | N. A. | N. A. | N. A. | N. A. | N. A. | 1 | SUB COMPONENTS | 0 | Added new product as per requirement from D&D | N | INSTRUMENTS |  | No | No | N. A. | N. A. | N. A. | N. A.
D0215.4532 | D0215.4532.03 | DOUBLE DRILL SLEEVE 4.5MM/3.2MM, SLEEVE DIA. 3.2MM |  | D0215.4532.03 | 00 | 2009-09-25 | N. A. | N. A. | N. A. | N. A. | N. A. | N. A. | N. A. | N. A. | N. A. | PS/D0215.4532.03 | 00 | 2009-11-12 | N. A. | N. A. | N. A. | D0215.4532 | TF-IN | IU/5 | N. A. | SEMIFINISHED GOODS | N. A. | N. A. | N. A. | N. A. | N. A. | N. A. |  | N. A. | N. A. | N. A. | N. A. | N. A. | N. A. | N. A. | N. A. | N. A. | N. A. | 1 | SUB COMPONENTS | 0 | Added new product as per requirement from D&D | N | INSTRUMENTS |  | No | No | N. A. | N. A. | N. A. | N. A.
I0518.0003 | I0518.0003 | EAZEE OUTER SLEEVE SHORT, DIA. 9.0MM X 5.5MM |  | I0518.0003 | #N/A | #N/A | N. A. | N. A. | N. A. | QPF/I0518.0003 | #N/A | #N/A | #N/A | #N/A | #N/A | PS/I0518.0003 | #N/A | #N/A | #N/A | #N/A | #N/A | I0518.0003 | TF-IN | IU/5 | Class A | FINISHED GOODS | EAZEE™ | OUTER SLEEVE | SHORT, DIA. 9.0MM X 5.5MM | 17 | No | Yes |  | No | N. A. | No | N. A. | No | Yes | No | No | M. L.: MFG/MD/2022/63252 |  | 1 | ADLER PRODUCTS\EAZEE INSTRUMENTS\EAZEE SUPRA INSTRUMENTS | 0 | VL number changed to ML number | Y | Sleeves and its attachment |  | No | No | Yes | No | Yes | N. A.
D0215.6532 | D0215.6532.01 | DOUBLE DRILL SLEEVE 6.5MM / 3.2MM, S`RUT, HANDLE |  | D0215.6532.01 | 00 | 2009-09-25 | N. A. | N. A. | N. A. | QPF/D0215.6532.01 | 00 | 2009-11-14 | N. A. | N. A. | N. A. | PS/D0215.6532.01 | 00 | 2009-11-12 | N. A. | N. A. | N. A. | D0215.6532 | TF-IN | IU/5 | N. A. | SEMIFINISHED GOODS | N. A. | N. A. | N. A. | N. A. | N. A. | N. A. |  | N. A. | N. A. | N. A. | N. A. | N. A. | N. A. | N. A. | N. A. | N. A. | N. A. | 1 | SUB COMPONENTS | 0 | Added new product as per requirement from D&D | N | INSTRUMENTS |  | No | No | N. A. | N. A. | N. A. | N. A.
D0215.6532 | D0215.6532.02 | DOUBLE DRILL SLEEVE 6.5MM / 3.2MM, S`RUT, SLEEVE DIA. 6.5MM |  | D0215.6532.02 | 00 | 2009-09-25 | N. A. | N. A. | N. A. | QPF/D0215.6532.02 | 00 | 2009-11-14 | N. A. | N. A. | N. A. | PS/D0215.6532.02 | 00 | 2009-11-12 | N. A. | N. A. | N. A. | D0215.6532 | TF-IN | IU/5 | N. A. | SEMIFINISHED GOODS | N. A. | N. A. | N. A. | N. A. | N. A. | N. A. |  | N. A. | N. A. | N. A. | N. A. | N. A. | N. A. | N. A. | N. A. | N. A. | N. A. | 1 | SUB COMPONENTS | 0 | Added new product as per requirement from D&D | N | INSTRUMENTS |  | No | No | N. A. | N. A. | N. A. | N. A.
D0215.6532 | D0215.6532.03 | DOUBLE DRILL SLEEVE 6.5MM / 3.2MM, S`RUT, SLEEVE DIA. 3.2MM |  | D0215.6532.03 | 00 | 2009-09-25 | N. A. | N. A. | N. A. | QPF/D0215.6532.03 | 00 | 2009-11-14 | N. A. | N. A. | N. A. | PS/D0215.6532.03 | 00 | 2009-11-12 | N. A. | N. A. | N. A. | D0215.6532 | TF-IN | IU/5 | N. A. | SEMIFINISHED GOODS | N. A. | N. A. | N. A. | N. A. | N. A. | N. A. |  | N. A. | N. A. | N. A. | N. A. | N. A. | N. A. | N. A. | N. A. | N. A. | N. A. | 1 | SUB COMPONENTS | 0 | Added new product as per requirement from D&D | N | INSTRUMENTS |  | No | No | N. A. | N. A. | N. A. | N. A.
841/1 | D0216.00.01 | FIBRE HANDLE FOR ADLER INSTRUMENTS TYPE 3 |  | D0216.35 | 05 | 2013-12-22 | N. A. | N. A. | N. A. | N. A. | N. A. | N. A. | N. A. | N. A. | N. A. | PS/841/1 | 01 | 2018-09-02 | N. A. | N. A. | N. A. | 268 | TF-IN | IU/5 | N. A. | SEMIFINISHED GOODS | N. A. | N. A. | N. A. | N. A. | N. A. | N. A. |  | N. A. | N. A. | N. A. | N. A. | N. A. | N. A. | N. A. | N. A. | N. A. | N. A. | 1 | SUB COMPONENTS | NA | ADDED NEW GROUP AND PRODUCTS UNDER SUB COMPONENTS | N | SUB COMPONENTS |  | No | No | N. A. | N. A. | N. A. | N. A.
841/2 | D0216.00.02 | PIN FOR FIBRE HANDLE FITTING DIA. 3 |  | D0216.35 | 05 | 2013-12-22 | N. A. | N. A. | N. A. | N. A. | N. A. | N. A. | N. A. | N. A. | N. A. | PS/841/2 | 01 | 2018-09-02 | N. A. | N. A. | N. A. | 268 | TF-IN | IU/5 | N. A. | SEMIFINISHED GOODS | N. A. | N. A. | N. A. | N. A. | N. A. | N. A. |  | N. A. | N. A. | N. A. | N. A. | N. A. | N. A. | N. A. | N. A. | N. A. | N. A. | 1 | SUB COMPONENTS | NA | ADDED NEW GROUP AND PRODUCTS UNDER SUB COMPONENTS | N | SUB COMPONENTS |  | No | No | N. A. | N. A. | N. A. | N. A.
842/1 | D0216.00.03 | FIBRE HANDLE FOR ADLER INSTRUMENTS TYPE 4 |  | D0216.25 | 05 | 2013-12-22 | N. A. | N. A. | N. A. | N. A. | N. A. | N. A. | N. A. | N. A. | N. A. | PS/842/1 | 01 | 2018-09-02 | N. A. | N. A. | N. A. | 269 | TF-IN | IU/5 | N. A. | SEMIFINISHED GOODS | N. A. | N. A. | N. A. | N. A. | N. A. | N. A. |  | N. A. | N. A. | N. A. | N. A. | N. A. | N. A. | N. A. | N. A. | N. A. | N. A. | 1 | SUB COMPONENTS | NA | ADDED NEW GROUP AND PRODUCTS UNDER SUB COMPONENTS | N | SUB COMPONENTS |  | No | No | N. A. | N. A. | N. A. | N. A.
842/2 | D0216.00.04 | PIN FOR FIBRE HANDLE FITTING DIA. 2 |  | D0216.25 | 05 | 2013-12-22 | N. A. | N. A. | N. A. | N. A. | N. A. | N. A. | N. A. | N. A. | N. A. | PS/842/2 | 01 | 2018-09-02 | N. A. | N. A. | N. A. | 269 | TF-IN | IU/5 | N. A. | SEMIFINISHED GOODS | N. A. | N. A. | N. A. | N. A. | N. A. | N. A. |  | N. A. | N. A. | N. A. | N. A. | N. A. | N. A. | N. A. | N. A. | N. A. | N. A. | 1 | SUB COMPONENTS | NA | ADDED NEW GROUP AND PRODUCTS UNDER SUB COMPONENTS | N | SUB COMPONENTS |  | No | No | N. A. | N. A. | N. A. | N. A.
D0216.0000 | D0216.0000 | ADLER SCREW DRIVER HANDLE |  | D0216.0000 | 05 | 2013-12-22 | N. A. | N. A. | N. A. | QPR/D0216.0000 QPF/D0216.0000 | 01 | 2014-09-13 | N. A. | N. A. | N. A. | PS/D0216.0000 | 01 | 2018-09-02 | N. A. | N. A. | N. A. | D0216.0000 | TF-IN | IU/5 | Class A | FINISHED GOODS | ADLER™ | SCREW DRIVER HANDLE |  | 17 | No | Yes |  | No | N. A. | No | N. A. | No | Yes | No | No | M. L.: MFG/MD/2022/63252 |  | 1 | ADLER PRODUCTS\LOCKED PLATE INSTRUMENTS | 0 | VL number changed to ML number | N | Surgical Screw Driver |  | No | No | Yes | No | Yes | N. A.
D0216.15 | D0216.15 | HEX. SCREWDRIVER WITH FIBRE HANDLE 1.5 A/F, ADLER |  | D0216.15 | 00 | 2022-10-29 | N. A. | N. A. | N. A. | QPF/D0216.15 | 01 | 2013-09-10 | N. A. | N. A. | N. A. | PS/PUR001 | 00 | 2019-07-21 | N. A. | N. A. | N. A. | D0216.15 | TF-IN | IU/5 | Class A | FINISHED GOODS | ADLER™ | HEXAGONAL SCREWDRIVER | WITH FIBRE HANDLE 1.5 A/F | 17 | No | Yes |  | No | N. A. | No | N. A. | No | Yes | No | No | M. L.: MFG/MD/2022/63252 |  | 1 | ADLER PRODUCTS\INSTRUMENTS \SCREW DRIVERS, ADLER | 0 | VL number changed to ML number | N | Surgical Screw Driver |  | No | No | Yes | No | Yes | N. A.
D0216.15 | D0216.15.01 | SCREW DRIVER BIT 1.5MM A/F WITHOUT FIBER HANDLE |  | D0216.15.01 | 05 | 2013-12-22 | N. A. | N. A. | N. A. | QPR/D0216.15.01 | 00 | 2017-03-30 | N. A. | N. A. | N. A. | N. A. | N. A. | N. A. | N. A. | N. A. | N. A. | D0216.15 | TF-IN | IU/5 | N. A. | SEMIFINISHED GOODS | N. A. | N. A. | N. A. | N. A. | N. A. | N. A. |  | N. A. | N. A. | N. A. | N. A. | N. A. | N. A. | N. A. | N. A. | N. A. | N. A. | 1 | SUB COMPONENTS | 0 | Added new code number on 21AUG2012 | N | SUB COMPONENTS |  | No | No | N. A. | N. A. | N. A. | N. A.
D0216.151 | D0216.151 | HEX. SCREWDRIVER Q.C 1.5 A/F, ADLER |  | D0216.151 | #N/A | #N/A | N. A. | N. A. | N. A. | QPF/D0216.151 | #N/A | #N/A | #N/A | #N/A | #N/A | PS/D0216.151 | #N/A | #N/A | #N/A | #N/A | #N/A | D0216.151 | TF-IN | IU/5 | Class A | FINISHED GOODS | ADLER™ | HEX. SCREWDRIVER Q.C 1.5 A/F |  | 17 | No | Yes |  | No | N. A. | No | N. A. | No | Yes | No | No | M. L.: MFG/MD/2022/63252 |  | 1 | ADLER PRODUCTS\ADLER GERMAN INSTRUMENTS\MINI FRAGMENT SET | 0 | VL number changed to ML number | Y | Surgical Screw Driver |  | No | No | Yes | No | Yes | N. A.
D0216.152 | D0216.152 | HEX. SCREWDRIVER FIBRE HANDLE, 1.5 A/F, FOR USE WITH HOLDING SLEEVE, FOR SMALL BONE SCREWS, ADLER |  | D0216.152 | 05 | 2013-12-22 | N. A. | N. A. | N. A. | QPF/D0216.152 | 00 | 2017-03-30 | N. A. | N. A. | N. A. | PS/D0216.152 | 00 | 2019-07-21 | N. A. | N. A. | N. A. | D0216.152 | TF-IN | IU/5 | Class A | FINISHED GOODS | ADLER™ | HEX. SCREWDRIVER FIBRE HANDLE, 1.5 A/F | FOR USE WITH HOLDING SLEEVE, FOR SMALL BONE SCREWS | 17 | No | Yes |  | No | N. A. | No | N. A. | No | Yes | No | No | M. L.: MFG/MD/2022/63252 |  | 1 | ADLER PRODUCTS\ADLER GERMAN INSTRUMENTS\SMALL FRAGMENT SET | 0 | VL number changed to ML number | N | Surgical Screw Driver |  | No | No | Yes | No | Yes | N. A.
D0216.153 | D0216.153 | ADLER HEXAGONAL SCREW DRIVER 1.5A/F |  | D0216.153 | 05 | 2013-12-22 | N. A. | N. A. | N. A. | QPR/D0216.153 QPF/D0216.153 | 00 | 2017-03-30 | N. A. | N. A. | N. A. | PS/D0216.153 | 00 | 2019-07-21 | N. A. | N. A. | N. A. | D0216.153 | TF-IN | IU/5 | Class A | FINISHED GOODS | ADLER™ | HEXAGONAL SCREW DRIVER 1.5A/F |  | 17 | No | Yes |  | No | N. A. | No | N. A. | No | Yes | No | No | M. L.: MFG/MD/2022/63252 |  | 1 | ADLER PRODUCTS\LOCKED PLATE INSTRUMENTS | 0 | VL number changed to ML number | N | Surgical Screw Driver |  | No | No | Yes | No | Yes | N. A.
842 | D0216.25 | HEX SCREWDRIVER WITH FIBRE HANDLE 'ADLER'-SWISS MADE 2.5 A/F |  | D0216.25 | 05 | 2013-12-22 | N. A. | N. A. | N. A. | QPF/841 | 00 | 2017-03-30 | N. A. | N. A. | N. A. | PS/842 | 00 | 2019-07-21 | N. A. | N. A. | N. A. | 269 | TF-IN | IU/5 | Class A | FINISHED GOODS | ADLER™ | HEXAGONAL SCREWDRIVER | WITH FIBRE HANDLE 2.5 A/F | 17 | No | Yes |  | No | N. A. | No | N. A. | No | Yes | No | No | M. L.: MFG/MD/2022/63252 |  | 1 | ADLER PRODUCTS\INSTRUMENTS \SCREW DRIVERS, ADLER | 0 | VL number changed to ML number | N | Surgical Screw Driver |  | No | No | Yes | No | Yes | N. A.
D0216.25 | D0216.25.01 | SCREWDRIVER BIT FOR HEX. SCREWDRIVER WITHOUT FIBRE HANDLE 2.5 A/F, ADLER |  | D0216.25.01 | 05 | 2013-12-22 | N. A. | N. A. | N. A. | QPR/D0216.25.01 | 00 | 2017-03-30 | N. A. | N. A. | N. A. | N. A. | N. A. | N. A. | N. A. | N. A. | N. A. | D0216.25 | TF-IN | IU/5 | N. A. | SEMIFINISHED GOODS | N. A. | N. A. | N. A. | N. A. | N. A. | N. A. |  | N. A. | N. A. | N. A. | N. A. | N. A. | N. A. | N. A. | N. A. | N. A. | N. A. | 1 | SUB COMPONENTS | 0 | CHANGED DESCRIPTION AS PER EMAIL FROM PRATIK DTD 12SEP2019 ON 20SEP2019 | N | SUB COMPONENTS |  | No | No | N. A. | N. A. | N. A. | N. A.
D0216.25 | D0216.25.02 | FIBRE HANDLE FOR HEX. SCREWDRIVER WITH FIBRE HANDLE 2.5 A/F, ADLER |  | D0216.25.02 | 05 | 2013-12-22 | N. A. | N. A. | N. A. | N. A. | N. A. | N. A. | N. A. | N. A. | N. A. | PS/D0216.25.02 | 00 | 2019-07-21 | N. A. | N. A. | N. A. | D0216.25 | TF-IN | IU/5 | N. A. | SEMIFINISHED GOODS | N. A. | N. A. | N. A. | N. A. | N. A. | N. A. |  | N. A. | N. A. | N. A. | N. A. | N. A. | N. A. | N. A. | N. A. | N. A. | N. A. | 1 | SUB COMPONENTS | 0 | Added New Item Code on 23FEB2016 | N | SUB COMPONENTS |  | No | No | N. A. | N. A. | N. A. | N. A.
D0216.251 | D0216.251 | HEX. SCREWDRIVER Q.C, 2.5 A/F, ADLER |  | D0216.251 | 05 | 2013-12-22 | N. A. | N. A. | N. A. | QPF/D0216.251 | 00 | 2017-03-30 | N. A. | N. A. | N. A. | PS/PUR001 | 00 | 2019-07-21 | N. A. | N. A. | N. A. | D0216.251 | TF-IN | IU/5 | Class A | FINISHED GOODS | ADLER™ | HEX. SCREWDRIVER Q.C, 2.5 A/F |  | 17 | No | Yes |  | No | N. A. | No | N. A. | No | Yes | No | No | M. L.: MFG/MD/2022/63252 |  | 1 | ADLER PRODUCTS\INSTRUMENTS \SCREW DRIVERS, ADLER | 0 | VL number changed to ML number | N | Surgical Screw Driver |  | No | No | Yes | No | Yes | N. A.
D0216.252 | D0216.252 | HEX. SCREWDRIVER FIBRE HANDLE, 2.5 A/F, FOR USE WITH HOLDING SLEEVE, FOR SMALL BONE SCREWS, ADLER |  | D0216.252 | 05 | 2013-12-22 | N. A. | N. A. | N. A. | QPF/D0216.252 | 00 | 2017-03-30 | N. A. | N. A. | N. A. | PS/PUR001 | 00 | 2019-07-21 | N. A. | N. A. | N. A. | D0216.252 | TF-IN | IU/5 | Class A | FINISHED GOODS | ADLER™ | HEXAGONAL SCREWDRIVER, WITH HOLDING SLEEVE | WITH FIBRE HANDLE 2.5 A/F, FOR SMALL BONE SCREWS | 17 | No | Yes |  | No | N. A. | No | N. A. | No | Yes | No | No | M. L.: MFG/MD/2022/63252 |  | 1 | ADLER PRODUCTS\ADLER GERMAN INSTRUMENTS\SMALL FRAGMENT SET | 0 | VL number changed to ML number | N | Surgical Screw Driver |  | No | No | Yes | No | Yes | N. A.
D0216.252 | D0216.252.01 | SCREWDRIVER BIT FOR HEX. SCREWDRIVER FIBRE HANDLE, 2.5 A/F, FOR USE WITH HOLDING SLEEVE, FOR SMALL BONE SCREWS, ADLER |  | D0216.252.01 | 05 | 2013-12-22 | N. A. | N. A. | N. A. | QPR/D0216.252.01 | 00 | 2017-03-30 | N. A. | N. A. | N. A. | N. A. | N. A. | N. A. | N. A. | N. A. | N. A. | D0216.252 | TF-IN | IU/5 | N. A. | SEMIFINISHED GOODS | N. A. | N. A. | N. A. | N. A. | N. A. | N. A. |  | N. A. | N. A. | N. A. | N. A. | N. A. | N. A. | N. A. | N. A. | N. A. | N. A. | 1 | SUB COMPONENTS | 0 | ADDED NEW CODE NOS. FOR SUB COMPONENTS | N | SUB COMPONENTS |  | No | No | N. A. | N. A. | N. A. | N. A.
I0519.0003 | I0519.0003 | EAZEE OUTER SLEEVE LONG, DIA. 9.0MM X 5.5MM |  | I0519.0003 | #N/A | #N/A | N. A. | N. A. | N. A. | QPF/I0519.0003 | #N/A | #N/A | #N/A | #N/A | #N/A | PS/I0519.0003 | #N/A | #N/A | #N/A | #N/A | #N/A | I0519.0003 | TF-IN | IU/5 | Class A | FINISHED GOODS | EAZEE™ | OUTER SLEEVE | LONG, DIA. 9.0MM X 5.5MM | 17 | No | Yes |  | No | N. A. | No | N. A. | No | Yes | No | No | M. L.: MFG/MD/2022/63252 |  | 1 | ADLER PRODUCTS\EAZEE INSTRUMENTS\EAZEE SUPRA INSTRUMENTS | 0 | VL number changed to ML number | Y | Sleeves and its attachment |  | No | No | Yes | No | Yes | N. A.
D0216.256 | D0216.256 | ADLER HEXAGONAL SCREW DRIVER BIT 2.5MM A/F |  | D0216.256 | 05 | 2013-12-22 | N. A. | N. A. | N. A. | QPR/D0216.256 QPF/D0216.256 | 00 | 2017-03-30 | N. A. | N. A. | N. A. | PS/D0216.256 | 00 | 2019-07-21 | N. A. | N. A. | N. A. | D0216.256 | TF-IN | IU/5 | Class A | FINISHED GOODS | ADLER™ | HEXAGONAL SCREW DRIVER BIT 2.5MM A/F |  | 17 | No | Yes |  | No | N. A. | No | N. A. | No | Yes | No | No | M. L.: MFG/MD/2022/63252 |  | 1 | ADLER PRODUCTS\LOCKED PLATE INSTRUMENTS | 0 | VL number changed to ML number | Y | Surgical Screw Driver |  | No | No | Yes | No | Yes | N. A.
841 | D0216.35 | HEX SCREWDRIVER WITH FIBRE HANDLE 'ADLER'- 3.5 A/F |  | D0216.35 | 05 | 2013-12-22 | N. A. | N. A. | N. A. | QPF/841 | 00 | 2017-03-30 | N. A. | N. A. | N. A. | PS/841 | 00 | 2019-07-21 | N. A. | N. A. | N. A. | 268 | TF-IN | IU/5 | Class A | FINISHED GOODS | ADLER™ | HEXAGONAL SCREWDRIVER | WITH FIBRE HANDLE 3.5 A/F | 17 | No | Yes |  | No | N. A. | No | N. A. | No | Yes | No | No | M. L.: MFG/MD/2022/63252 |  | 1 | ADLER PRODUCTS\INSTRUMENTS \SCREW DRIVERS, ADLER | 0 | VL number changed to ML number | N | Surgical Screw Driver |  | No | No | Yes | No | Yes | N. A.
D0216.35 | D0216.35.01 | SCREWDRIVER BIT FOR HEX. SCREWDRIVER WITHOUT FIBRE HANDLE 3.5 A/F, ADLER |  | D0216.35.01 | 05 | 2013-12-22 | N. A. | N. A. | N. A. | QPR/D0216.35.01 | 00 | 2017-03-30 | N. A. | N. A. | N. A. | N. A. | N. A. | N. A. | N. A. | N. A. | N. A. | D0216.35 | TF-IN | IU/5 | N. A. | SEMIFINISHED GOODS | N. A. | N. A. | N. A. | N. A. | N. A. | N. A. |  | N. A. | N. A. | N. A. | N. A. | N. A. | N. A. | N. A. | N. A. | N. A. | N. A. | 1 | SUB COMPONENTS | 0 | CHANGED DESCRIPTION AS PER EMAIL FROM PRATIK DTD 12SEP2019 ON 20SEP2019 | N | SUB COMPONENTS |  | No | No | N. A. | N. A. | N. A. | N. A.
841/1 | D0216.35.02 | HEX SCREWDRIVER 3.5 A/F, FIBRE HANDLE |  | D0216.35.02 | 05 | 2013-12-22 | N. A. | N. A. | N. A. | N. A. | N. A. | N. A. | N. A. | N. A. | N. A. | PS/841/1 | 00 | 2019-07-21 | N. A. | N. A. | N. A. | D0216 | TF-IN | IU/5 | N. A. | SEMIFINISHED GOODS | N. A. | N. A. | N. A. | N. A. | N. A. | N. A. |  | N. A. | N. A. | N. A. | N. A. | N. A. | N. A. | N. A. | N. A. | N. A. | N. A. | 1 | SUB COMPONENTS | 0 | CHANGED SPECIFICATION NUMBER AS PER EMAIL FROM PRATIK DTD 03JAN2019 ON 15JAN2019 | N | SUB COMPONENTS |  | No | No | N. A. | N. A. | N. A. | N. A.
841/2 | D0216.35.03 | HEX SCREWDRIVER 3.5 A/F, DOWEL PIN, DIA 2.5MM |  | D0216.35 | 05 | 2013-12-22 | N. A. | N. A. | N. A. | N. A. | N. A. | N. A. | N. A. | N. A. | N. A. | PS/841/2 | 00 | 2019-07-21 | N. A. | N. A. | N. A. | D0216 | TF-IN | IU/5 | N. A. | SEMIFINISHED GOODS | N. A. | N. A. | N. A. | N. A. | N. A. | N. A. |  | N. A. | N. A. | N. A. | N. A. | N. A. | N. A. | N. A. | N. A. | N. A. | N. A. | 1 | SUB COMPONENTS | 0 | CHANGED SPECIFICATION NUMBER AS PER EMAIL FROM PRATIK DTD 03JAN2019 ON 15JAN2019 | N | SUB COMPONENTS |  | No | No | N. A. | N. A. | N. A. | N. A.
D0216.351 | D0216.351 | HEX. SCREWDRIVER Q.C, 3.5 A/F, ADLER |  | D0216.351 | 05 | 2013-12-22 | N. A. | N. A. | N. A. | QPF/D0216.351 | 00 | 2017-03-30 | N. A. | N. A. | N. A. | PS/PUR001 | 00 | 2019-07-21 | N. A. | N. A. | N. A. | D0216.351 | TF-IN | IU/5 | Class A | FINISHED GOODS | ADLER™ | HEX. SCREWDRIVER Q.C, 3.5 A/F |  | 17 | No | Yes |  | No | N. A. | No | N. A. | No | Yes | No | No | M. L.: MFG/MD/2022/63252 |  | 1 | ADLER PRODUCTS\INSTRUMENTS \SCREW DRIVERS, ADLER | 0.017333 | VL number changed to ML number | N | Surgical Screw Driver |  | No | No | Yes | No | Yes | N. A.
D0216.352 | D0216.352 | HEX. SCREWDRIVER FIBRE HANDLE, 3.5 A/F, LENGTH 270MM WITH GROOVE FOR HOLDING SLEEVE, FOR LARGE BONE SCREWS, ADLER |  | D0216.352 | 05 | 2013-12-22 | N. A. | N. A. | N. A. | QPF/D0216.352 | 00 | 2017-03-30 | N. A. | N. A. | N. A. | PS/PUR001 | 00 | 2019-07-21 | N. A. | N. A. | N. A. | D0216.352 | TF-IN | IU/5 | Class A | FINISHED GOODS | ADLER™ | HEX. SCREWDRIVER FIBRE HANDLE, 3.5 A/F, LENGTH 270MM | WITH GROOVE FOR HOLDING SLEEVE, FOR LARGE BONE SCREWS | 17 | No | Yes |  | No | N. A. | No | N. A. | No | Yes | No | No | M. L.: MFG/MD/2022/63252 |  | 1 | ADLER PRODUCTS\ADLER GERMAN INSTRUMENTS\OTHER GERMAN INSTRUMENTS | 0 | VL number changed to ML number | N | Surgical Screw Driver |  | No | No | Yes | No | Yes | N. A.
D0216.352 | D0216.352.01 | SCREWDRIVER BIT FOR HEX. SCREWDRIVER FIBRE HANDLE, 3.5 A/F, LENGTH 270MM WITH GROOVE FOR HOLDING SLEEVE, FOR LARGE BONE SCREWS, ADLER |  | D0216.352.01 | 05 | 2013-12-22 | N. A. | N. A. | N. A. | QPR/D0216.352.01 | 00 | 2017-03-30 | N. A. | N. A. | N. A. | N. A. | N. A. | N. A. | N. A. | N. A. | N. A. | D0216.352 | TF-IN | IU/5 | N. A. | SEMIFINISHED GOODS | N. A. | N. A. | N. A. | N. A. | N. A. | N. A. |  | N. A. | N. A. | N. A. | N. A. | N. A. | N. A. | N. A. | N. A. | N. A. | N. A. | 1 | SUB COMPONENTS | 0 | ADDED NEW CODE NOS. FOR SUB COMPONENTS | N | SUB COMPONENTS |  | No | No | N. A. | N. A. | N. A. | N. A.
D1501.08 | D1501.08 | SLEEVE FOR TORQUE HANDLE QC, HUDSON TYPE, 8 NM |  | D1501.08 | 02 | 2009-12-29 | N. A. | N. A. | N. A. | QPF/D1501.08 | 00 | 2017-02-24 | N. A. | N. A. | N. A. | PS/D1501.08 | 00 | 2018-06-07 | N. A. | N. A. | N. A. | D1501.08 | TF-IN | IU/5 | Class A | SEMIFINISHED GOODS | N. A. | N. A. | N. A. | N. A. | N. A. | N. A. |  | N. A. | N. A. | N. A. | N. A. | N. A. | N. A. | N. A. | N. A. | N. A. | N. A. | 1 | SUB COMPONENTS | 0 | CHANGED STATUS TO INACTIVE Y AS PER ECR E0030520 DTD 06FEB2020 | Y | Sleeves and its attachment |  | No | No | N. A. | N. A. | N. A. | N. A.
D0216.353 | D0216.353.01 | HOLDING SLEEVE LARGE, LENGTH 120MM, ADLER,SLEEVE |  | D0216.353 | 00 | 2016-08-04 | N. A. | N. A. | N. A. | N. A. | N. A. | N. A. | N. A. | N. A. | N. A. | PS/D0216.353.01 | N. A. | N. A. | N. A. | N. A. | N. A. | D0216.353 | TF-IN | IU/5 | N. A. | SEMIFINISHED GOODS | N. A. | N. A. | N. A. | N. A. | N. A. | N. A. |  | N. A. | N. A. | N. A. | N. A. | N. A. | N. A. | N. A. | N. A. | N. A. | N. A. | 1 | SUB COMPONENTS | 0 | ADDED NEW CODE NO AS PER EMAIL FROM PRATIK DTD 05DEC2018 ON 20DEC2018 | N | SUB COMPONENTS |  | No | No | N. A. | N. A. | N. A. | N. A.
D0216.353 | D0216.353.02 | HOLDING SLEEVE LARGE, LENGTH 120MM, ADLER,CAP |  | D0216.353 | 00 | 2016-08-04 | N. A. | N. A. | N. A. | N. A. | N. A. | N. A. | N. A. | N. A. | N. A. | PS/D0216.353.02 | N. A. | N. A. | N. A. | N. A. | N. A. | D0216.353 | TF-IN | IU/5 | N. A. | SEMIFINISHED GOODS | N. A. | N. A. | N. A. | N. A. | N. A. | N. A. |  | N. A. | N. A. | N. A. | N. A. | N. A. | N. A. | N. A. | N. A. | N. A. | N. A. | 1 | SUB COMPONENTS | 0 | CHANGED PS NO AS PER EMAIL FROM PRATIK BENDRE DTD 28SEP2019 ON 29SEP2019 | N | SUB COMPONENTS |  | No | No | N. A. | N. A. | N. A. | N. A.
D0216.353 | D0216.353.03 | HOLDING SLEEVE LARGE, LENGTH 120MM, ADLER,INNER ROD |  | D0216.353 | 00 | 2016-08-04 | N. A. | N. A. | N. A. | N. A. | N. A. | N. A. | N. A. | N. A. | N. A. | PS/D0216.353.03 | N. A. | N. A. | N. A. | N. A. | N. A. | D0216.353 | TF-IN | IU/5 | N. A. | SEMIFINISHED GOODS | N. A. | N. A. | N. A. | N. A. | N. A. | N. A. |  | N. A. | N. A. | N. A. | N. A. | N. A. | N. A. | N. A. | N. A. | N. A. | N. A. | 1 | SUB COMPONENTS | 0 | CHANGED PS NO AS PER EMAIL FROM PRATIK BENDRE DTD 28SEP2019 ON 29SEP2019 | N | SUB COMPONENTS |  | No | No | N. A. | N. A. | N. A. | N. A.
D0216.353 | D0216.353.04 | HOLDING SLEEVE LARGE, LENGTH 120MM, ADLER,SPRING |  | D0216.353 | 00 | 2016-08-04 | N. A. | N. A. | N. A. | N. A. | N. A. | N. A. | N. A. | N. A. | N. A. | PS/D0216.353.04 | N. A. | N. A. | N. A. | N. A. | N. A. | D0216.353 | TF-IN | IU/5 | N. A. | SEMIFINISHED GOODS | N. A. | N. A. | N. A. | N. A. | N. A. | N. A. |  | N. A. | N. A. | N. A. | N. A. | N. A. | N. A. | N. A. | N. A. | N. A. | N. A. | 1 | SUB COMPONENTS | 0 | CHANGED PS NO AS PER EMAIL FROM PRATIK BENDRE DTD 28SEP2019 ON 29SEP2019 | N | SUB COMPONENTS |  | No | No | N. A. | N. A. | N. A. | N. A.
D0216.353 | D0216.353.05 | HOLDING SLEEVE LARGE, LENGTH 120MM, ADLER,BALL |  | D0216.353 | 00 | 2016-08-04 | N. A. | N. A. | N. A. | N. A. | N. A. | N. A. | N. A. | N. A. | N. A. | PS/D0216.353.05 | N. A. | N. A. | N. A. | N. A. | N. A. | D0216.353 | TF-IN | IU/5 | N. A. | SEMIFINISHED GOODS | N. A. | N. A. | N. A. | N. A. | N. A. | N. A. |  | N. A. | N. A. | N. A. | N. A. | N. A. | N. A. | N. A. | N. A. | N. A. | N. A. | 1 | SUB COMPONENTS | 0 | CHANGED PS NO AS PER EMAIL FROM PRATIK BENDRE DTD 28SEP2019 ON 29SEP2019 | N | SUB COMPONENTS |  | No | No | N. A. | N. A. | N. A. | N. A.
2898 | D0216.354 | ATLAS HEX. SCREWDRIVER WITH FIBRE HANDLE 'ADLER' 3.5 A/F |  | D0216.354 | 05 | 2013-12-22 | N. A. | N. A. | N. A. | QPR/2898 | 00 | 2017-03-30 | N. A. | N. A. | N. A. | PS/D0216.354 | 00 | 2019-07-21 | N. A. | N. A. | N. A. | 529 | TF-IN | IU/5 | Class A | FINISHED GOODS | ADLER™ | HEX. SCREWDRIVER | WITH FIBRE HANDLE 3.5 A/F | 17 | No | Yes |  | No | N. A. | No | N. A. | No | Yes | No | No | M. L.: MFG/MD/2022/63252 |  | 1 | SUSHRUT PRODUCTS\ATLAS NAILING SYSTEM\ATLAS INSTRUMENTS | 0 | VL number changed to ML number | N | Surgical Screw Driver |  | No | No | Yes | No | Yes | N. A.
D0216.354 | D0216.354.01 | SCREWDRIVER BIT FOR ATLAS HEX. SCREWDRIVER WITH FIBRE HANDLE 'ADLER' 3.5 A/F |  | D0216.354.01 | 05 | 2013-12-22 | N. A. | N. A. | N. A. | QPR/D0216.354.01 | 00 | 2017-03-30 | N. A. | N. A. | N. A. | N. A. | N. A. | N. A. | N. A. | N. A. | N. A. | D0216.354 | TF-IN | IU/5 | N. A. | SEMIFINISHED GOODS | N. A. | N. A. | N. A. | N. A. | N. A. | N. A. |  | N. A. | N. A. | N. A. | N. A. | N. A. | N. A. | N. A. | N. A. | N. A. | N. A. | 1 | SUB COMPONENTS | 0 | Changed Description to match the drawing description and product design on 28FEB2013 | N | SUB COMPONENTS |  | No | No | N. A. | N. A. | N. A. | N. A.
D0216.354 | D0216.354.02 | HANDLE FOR ATLAS HEX. SCREWDRIVER WITH FIBRE HANDLE 'ADLER' 3.5 A/F |  | D0216.354.02 | 05 | 2013-12-22 | N. A. | N. A. | N. A. | N. A. | N. A. | N. A. | N. A. | N. A. | N. A. | PS/D0216.354.02 | 00 | 2019-07-21 | N. A. | N. A. | N. A. | D0216.354 | TF-IN | IU/5 | N. A. | SEMIFINISHED GOODS | N. A. | N. A. | N. A. | N. A. | N. A. | N. A. |  | N. A. | N. A. | N. A. | N. A. | N. A. | N. A. | N. A. | N. A. | N. A. | N. A. | 1 | SUB COMPONENTS | 0 | Added New Product to Match the SL/1 on 15MAY2014 | N | SUB COMPONENTS |  | No | No | N. A. | N. A. | N. A. | N. A.
D0216.355 | D0216.355 | ATLAS HEX. SCREWDRIVER WITH SILICON HANDLE 'ADLER' 3.5 A/F, EXTRA LONG |  | D0216.355 | #N/A | #N/A | N. A. | N. A. | N. A. | QPF/D0216.355 | #N/A | #N/A | #N/A | #N/A | #N/A | PS/D0216.355 | #N/A | #N/A | #N/A | #N/A | #N/A | D0216.355 | TF-IN | IU/5 | Class A | FINISHED GOODS | ADLER™ | HEX. SCREWDRIVER | WITH SILICON HANDLE 3.5 A/F, EXTRA LONG | 17 | No | Yes |  | No | N. A. | No | N. A. | No | Yes | No | No | M. L.: MFG/MD/2022/63252 |  | 1 | SUSHRUT PRODUCTS\ATLAS NAILING SYSTEM\ATLAS INSTRUMENTS | 0 | VL number changed to ML number | Y | Surgical Screw Driver |  | No | No | Yes | No | Yes | N. A.
D0216.355 | D0216.355.01 | SCREWDRIVER BIT FOR ATLAS HEX. SCREWDRIVER WITH SILICON HANDLE 'ADLER' 3.5 A/F, EXTRA LONG |  | D0216.355.01 | 05 | 2013-12-22 | N. A. | N. A. | N. A. | QPR/D0216.355.01 | 00 | 2017-03-30 | N. A. | N. A. | N. A. | N. A. | N. A. | N. A. | N. A. | N. A. | N. A. | D0216.355 | TF-IN | IU/5 | N. A. | SEMIFINISHED GOODS | N. A. | N. A. | N. A. | N. A. | N. A. | N. A. |  | N. A. | N. A. | N. A. | N. A. | N. A. | N. A. | N. A. | N. A. | N. A. | N. A. | 1 | SUB COMPONENTS | 0 | ADDED NEW CODE NOS. FOR SUB COMPONENTS | N | SUB COMPONENTS |  | No | No | N. A. | N. A. | N. A. | N. A.
D0216.356 | D0216.359 | HEX. SCREWDRIVER Q.C, 3.5 A/F, ADLER (TO BE USED WITH D1501.15) |  | D0216.359 | 00 | 2018-07-20 | N. A. | N. A. | N. A. | QPR/D0216.359 | 00 | 2018-07-24 | N. A. | N. A. | N. A. | PS/D0216.359 | 00 | 2017-03-04 | N. A. | N. A. | N. A. | D0216.359 | TF-IN | IU/5 | Class A | FINISHED GOODS | ADLER™ | HEXAGONAL SCREWDRIVER QUICK COUPLING | 3.5 A/F (TO BE USED WITH D1501.15) | 17 | No | Yes |  | No | N. A. | No | N. A. | No | Yes | No | No | M. L.: MFG/MD/2022/63252 |  | 1 | SUSHRUT PRODUCTS\ATLAS NAILING SYSTEM\ATLAS INSTRUMENTS | 0 | VL number changed to ML number | Y | Surgical Screw Driver |  | No | No | Yes | No | Yes | N. A.
D0221.0251 | D0221.0251 | DRILL BIT NON QUICK COUPLING, DIA. 2.5MM, LENGTH 225MM, FLUTE LENGTH 50MM, S`RUT |  | D0221.0251 | 00 | 2008-09-28 | N. A. | N. A. | N. A. | QPF/D0221.0251 | 00 | 2020-11-14 | N. A. | N. A. | N. A. | PS/D0221.0251 | 01 | 2019-06-19 | N. A. | N. A. | N. A. | D0221.0251 | TF-IN | IU/5 | Class B | FINISHED GOODS | ADLER™ | DRILL BIT NON QUICK COUPLING | DIA. 2.5MM, LENGTH 225MM, FLUTE LENGTH 50MM | 17 | No | Yes |  | No | N. A. | No | N. A. | No | Yes | No | No | M. L.: MFG/MD/2023/000312 |  | 1 | SUSHRUT PRODUCTS\ATLAS NAILING SYSTEM\ATLAS INSTRUMENTS | 0 | Changed GS1 Code for these Items on 08DEC2021 | N | Surgical Drill & its attachment |  | No | No | Yes | No | Yes | N. A.
D0221.251 | D0221.251 | DRILL BIT QUICK COUPLING., DIA. 2.5MM, LENGTH 180MM, FLUTE LENGTH 50MM, S`RUT |  | D0221.251 | #N/A | #N/A | N. A. | N. A. | N. A. | QPF/D0221.251 | #N/A | #N/A | #N/A | #N/A | #N/A | PS/D0221.251 | #N/A | #N/A | #N/A | #N/A | #N/A | D0221.251 | TF-IN | IU/5 | Class B | FINISHED GOODS | SUSHRUT™ | DRILL BIT QUICK COUPLING | DIA. 2.5MM, LENGTH 180MM, FLUTE LENGTH 50MM | 17 | No | Yes |  | No | N. A. | No | N. A. | No | Yes | No | No | M. L.: MFG/MD/2023/000312 |  | 1 | SUSHRUT PRODUCTS\INTERNATIONAL INSTRUMENTS\OTHER INTERNATIONAL INSTRUMENTS | 0 | CHANGED PRODUCT BRAND DETAILS, FAMILY NAME & SNN DESCRIPTION AS PER EMAIL FROM ASP DTD 04JUN2020 ON 06JUN2020 | Y | Surgical Drill & its attachment |  | No | No | Yes | No | Yes | N. A.
D0221.271 | D0221.271 | DRILL BIT QUICK COUPLING., DIA. 2.7MM, LENGTH 125MM, FLUTE LENGTH 50MM, S`RUT |  | D0221.271 | #N/A | #N/A | N. A. | N. A. | N. A. | QPF/D0221.271 | #N/A | #N/A | #N/A | #N/A | #N/A | PS/D0221.271 | #N/A | #N/A | #N/A | #N/A | #N/A | D0221.271 | TF-IN | IU/5 | Class B | FINISHED GOODS | SUSHRUT™ | DRILL BIT QUICK COUPLING | DIA. 2.7MM, LENGTH 125MM, FLUTE LENGTH 50MM | 17 | No | Yes |  | No | N. A. | No | N. A. | No | Yes | No | No | M. L.: MFG/MD/2023/000312 |  | 1 | SUSHRUT PRODUCTS\INTERNATIONAL INSTRUMENTS\OTHER INTERNATIONAL INSTRUMENTS | 0 | CHANGED PRODUCT BRAND DETAILS, FAMILY NAME & SNN DESCRIPTION AS PER EMAIL FROM ASP DTD 04JUN2020 ON 06JUN2020 | Y | Surgical Drill & its attachment |  | No | No | Yes | No | Yes | N. A.
D0221.321 | D0221.321 | DRILL BIT QUICK COUPLING., DIA. 3.2MM, LENGTH 225MM, S`RUT |  | D0221.321 | #N/A | #N/A | N. A. | N. A. | N. A. | QPF/D0221.321 | #N/A | #N/A | #N/A | #N/A | #N/A | PS/D0221.321 | #N/A | #N/A | #N/A | #N/A | #N/A | D0221.321 | TF-IN | IU/5 | Class B | FINISHED GOODS | SUSHRUT™ | DRILL BIT QUICK COUPLING | DIA. 3.2MM, LENGTH 225MM | 17 | No | Yes |  | No | N. A. | No | N. A. | No | Yes | No | No | M. L.: MFG/MD/2023/000312 |  | 1 | SUSHRUT PRODUCTS\INTERNATIONAL INSTRUMENTS\OTHER INTERNATIONAL INSTRUMENTS | 0 | CHANGED PRODUCT BRAND DETAILS, FAMILY NAME & SNN DESCRIPTION AS PER EMAIL FROM ASP DTD 04JUN2020 ON 06JUN2020 | Y | Surgical Drill & its attachment |  | No | No | Yes | No | Yes | N. A.
D0222.035 | D0222.035 | DRILL BIT QUICK COUPLING., DIA. 3.5MM, LENGTH 195MM, FLUTE LENGTH 50MM, S`RUT |  | D0222.035 | #N/A | #N/A | N. A. | N. A. | N. A. | QPF/D0222.035 | #N/A | #N/A | #N/A | #N/A | #N/A | PS/D0222.035 | #N/A | #N/A | #N/A | #N/A | #N/A | D0222.035 | TF-IN | IU/5 | Class B | FINISHED GOODS | SUSHRUT™ | DRILL BIT QUICK COUPLING | DIA. 3.5MM, LENGTH 195MM, FLUTE LENGTH 50MM | 17 | No | Yes |  | No | N. A. | No | N. A. | No | Yes | No | No | M. L.: MFG/MD/2023/000312 |  | 1 | SUSHRUT PRODUCTS\INTERNATIONAL INSTRUMENTS\OTHER INTERNATIONAL INSTRUMENTS | 0 | CHANGED PRODUCT BRAND DETAILS, FAMILY NAME & SNN DESCRIPTION AS PER EMAIL FROM ASP DTD 04JUN2020 ON 06JUN2020 | Y | Surgical Drill & its attachment |  | No | No | Yes | No | Yes | N. A.
D0222.045 | D0222.045 | DRILL BIT QUICK COUPLING., DIA. 4.5MM, LENGTH 195MM, FLUTE LENGTH 50MM, S`RUT |  | D0222.045 | #N/A | #N/A | N. A. | N. A. | N. A. | QPF/D0222.045 | #N/A | #N/A | #N/A | #N/A | #N/A | PS/D0222.045 | #N/A | #N/A | #N/A | #N/A | #N/A | D0222.045 | TF-IN | IU/5 | Class B | FINISHED GOODS | SUSHRUT™ | DRILL BIT QUICK COUPLING | DIA. 4.5MM, LENGTH 195MM, FLUTE LENGTH 50MM | 17 | No | Yes |  | No | N. A. | No | N. A. | No | Yes | No | No | M. L.: MFG/MD/2023/000312 |  | 1 | SUSHRUT PRODUCTS\INTERNATIONAL INSTRUMENTS\OTHER INTERNATIONAL INSTRUMENTS | 0 | CHANGED PRODUCT BRAND DETAILS, FAMILY NAME & SNN DESCRIPTION AS PER EMAIL FROM ASP DTD 04JUN2020 ON 06JUN2020 | Y | Surgical Drill & its attachment |  | No | No | Yes | No | Yes | N. A.
D1501.09 | D1501.09 | SLEEVE SPRING FOR TORQUE HANDLE QC, HUDSON TYPE, 8 NM |  | D1501.09 | 02 | 2009-12-29 | N. A. | N. A. | N. A. | QPR/D1501.09 | 00 | 2017-02-24 | N. A. | N. A. | N. A. | N. A. | N. A. | N. A. | N. A. | N. A. | N. A. | D1501.09 | TF-IN | IU/5 | Class A | SEMIFINISHED GOODS | N. A. | N. A. | N. A. | N. A. | N. A. | N. A. |  | N. A. | N. A. | N. A. | N. A. | N. A. | N. A. | N. A. | N. A. | N. A. | N. A. | 1 | SUB COMPONENTS | 0 | CHANGED STATUS TO INACTIVE Y AS PER ECR E0030520 DTD 06FEB2020 | Y | Sleeves and its attachment |  | No | No | N. A. | N. A. | N. A. | N. A.
F0306.251 | F0306.251 | CENTRAL SLEEVE FOR UMEX DC ROD ASSEMBLY - FOR 25MM DISTRACTION |  | F0306.251 | N. A. | N. A. | N. A. | N. A. | N. A. | N. A. | N. A. | N. A. | N. A. | N. A. | N. A. | PS/F0306.001 | 01 | 1998-12-31 | N. A. | N. A. | N. A. | F0306 | TF-IN | IU/5 | Class A | SEMIFINISHED GOODS | N. A. | N. A. | N. A. | N. A. | N. A. | N. A. |  | N. A. | N. A. | N. A. | N. A. | N. A. | N. A. | N. A. | N. A. | N. A. | N. A. | 1 | SUB COMPONENTS | N. A. | CHANGED STATUS TO INACTIVE N AS PER ECR E0041220 ON 25DEC2020 | N | Sleeves and its attachment |  | No | No | N. A. | N. A. | N. A. | N. A.
F0306 | F0306.361 | CENTRAL SLEEVE FOR UMEX DC ROD ASSEMBLY - FOR 36MM DISTRACTION |  | F0306.361 | N. A. | N. A. | N. A. | N. A. | N. A. | N. A. | N. A. | N. A. | N. A. | N. A. | N. A. | PS/F0306.001 | 01 | 1998-12-31 | N. A. | N. A. | N. A. | F0306 | TF-IN | IU/5 | Class A | SEMIFINISHED GOODS | N. A. | N. A. | N. A. | N. A. | N. A. | N. A. |  | N. A. | N. A. | N. A. | N. A. | N. A. | N. A. | N. A. | N. A. | N. A. | N. A. | 1 | SUB COMPONENTS | NA | CHANGED STATUS TO INACTIVE N AS PER ECR E0041220 ON 25DEC2020 | N | Sleeves and its attachment |  | No | No | N. A. | N. A. | N. A. | N. A.
F0306 | F0306.501 | CENTRAL SLEEVE FOR UMEX DC ROD ASSEMBLY - FOR 50MM DISTRACTION |  | F0306.501 | N. A. | N. A. | N. A. | N. A. | N. A. | N. A. | N. A. | N. A. | N. A. | N. A. | N. A. | PS/F0306.001 | 01 | 1998-12-31 | N. A. | N. A. | N. A. | F0306 | TF-IN | IU/5 | Class A | SEMIFINISHED GOODS | N. A. | N. A. | N. A. | N. A. | N. A. | N. A. |  | N. A. | N. A. | N. A. | N. A. | N. A. | N. A. | N. A. | N. A. | N. A. | N. A. | 1 | SUB COMPONENTS | NA | CHANGED STATUS TO INACTIVE N AS PER ECR E0041220 ON 25DEC2020 | N | Sleeves and its attachment |  | No | No | N. A. | N. A. | N. A. | N. A.
C4014.00 | C4014.00 | TIBIAL ALIGNMENT ROD |  | C4014.00 | 00 | 2019-08-10 | N. A. | N. A. | N. A. | QPF/C4014.00 | 00 | 2018-08-30 | N. A. | N. A. | N. A. | PS/C4014.00 | 01 | 2019-04-06 | 2022-04-05 | 2020-01-05 | 44931 | C4014.00 | TF-IN | IU/5 | Class A | FINISHED GOODS | RESTOR™ | MODULAR RESECTION PROSTHESIS | TIBIAL ALIGNMENT ROD | 17 | No | Yes |  | No | N. A. | No | N. A. | No | Yes | No | No | M. L.: MFG/MD/2022/63252 |  | 1 | ADLER PRODUCTS\RESTOR PRODUCTS\INSTRUMENTS | 0 | Modified description on 28JUN2024 | N | Sleeves and its attachment |  | No | No | Yes | No | Yes | N. A.
D0205.15 | D0205.15 | MINI DRILL SLEEVE 1.1MM, FOR 1.5MM SCREWS, S`RUT |  | D0205.15 | 00 | 2019-08-09 | N. A. | N. A. | N. A. | QPF/D0205.15 | 00 | 2017-01-07 | N. A. | N. A. | N. A. | PS/D0205.15 | 00 | 2020-07-25 | 2023-07-25 | N. A. | N. A. | D0205.15 | TF-IN | IU/5 | Class A | FINISHED GOODS | SUSHRUT™ | MINI DRILL SLEEVE | 1.1MM, FOR 1.5MM SCREWS | 17 | No | Yes |  | No | N. A. | No | N. A. | No | Yes | No | No | M. L.: MFG/MD/2022/63252 |  | 1 | SUSHRUT PRODUCTS\INTERNATIONAL INSTRUMENTS\PLATING INSTRUMENTS | 0 | VL number changed to ML number | N | Sleeves and its attachment |  | No | No | Yes | No | Yes | N. A.
D0228.4532 | D0228.4532 | INSERT DRILL SLEEVE 4.5/3.2MM, ADLER |  | D0228.4532 | 00 | 2016-08-16 | N. A. | N. A. | N. A. | QPF/D0228.4532 | 00 | 2017-05-06 | N. A. | N. A. | N. A. | PS/D0228.4532 | N. A. | N. A. | N. A. | N. A. | N. A. | D0228.4532 | TF-IN | IU/5 | Class A | FINISHED GOODS | ADLER™ | INSERT DRILL SLEEVE 4.5/3.2MM |  | 17 | No | Yes |  | No | N. A. | No | N. A. | No | Yes | No | No | M. L.: MFG/MD/2022/63252 |  | 1 | ADLER PRODUCTS\ADLER GERMAN INSTRUMENTS\BASIC SET | 0 | VL number changed to ML number | N | Sleeves and its attachment |  | No | No | Yes | No | Yes | N. A.
D0228.3525 | D0228.3525 | INSERT DRILL SLEEVE 3.5/2.5MM, ADLER |  | D0228.3525 | 00 | 2016-08-16 | N. A. | N. A. | N. A. | QPF/D0228.3525 | 00 | 2017-05-06 | N. A. | N. A. | N. A. | PS/D0228.3525 | N. A. | N. A. | N. A. | N. A. | N. A. | D0228.3525 | TF-IN | IU/5 | Class A | FINISHED GOODS | ADLER™ | INSERT DRILL SLEEVE 3.5/2.5MM |  | 17 | No | Yes |  | No | N. A. | No | N. A. | No | Yes | No | No | M. L.: MFG/MD/2022/63252 |  | 1 | ADLER PRODUCTS\ADLER GERMAN INSTRUMENTS\OTHER GERMAN INSTRUMENTS | 0 | VL number changed to ML number | N | Sleeves and its attachment |  | No | No | Yes | No | Yes | N. A.
D0302.01 | D0302.01 | SOCKET WRENCH WITH UNIVERSAL JOINT 11MM, S`RUT |  | D0302.01 | #N/A | #N/A | N. A. | N. A. | N. A. | QPF/D0302.01 | #N/A | #N/A | #N/A | #N/A | #N/A | PS/D0302.01 | #N/A | #N/A | #N/A | #N/A | #N/A | D0302.01 | TF-IN | IU/5 | Class A | FINISHED GOODS | SUSHRUT™ | SOCKET WRENCH | WITH UNIVERSAL JOINT 11MM | 17 | No | Yes |  | No | N. A. | No | N. A. | No | Yes | No | No | M. L.: MFG/MD/2022/63252 |  | 1 | SUSHRUT PRODUCTS\INTERNATIONAL INSTRUMENTS\PLATING INSTRUMENTS | 0 | VL number changed to ML number | Y | Wrench |  | No | No | Yes | No | Yes | N. A.
D0303.60 | D0303.60 | DRILL GUIDE FOR ROUND HOLES PLATE 60MM LONG (3.2MM DRILL), S`RUT |  | D0303.60 | 02 | 2016-04-01 | N. A. | N. A. | N. A. | QPF/D0303.60 | 00 | 2017-05-06 | N. A. | N. A. | N. A. | PS/D0303.60 | N. A. | N. A. | N. A. | N. A. | N. A. | D0303.60 | TF-IN | IU/5 | Class A | FINISHED GOODS | SUSHRUT™ | DRILL GUIDE | FOR ROUND HOLES PLATE 60MM LONG (3.2MM DRILL) | 17 | No | Yes |  | No | N. A. | No | N. A. | No | Yes | No | No | M. L.: MFG/MD/2022/63252 |  | 1 | SUSHRUT PRODUCTS\INTERNATIONAL INSTRUMENTS\PLATING INSTRUMENTS | 0.05 | VL number changed to ML number | N | Instrument set for Bone Screws & Plates |  | No | No | Yes | No | Yes | N. A.
D0303.60 | D0303.60.01 | DRILL GUIDE FOR ROUND HOLES PLATE 60MM LONG (3.2MM DRILL), S`RUT,SLEEVE |  | D0303.60 | N. A. | N. A. | N. A. | N. A. | N. A. | N.A. | N. A. | N. A. | N. A. | N. A. | N. A. | PS/D0303.60.01 | N. A. | N. A. | N. A. | N. A. | N. A. | D0303.60 | N. A. | N. A. | N. A. | SEMIFINISHED GOODS | N. A. | N. A. | N. A. | N. A. | N. A. | N. A. |  | N. A. | N. A. | N. A. | N. A. | N. A. | N. A. | N. A. | N. A. | N. A. | N. A. | 0 | SUB COMPONENTS | 0 | ADDED NEW CODE NO AS PER EMAIL FROM PRATIK DTD 30DEC2018 ON 08JAN2019 | N | SUB COMPONENTS |  | No | No | N. A. | N. A. | N. A. | N. A.
D0303.60 | D0303.60.02 | DRILL GUIDE FOR ROUND HOLES PLATE 60MM LONG (3.2MM DRILL), S`RUT,HANDLE |  | D0303.60 | N. A. | N. A. | N. A. | N. A. | N. A. | N.A. | N. A. | N. A. | N. A. | N. A. | N. A. | PS/D0303.60.02 | N. A. | N. A. | N. A. | N. A. | N. A. | D0303.60 | N. A. | N. A. | N. A. | SEMIFINISHED GOODS | N. A. | N. A. | N. A. | N. A. | N. A. | N. A. |  | N. A. | N. A. | N. A. | N. A. | N. A. | N. A. | N. A. | N. A. | N. A. | N. A. | 0 | SUB COMPONENTS | 0 | ADDED NEW CODE NO AS PER EMAIL FROM PRATIK DTD 30DEC2018 ON 08JAN2019 | N | SUB COMPONENTS |  | No | No | N. A. | N. A. | N. A. | N. A.
D0304.011 | D0304.011 | BENDING IRON , S`RUT |  | D0304.011 | 02 | 2016-04-01 | N. A. | N. A. | N. A. | QPF/D0304.011 | N. A. | N. A. | N. A. | N. A. | N. A. | PS/D0304.011 | 00 | 2019-02-16 | N. A. | N. A. | N. A. | D0304.011 | TF-IN | IU/5 | Class A | FINISHED GOODS | SUSHRUT™ | BENDING IRON |  | 17 | No | Yes |  | No | N. A. | No | N. A. | No | Yes | No | No | M. L.: MFG/MD/2022/63252 |  | 1 | SUSHRUT PRODUCTS\INTERNATIONAL INSTRUMENTS\PLATING INSTRUMENTS | 0.09 | VL number changed to ML number | N | Instrument set for Bone Screws & Plates |  | No | No | Yes | No | Yes | N. A.
D0304.0111 | D0304.0111 | BENDING IRON FOR KIRSHNER WIRES 1.25 TO 2.5MM DIA. , LENGTH 120MM, ADLER |  | D0304.0111 | 02 | 2016-04-01 | N. A. | N. A. | N. A. | QPF/D0304.0111 | N. A. | N. A. | N. A. | N. A. | N. A. | PS/PUR001 | 00 | 2019-02-16 | N. A. | N. A. | N. A. | D0304.0111 | TF-IN | IU/5 | Class A | FINISHED GOODS | ADLER™ | BENDING IRON FOR KIRSHNER WIRES 1.25 TO 2.5MM DIA. , LENGTH 120MM |  | 17 | No | Yes |  | No | N. A. | No | N. A. | No | Yes | No | No | M. L.: MFG/MD/2022/63252 |  | 1 | ADLER PRODUCTS\ADLER GERMAN INSTRUMENTS\SMALL FRAGMENT SET | 0 | VL number changed to ML number | N | Instrument set for Bone Screws & Plates |  | No | No | Yes | No | Yes | N. A.
D0304.0112 | D0304.0112 | BENDING IRON FOR MINI/SMALL PLATES, ADLER |  | D0304.0112 | 02 | 2016-04-01 | N. A. | N. A. | N. A. | QPF/D0304.0112 | N. A. | N. A. | N. A. | N. A. | N. A. | PS/D0304.0112 | 00 | 2019-02-16 | N. A. | N. A. | N. A. | D0304.0112 | TF-IN | IU/5 | Class A | FINISHED GOODS | ADLER™ | BENDING IRON FOR MINI/SMALL PLATES |  | 17 | No | Yes |  | No | N. A. | No | N. A. | No | Yes | No | No | M. L.: MFG/MD/2022/63252 |  | 1 | ADLER PRODUCTS\ADLER GERMAN INSTRUMENTS\OTHER GERMAN INSTRUMENTS | 0 | VL number changed to ML number | N | Instrument set for Bone Screws & Plates |  | No | No | Yes | No | Yes | N. A.
D0304.012 | D0304.012 | BENDING IRON USED IN PAIRS (FOR PLATE FOR 2.7MM SCREW), S`RUT |  | D0304.012 | 02 | 2016-04-01 | N. A. | N. A. | N. A. | QPF/D0304.012 | N. A. | N. A. | N. A. | N. A. | N. A. | PS/D0304.012 | 00 | 2019-02-16 | N. A. | N. A. | N. A. | D0304.012 | TF-IN | IU/5 | Class A | FINISHED GOODS | SUSHRUT™ | BENDING IRON USED IN PAIRS | FOR PLATE FOR 2.7MM SCREW | 17 | No | Yes |  | No | N. A. | No | N. A. | No | Yes | No | No | M. L.: MFG/MD/2022/63252 |  | 1 | SUSHRUT PRODUCTS\INTERNATIONAL INSTRUMENTS\PLATING INSTRUMENTS | 0.08 | VL number changed to ML number | N | Instrument set for Bone Screws & Plates |  | No | No | Yes | No | Yes | N. A.
D0304.0121 | D0304.0121 | BENDING IRON USED IN PAIRS (FOR PLATE FOR 2.7MM SCREW), ADLER |  | D0304.0100 | 02 | 2016-04-01 | N. A. | N. A. | N. A. | QPF/D0304.0121 | N. A. | N. A. | N. A. | N. A. | N. A. | PS/D0304.0121 | 00 | 2019-02-16 | N. A. | N. A. | N. A. | D0304.0121 | TF-IN | IU/5 | Class A | FINISHED GOODS | ADLER™ | BENDING IRON USED IN PAIRS (FOR PLATE FOR 2.7MM SCREW) |  | 17 | No | Yes |  | No | N. A. | No | N. A. | No | Yes | No | No | M. L.: MFG/MD/2022/63252 |  | 1 | ADLER PRODUCTS\ADLER GERMAN INSTRUMENTS\SMALL FRAGMENT SET | 0 | VL number changed to ML number | N | Instrument set for Bone Screws & Plates |  | No | No | Yes | No | Yes | N. A.
D0304.013 | D0304.013 | BENDING IRON USED IN PAIRS (FOR PLATE FOR 3.5MM SCREW), S`RUT |  | D0304.013 | 02 | 2016-04-01 | N. A. | N. A. | N. A. | QPF/D0304.013 | N. A. | N. A. | N. A. | N. A. | N. A. | PS/D0304.013 | 00 | 2019-02-16 | N. A. | N. A. | N. A. | D0304.013 | TF-IN | IU/5 | Class A | FINISHED GOODS | SUSHRUT™ | BENDING IRON USED IN PAIRS | FOR PLATE FOR 3.5MM SCREW | 17 | No | Yes |  | No | N. A. | No | N. A. | No | Yes | No | No | M. L.: MFG/MD/2022/63252 |  | 1 | SUSHRUT PRODUCTS\INTERNATIONAL INSTRUMENTS\PLATING INSTRUMENTS | 0.08 | VL number changed to ML number | N | Instrument set for Bone Screws & Plates |  | No | No | Yes | No | Yes | N. A.
D0304.0131 | D0304.0131 | BENDING IRON USED IN PAIRS (FOR PLATE FOR 3.5MM SCREW), ADLER |  | D0304.0100 | 02 | 2016-04-01 | N. A. | N. A. | N. A. | QPF/D0304.0131 | N. A. | N. A. | N. A. | N. A. | N. A. | PS/D0304.0131 | 00 | 2019-02-16 | N. A. | N. A. | N. A. | D0304.0131 | TF-IN | IU/5 | Class A | FINISHED GOODS | ADLER™ | BENDING IRON USED IN PAIRS (FOR PLATE FOR 3.5MM SCREW) |  | 17 | No | Yes |  | No | N. A. | No | N. A. | No | Yes | No | No | M. L.: MFG/MD/2022/63252 |  | 1 | ADLER PRODUCTS\ADLER GERMAN INSTRUMENTS\SMALL FRAGMENT SET | 0 | VL number changed to ML number | N | Instrument set for Bone Screws & Plates |  | No | No | Yes | No | Yes | N. A.
D0304.021 | D0304.021 | BENDING PLIER FOR FINGER PLATE , S`RUT |  | D0304.021 | 02 | 2016-04-01 | N. A. | N. A. | N. A. | QPF/D0304.021 | N. A. | N. A. | N. A. | N. A. | N. A. | PS/PUR005 | 00 | 2022-09-16 | N. A. | N. A. | N. A. | D0304.021 | TF-IN | IU/5 | Class A | FINISHED GOODS | SUSHRUT™ | BENDING PLIER | FOR FINGER PLATE | 17 | No | Yes |  | No | N. A. | No | N. A. | No | Yes | No | No | M. L.: MFG/MD/2022/63252 |  | 1 | SUSHRUT PRODUCTS\INTERNATIONAL INSTRUMENTS\PLATING INSTRUMENTS | 0.09 | VL number changed to ML number | N | Pliers |  | No | No | Yes | No | Yes | N. A.
D0304.0211 | D0304.0211 | BENDING PLIER FOR FINGER PLATE, ADLER |  | D0304.0211 | 02 | 2016-04-01 | N. A. | N. A. | N. A. | QPF/D0304.0211 | N. A. | N. A. | N. A. | N. A. | N. A. | PS/PUR001 | 00 | 2019-02-16 | N. A. | N. A. | N. A. | D0304.0211 | TF-IN | IU/5 | Class A | FINISHED GOODS | ADLER™ | BENDING PLIER FOR FINGER PLATE |  | 17 | No | Yes |  | No | N. A. | No | N. A. | No | Yes | No | No | M. L.: MFG/MD/2022/63252 |  | 1 | ADLER PRODUCTS\ADLER GERMAN INSTRUMENTS\SMALL FRAGMENT SET | 0 | VL number changed to ML number | N | Pliers |  | No | No | Yes | No | Yes | N. A.
D0304.022 | D0304.022 | SPECIAL BENDING PLIER FOR 'Y' OR MANDIBULAR RECONSTRUCTION PLATE, S`RUT |  | D0304.022 | #N/A | #N/A | N. A. | N. A. | N. A. | QPF/D0304.022 | #N/A | #N/A | #N/A | #N/A | #N/A | PS/PUR004 | #N/A | #N/A | #N/A | #N/A | #N/A | D0304.022 | TF-IN | IU/5 | Class A | FINISHED GOODS | SUSHRUT™ | SPECIAL BENDING PLIER | FOR 'Y' OR MANDIBULAR RECONSTRUCTION PLATE | 17 | No | Yes |  | No | N. A. | No | N. A. | No | Yes | No | No | M. L.: MFG/MD/2022/63252 |  | 1 | SUSHRUT PRODUCTS\INTERNATIONAL INSTRUMENTS\PLATING INSTRUMENTS | 0 | VL number changed to ML number | Y | Pliers |  | No | No | Yes | No | Yes | N. A.
D0304.023 | D0304.023 | BENDING PLIER FOR MAND. RECONSTRUCTION PLATES, S`RUT |  | D0304.023 | #N/A | #N/A | N. A. | N. A. | N. A. | QPF/D0304.023 | #N/A | #N/A | #N/A | #N/A | #N/A | PS/PUR004 | #N/A | #N/A | #N/A | #N/A | #N/A | D0304.023 | TF-IN | IU/5 | Class A | FINISHED GOODS | SUSHRUT™ | BENDING PLIER | FOR MAND. RECONSTRUCTION PLATES | 17 | No | Yes |  | No | N. A. | No | N. A. | No | Yes | No | No | M. L.: MFG/MD/2022/63252 |  | 1 | SUSHRUT PRODUCTS\INTERNATIONAL INSTRUMENTS\PLATING INSTRUMENTS | 0 | VL number changed to ML number | Y | Pliers |  | No | No | Yes | No | Yes | N. A.
D0304.024 | D0304.024 | WIRE BENDING PLIER, LENGTH 155MM, ADLER |  | D0304.024 | 02 | 2016-04-01 | N. A. | N. A. | N. A. | QPF/D0304.024 | N. A. | N. A. | N. A. | N. A. | N. A. | PS/PUR001 | 00 | 2019-02-16 | N. A. | N. A. | N. A. | D0304.024 | TF-IN | IU/5 | Class A | FINISHED GOODS | ADLER™ | WIRE BENDING PLIER, LENGTH 155MM |  | 17 | No | Yes |  | No | N. A. | No | N. A. | No | Yes | No | No | M. L.: MFG/MD/2022/63252 |  | 1 | ADLER PRODUCTS\ADLER GERMAN INSTRUMENTS\WIRE INSTRUMENTS | 0 | VL number changed to ML number | N | Pliers |  | No | No | Yes | No | Yes | N. A.
D0304.025 | D0304.025 | WIRE CUTTER, SHORT, LENGTH 175MM, ADLER |  | D0304.025 | 02 | 2016-04-01 | N. A. | N. A. | N. A. | QPF/D0304.025 | N. A. | N. A. | N. A. | N. A. | N. A. | PS/PUR001 | 00 | 2019-02-16 | N. A. | N. A. | N. A. | D0304.025 | TF-IN | IU/5 | Class A | FINISHED GOODS | ADLER™ | WIRE CUTTER | SHORT, LENGTH 175MM | 17 | No | Yes |  | No | N. A. | No | N. A. | No | Yes | No | No | M. L.: MFG/MD/2022/63252 |  | 1 | ADLER PRODUCTS\ADLER GERMAN INSTRUMENTS\WIRE INSTRUMENTS | 0 | VL number changed to ML number | Y | Rod Cutter/Reducer |  | No | No | Yes | No | Yes | N. A.
D0304.026 | D0304.026 | WIRE CUTTER, LARGE, LENGTH 220MM, ADLER |  | D0304.026 | 02 | 2016-04-01 | N. A. | N. A. | N. A. | QPF/D0304.026 | N. A. | N. A. | N. A. | N. A. | N. A. | PS/PUR001 | 00 | 2019-02-16 | N. A. | N. A. | N. A. | D0304.026 | TF-IN | IU/5 | Class A | FINISHED GOODS | ADLER™ | WIRE CUTTER, LARGE, LENGTH 220MM |  | 17 | No | Yes |  | No | N. A. | No | N. A. | No | Yes | No | No | M. L.: MFG/MD/2022/63252 |  | 1 | ADLER PRODUCTS\ADLER GERMAN INSTRUMENTS\WIRE INSTRUMENTS | 0 | VL number changed to ML number | N | Rod Cutter/Reducer |  | No | No | Yes | No | Yes | N. A.
D0304.027 | D0304.027 | ROD CUTTER, 6MM / 5MM |  | D0304.027 | 02 | 2016-04-01 | N. A. | N. A. | N. A. | QPF/D0304.027 | N. A. | N. A. | N. A. | N. A. | N. A. | PS/D0304.027 | 00 | 2019-02-16 | N. A. | N. A. | N. A. | D0304.027 | TF-IN | IU/5 | Class A | FINISHED GOODS | ONELOCK™ | ROD CUTTER | 6MM / 5MM | 17 | No | Yes |  | No | N. A. | No | N. A. | No | Yes | No | No | M. L.: MFG/MD/2022/63252 |  | 1 | ADLER PRODUCTS\ADLER GERMAN INSTRUMENTS\OTHER GERMAN INSTRUMENTS | 0 | VL number changed to ML number | N | Rod Cutter/Reducer |  | No | No | Yes | No | Yes | N. A.
D0304.027 | D0304.027.01 | JAW ASSEMBLY FOR ROD CUTTER, MAX. 6 MM, MIN. 5 MM |  | D0304.027.01 | 02 | 2016-04-01 | N. A. | N. A. | N. A. | N. A. | N. A. | N. A. | N. A. | N. A. | N. A. | PS/D0304.027.01 | 00 | 2019-02-16 | N. A. | N. A. | N. A. | D0304.027 | TF-IN | IU/5 | N. A. | SEMIFINISHED GOODS | N. A. | N. A. | N. A. | N. A. | N. A. | N. A. |  | N. A. | N. A. | N. A. | N. A. | N. A. | N. A. | N. A. | N. A. | N. A. | N. A. | 1 | SUB COMPONENTS | 0 | Changed Description as discussed with SSJ on 31JAN2010 | N | SUB COMPONENTS |  | No | No | N. A. | N. A. | N. A. | N. A.
D0304.027 | D0304.027.01.01 | JAW , THREE (3) TEETH FOR ROD CUTTER, MAX. 6 MM, MIN. 5 MM |  | D0304.027.01.01 | 02 | 2016-04-01 | N. A. | N. A. | N. A. | N. A. | N. A. | N. A. | N. A. | N. A. | N. A. | PS/D0304.027.01.01 | 00 | 2019-02-16 | N. A. | N. A. | N. A. | D0304.027 | TF-IN | IU/5 | N. A. | SEMIFINISHED GOODS | N. A. | N. A. | N. A. | N. A. | N. A. | N. A. |  | N. A. | N. A. | N. A. | N. A. | N. A. | N. A. | N. A. | N. A. | N. A. | N. A. | 1 | SUB COMPONENTS | 0 | Changed Description as discussed with SSJ on 31JAN2010 | N | SUB COMPONENTS |  | No | No | N. A. | N. A. | N. A. | N. A.
D0304.027 | D0304.027.01.02 | JAW , TWO (2) TEETH FOR ROD CUTTER, MAX. 6 MM, MIN. 5 MM |  | D0304.027.01.02 | 02 | 2016-04-01 | N. A. | N. A. | N. A. | N. A. | N. A. | N. A. | N. A. | N. A. | N. A. | PS/D0304.027.01.02 | 00 | 2019-02-16 | N. A. | N. A. | N. A. | D0304.027 | TF-IN | IU/5 | N. A. | SEMIFINISHED GOODS | N. A. | N. A. | N. A. | N. A. | N. A. | N. A. |  | N. A. | N. A. | N. A. | N. A. | N. A. | N. A. | N. A. | N. A. | N. A. | N. A. | 1 | SUB COMPONENTS | 0 | Changed Description as discussed with SSJ on 31JAN2010 | N | SUB COMPONENTS |  | No | No | N. A. | N. A. | N. A. | N. A.
D0304.027 | D0304.027.01.03 | STRAP, THREADED FOR ROD CUTTER, MAX. 6 MM, MIN. 5 MM |  | D0304.027.01.03 | 02 | 2016-04-01 | N. A. | N. A. | N. A. | N. A. | N. A. | N. A. | N. A. | N. A. | N. A. | PS/D0304.027.01.03 | 00 | 2019-02-16 | N. A. | N. A. | N. A. | D0304.027 | TF-IN | IU/5 | N. A. | SEMIFINISHED GOODS | N. A. | N. A. | N. A. | N. A. | N. A. | N. A. |  | N. A. | N. A. | N. A. | N. A. | N. A. | N. A. | N. A. | N. A. | N. A. | N. A. | 1 | SUB COMPONENTS | 0 | Changed Description as discussed with SSJ on 31JAN2010 | N | SUB COMPONENTS |  | No | No | N. A. | N. A. | N. A. | N. A.
D0304.027 | D0304.027.01.04 | STRAP, UNTHREADED FOR ROD CUTTER, MAX. 6 MM, MIN. 5 MM |  | D0304.027.01.04 | 02 | 2016-04-01 | N. A. | N. A. | N. A. | N. A. | N. A. | N. A. | N. A. | N. A. | N. A. | PS/D0304.027.01.04 | 00 | 2019-02-16 | N. A. | N. A. | N. A. | D0304.027 | TF-IN | IU/5 | N. A. | SEMIFINISHED GOODS | N. A. | N. A. | N. A. | N. A. | N. A. | N. A. |  | N. A. | N. A. | N. A. | N. A. | N. A. | N. A. | N. A. | N. A. | N. A. | N. A. | 1 | SUB COMPONENTS | 0 | Changed Description as discussed with SSJ on 31JAN2010 | N | SUB COMPONENTS |  | No | No | N. A. | N. A. | N. A. | N. A.
D0304.027 | D0304.027.01.05 | BOLT, M12 X 1.75 FOR ROD CUTTER, MAX. 6 MM, MIN. 5 MM |  | D0304.027.01.05 | 02 | 2016-04-01 | N. A. | N. A. | N. A. | N. A. | N. A. | N. A. | N. A. | N. A. | N. A. | PS/D0304.027.01.05 | 00 | 2019-02-16 | N. A. | N. A. | N. A. | D0304.027 | TF-IN | IU/5 | N. A. | SEMIFINISHED GOODS | N. A. | N. A. | N. A. | N. A. | N. A. | N. A. |  | N. A. | N. A. | N. A. | N. A. | N. A. | N. A. | N. A. | N. A. | N. A. | N. A. | 1 | SUB COMPONENTS | 0 | Changed Description as discussed with SSJ on 31JAN2010 | N | SUB COMPONENTS |  | No | No | N. A. | N. A. | N. A. | N. A.
D0304.027 | D0304.027.01.06 | NUT, M12 X 1.75 FOR ROD CUTTER, MAX. 6 MM, MIN. 5 MM |  | D0304.027.01.06 | 02 | 2016-04-01 | N. A. | N. A. | N. A. | N. A. | N. A. | N. A. | N. A. | N. A. | N. A. | PS/D0304.027.01.06 | 00 | 2019-02-16 | N. A. | N. A. | N. A. | D0304.027 | TF-IN | IU/5 | N. A. | SEMIFINISHED GOODS | N. A. | N. A. | N. A. | N. A. | N. A. | N. A. |  | N. A. | N. A. | N. A. | N. A. | N. A. | N. A. | N. A. | N. A. | N. A. | N. A. | 1 | SUB COMPONENTS | 0 | Changed Description as discussed with SSJ on 31JAN2010 | N | SUB COMPONENTS |  | No | No | N. A. | N. A. | N. A. | N. A.
D0304.027 | D0304.027.02 | FULCRUM MALE AND HANDLE ASSEMBLY FOR ROD CUTTER, MAX. 6 MM, MIN. 5 MM |  | D0304.027.02 | 02 | 2016-04-01 | N. A. | N. A. | N. A. | N. A. | N. A. | N. A. | N. A. | N. A. | N. A. | PS/D0304.027.02 | 00 | 2019-02-16 | N. A. | N. A. | N. A. | D0304.027 | TF-IN | IU/5 | N. A. | SEMIFINISHED GOODS | N. A. | N. A. | N. A. | N. A. | N. A. | N. A. |  | N. A. | N. A. | N. A. | N. A. | N. A. | N. A. | N. A. | N. A. | N. A. | N. A. | 1 | SUB COMPONENTS | 0 | Changed Description as discussed with SSJ on 31JAN2010 | N | SUB COMPONENTS |  | No | No | N. A. | N. A. | N. A. | N. A.
D0304.027 | D0304.027.02.01 | FULCRUM MALE FOR ROD CUTTER, MAX. 6 MM, MIN. 5 MM |  | D0304.027.02.01 | 02 | 2016-04-01 | N. A. | N. A. | N. A. | N. A. | N. A. | N. A. | N. A. | N. A. | N. A. | PS/D0304.027.02.01 | 00 | 2019-02-16 | N. A. | N. A. | N. A. | D0304.027 | TF-IN | IU/5 | N. A. | SEMIFINISHED GOODS | N. A. | N. A. | N. A. | N. A. | N. A. | N. A. |  | N. A. | N. A. | N. A. | N. A. | N. A. | N. A. | N. A. | N. A. | N. A. | N. A. | 1 | SUB COMPONENTS | 0 | Changed Description as discussed with SSJ on 31JAN2010 | N | SUB COMPONENTS |  | No | No | N. A. | N. A. | N. A. | N. A.
#N/A | D0304.027.02.02.01 | HANDLE STRAIGHT FOR ROD CUTTER, MAX. 6 MM, MIN. 5 MM |  | D0304.027.02.02.01 | 02 | 2016-04-01 | N. A. | N. A. | N. A. | N. A. | N. A. | N. A. | N. A. | N. A. | N. A. | PS/D0304.027.02.02 | 00 | 2019-02-16 | N. A. | N. A. | N. A. | D0304.027 | TF-IN | IU/5 | N. A. | SEMIFINISHED GOODS | N. A. | N. A. | N. A. | N. A. | N. A. | N. A. |  | N. A. | N. A. | N. A. | N. A. | N. A. | N. A. | N. A. | N. A. | N. A. | N. A. | 1 | SUB COMPONENTS | 0 | Changed Description as discussed with SSJ on 31JAN2010 | N | SUB COMPONENTS |  | No | No | N. A. | N. A. | N. A. | N. A.
D0304.027 | D0304.027.02.03 | PIN FOR ROD CUTTER, MAX. 6 MM, MIN. 5 MM |  | D0304.027.02.03 | 02 | 2016-04-01 | N. A. | N. A. | N. A. | N. A. | N. A. | N. A. | N. A. | N. A. | N. A. | PS/D0304.027.02.03 | 00 | 2019-02-16 | N. A. | N. A. | N. A. | D0304.027 | TF-IN | IU/5 | N. A. | SEMIFINISHED GOODS | N. A. | N. A. | N. A. | N. A. | N. A. | N. A. |  | N. A. | N. A. | N. A. | N. A. | N. A. | N. A. | N. A. | N. A. | N. A. | N. A. | 1 | SUB COMPONENTS | 0 | Changed Description as discussed with SSJ on 31JAN2010 | N | SUB COMPONENTS |  | No | No | N. A. | N. A. | N. A. | N. A.
D0304.027 | D0304.027.03 | FULCRUM FEMALE AND HANDLE ASSEMBLY FOR ROD CUTTER, MAX. 6 MM, MIN. 5 MM |  | D0304.027.03 | 02 | 2016-04-01 | N. A. | N. A. | N. A. | N. A. | N. A. | N. A. | N. A. | N. A. | N. A. | PS/D0304.027.03 | 00 | 2019-02-16 | N. A. | N. A. | N. A. | D0304.027 | TF-IN | IU/5 | N. A. | SEMIFINISHED GOODS | N. A. | N. A. | N. A. | N. A. | N. A. | N. A. |  | N. A. | N. A. | N. A. | N. A. | N. A. | N. A. | N. A. | N. A. | N. A. | N. A. | 1 | SUB COMPONENTS | 0 | Changed Description as discussed with SSJ on 31JAN2010 | N | SUB COMPONENTS |  | No | No | N. A. | N. A. | N. A. | N. A.
D0304.027 | D0304.027.03.01 | FULCRUM FEMALE, PIN CUTTER DIA 6.0 MM, ONELOCK 6.00 MM SYSTEM |  | D0304.027.03.01 | 02 | 2016-04-01 | N. A. | N. A. | N. A. | N. A. | N. A. | N. A. | N. A. | N. A. | N. A. | PS/D0304.027.03.01 | 00 | 2019-02-16 | N. A. | N. A. | N. A. | D0304.027 | TF-IN | IU/5 | N. A. | SEMIFINISHED GOODS | N. A. | N. A. | N. A. | N. A. | N. A. | N. A. |  | N. A. | N. A. | N. A. | N. A. | N. A. | N. A. | N. A. | N. A. | N. A. | N. A. | 1 | SUB COMPONENTS | 0 | Changed Description as discussed with SSJ on 31JAN2010 | N | SUB COMPONENTS |  | No | No | N. A. | N. A. | N. A. | N. A.
D0304.027 | D0304.027.04 | BOLT, M10 X 1.5 SHORT FOR ROD CUTTER, MAX. 6 MM, MIN. 5 MM |  | D0304.027.04 | 02 | 2016-04-01 | N. A. | N. A. | N. A. | N. A. | N. A. | N. A. | N. A. | N. A. | N. A. | PS/D0304.027.04 | 00 | 2019-02-16 | N. A. | N. A. | N. A. | D0304.027 | TF-IN | IU/5 | N. A. | SEMIFINISHED GOODS | N. A. | N. A. | N. A. | N. A. | N. A. | N. A. |  | N. A. | N. A. | N. A. | N. A. | N. A. | N. A. | N. A. | N. A. | N. A. | N. A. | 1 | SUB COMPONENTS | 0 | Changed Description as discussed with SSJ on 31JAN2010 | N | SUB COMPONENTS |  | No | No | N. A. | N. A. | N. A. | N. A.
D0304.027 | D0304.027.05 | NUT, M10 X 1.5 FOR ROD CUTTER, MAX. 6 MM, MIN. 5 MM |  | D0304.027.05 | 02 | 2016-04-01 | N. A. | N. A. | N. A. | N. A. | N. A. | N. A. | N. A. | N. A. | N. A. | PS/D0304.027.05 | 00 | 2019-02-16 | N. A. | N. A. | N. A. | D0304.027 | TF-IN | IU/5 | N. A. | SEMIFINISHED GOODS | N. A. | N. A. | N. A. | N. A. | N. A. | N. A. |  | N. A. | N. A. | N. A. | N. A. | N. A. | N. A. | N. A. | N. A. | N. A. | N. A. | 1 | SUB COMPONENTS | 0 | Changed Description as discussed with SSJ on 31JAN2010 | N | SUB COMPONENTS |  | No | No | N. A. | N. A. | N. A. | N. A.
D0304.027 | D0304.027.06 | BOLT, M10 X 1.5 LONG FOR ROD CUTTER, MAX. 6 MM, MIN. 5 MM |  | D0304.027.06 | 02 | 2016-04-01 | N. A. | N. A. | N. A. | N. A. | N. A. | N. A. | N. A. | N. A. | N. A. | PS/D0304.027.06 | 00 | 2019-02-16 | N. A. | N. A. | N. A. | D0304.027 | TF-IN | IU/5 | N. A. | SEMIFINISHED GOODS | N. A. | N. A. | N. A. | N. A. | N. A. | N. A. |  | N. A. | N. A. | N. A. | N. A. | N. A. | N. A. | N. A. | N. A. | N. A. | N. A. | 1 | SUB COMPONENTS | 0 | Changed Description as discussed with SSJ on 31JAN2010 | N | SUB COMPONENTS |  | No | No | N. A. | N. A. | N. A. | N. A.
D0304.028 | D0304.028 | TABLE TOP ROD CUTTER( TO CUT ROD OF DIA 6MM ) |  | D0304.028 | 02 | 2016-04-01 | N. A. | N. A. | N. A. | QPR/D0304.028 | N. A. | N. A. | N. A. | N. A. | N. A. | N. A. | N. A. | N. A. | N. A. | N. A. | N. A. | D0304.028 | TF-IN | IU/5 | Class A | FINISHED GOODS | ONELOCK™ | TABLE TOP ROD CUTTER | TO CUT ROD OF DIA 6MM | 17 | No | Yes |  | No | N. A. | No | N. A. | No | Yes | No | No | M. L.: MFG/MD/2022/63252 |  | 1 | SPINE PRODUCTS\ONE LOCK\INSTRUMENTS | 0 | VL number changed to ML number | N | Rod Cutter/Reducer |  | No | No | Yes | No | Yes | N. A.
D0304.029 | D0304.029 | TABLE TOP ROD CUTTER ( ONELOCK DIA 6MM ) |  | D0304.029 | 02 | 2016-04-01 | N. A. | N. A. | N. A. | QPR/D0304.029 QPF/D0304.029 | N. A. | N. A. | N. A. | N. A. | N. A. | PS/D0304.029 | 00 | 2019-02-16 | N. A. | N. A. | N. A. | D0304.029 | TF-IN | IU/5 | Class A | FINISHED GOODS | ONELOCK™ | TABLE TOP ROD CUTTER NEW | TO CUT ROD OF DIA 6MM | 17 | No | Yes |  | No | N. A. | No | N. A. | No | Yes | No | No | M. L.: MFG/MD/2022/63252 |  | 1 | SPINE PRODUCTS\ONE LOCK\INSTRUMENTS | 0 | VL number changed to ML number | Y | Rod Cutter/Reducer |  | No | No | Yes | No | Yes | N. A.
D0304.04 | D0304.04 | PARALLEL PLIER FLAT NOSED, ADLER |  | D0304.04 | 02 | 2016-04-01 | N. A. | N. A. | N. A. | QPF/D0304.04 | N. A. | N. A. | N. A. | N. A. | N. A. | PS/PUR001 | 00 | 2019-02-16 | N. A. | N. A. | N. A. | D0304.04 | TF-IN | IU/5 | Class A | FINISHED GOODS | ADLER™ | PARALLEL PLIER FLAT NOSED |  | 17 | No | Yes |  | No | N. A. | No | N. A. | No | Yes | No | No | M. L.: MFG/MD/2022/63252 |  | 1 | ADLER PRODUCTS\ADLER GERMAN INSTRUMENTS\WIRE INSTRUMENTS | 0 | VL number changed to ML number | N | Pliers |  | No | No | Yes | No | Yes | N. A.
D0305.00 | D0305.00 | CLIP FOR HOLDING PLATE, S`RUT |  | D0305.00 | 02 | 2016-04-01 | N. A. | N. A. | N. A. | QPF/D0305.00 | N. A. | N. A. | N. A. | N. A. | N. A. | PS/D0305.00 | 00 | 2019-02-16 | N. A. | N. A. | N. A. | D0305.00 | TF-IN | IU/5 | Class A | FINISHED GOODS | SUSHRUT™ | CLIP FOR HOLDING PLATE |  | 17 | No | Yes |  | No | N. A. | No | N. A. | No | Yes | No | No | M. L.: MFG/MD/2022/63252 |  | 1 | SUSHRUT PRODUCTS\INTERNATIONAL INSTRUMENTS\PLATING INSTRUMENTS | 0.01 | VL number changed to ML number | N | Instrument set for Bone Screws & Plates |  | No | No | Yes | No | Yes | N. A.
D0305.00 | D0305.00.01 | CLIP FOR HOLDING PLATE, S`RUT,BODY |  | D0305.00 | 00 | 2006-01-30 | N. A. | N. A. | N. A. | N.A. | N. A. | N. A. | N. A. | N. A. | N. A. | PS/D0305.00.01 | N. A. | N. A. | N. A. | N. A. | N. A. | D0305.00 | N. A. | N. A. | N. A. | SEMIFINISHED GOODS | N. A. | N. A. | N. A. | N. A. | N. A. | N. A. |  | N. A. | N. A. | N. A. | N. A. | N. A. | N. A. | N. A. | N. A. | N. A. | N. A. | 0 | SUB COMPONENTS | 0 | ADDED NEW CODE NO AS PER EMAIL FROM PRATIK DTD 30DEC2018 ON 08JAN2019 | N | SUB COMPONENTS |  | No | No | N. A. | N. A. | N. A. | N. A.
D0305.00 | D0305.00.02 | CLIP FOR HOLDING PLATE, S`RUT,PIPE |  | D0305.00 | 00 | 2006-01-30 | N. A. | N. A. | N. A. | N.A. | N. A. | N. A. | N. A. | N. A. | N. A. | PS/D0305.00.02 | N. A. | N. A. | N. A. | N. A. | N. A. | D0305.00 | N. A. | N. A. | N. A. | SEMIFINISHED GOODS | N. A. | N. A. | N. A. | N. A. | N. A. | N. A. |  | N. A. | N. A. | N. A. | N. A. | N. A. | N. A. | N. A. | N. A. | N. A. | N. A. | 0 | SUB COMPONENTS | 0 | ADDED NEW CODE NO AS PER EMAIL FROM PRATIK DTD 30DEC2018 ON 08JAN2019 | N | SUB COMPONENTS |  | No | No | N. A. | N. A. | N. A. | N. A.
D0305.01 | D0305.01 | HOLDING CLIP, ADLER |  | D0305.01 | 02 | 2016-04-01 | N. A. | N. A. | N. A. | QPF/D0305.01 | N. A. | N. A. | N. A. | N. A. | N. A. | PS/D0305.01 | 00 | 2019-02-16 | N. A. | N. A. | N. A. | D0305.01 | TF-IN | IU/5 | Class A | FINISHED GOODS | ADLER™ | HOLDING CLIP |  | 17 | No | Yes |  | No | N. A. | No | N. A. | No | Yes | No | No | M. L.: MFG/MD/2022/63252 |  | 1 | ADLER PRODUCTS\ADLER GERMAN INSTRUMENTS\SMALL FRAGMENT SET | 0 | VL number changed to ML number | N | Instrument set for Bone Screws & Plates |  | No | No | Yes | No | Yes | N. A.
D0305.122 | D0305.122 | TEMPLATE FOR CONTOURING PLATE LARGE DCP/LC-DCP - 7H (120MM), S`RUT |  | D0305.122 | 00 | 2008-02-07 | N. A. | N. A. | N. A. | QPF/D0305.XXX | 00 | 2017-07-25 | N. A. | N. A. | N. A. | PS/D0305.122 | 00 | 2019-07-04 | 2021-07-04 | N. A. | N. A. | D0305.122 | TF-IN | IU/5 | Class A | FINISHED GOODS | SUSHRUT™ | TEMPLATE FOR CONTOURING PLATE LARGE DCP/LC-DCP | 7H (120MM) | 17 | No | Yes |  | No | N. A. | No | N. A. | No | Yes | No | No | M. L.: MFG/MD/2022/63252 |  | 1 | SUSHRUT PRODUCTS\INTERNATIONAL INSTRUMENTS\PLATING INSTRUMENTS | 0.01 | VL number changed to ML number | N | Templates |  | No | No | Yes | No | Yes | N. A.
D0305.1221 | D0305.1221 | TEMPLATE FOR CONTOURING PLATE LARGE DCP/LC-DCP - 7H (120MM), ADLER |  | D0305.1221 | 00 | 2008-02-07 | N. A. | N. A. | N. A. | QPF/D0305.XXX1 | 00 | 2017-07-25 | N. A. | N. A. | N. A. | PS/D0305.1221 | 00 | 2019-07-04 | 2021-07-04 | N. A. | N. A. | D0305.1221 | TF-IN | IU/5 | Class A | FINISHED GOODS | ADLER™ | TEMPLATE FOR CONTOURING PLATE | LARGE DCP/LC-DCP - 7H (120MM), ADLER | 17 | No | Yes |  | No | N. A. | No | N. A. | No | Yes | No | No | M. L.: MFG/MD/2022/63252 |  | 1 | ADLER PRODUCTS\ADLER GERMAN INSTRUMENTS\BASIC SET | 0 | VL number changed to ML number | Y | Templates |  | No | No | Yes | No | Yes | N. A.
D0305.123 | D0305.123 | TEMPLATE FOR CONTOURING PLATE LARGE DCP/LC-DCP - 9H (155MM), S`RUT |  | D0305.123 | 00 | 2008-02-07 | N. A. | N. A. | N. A. | QPF/D0305.XXX | 00 | 2017-07-25 | N. A. | N. A. | N. A. | PS/D0305.123 | 00 | 2019-07-04 | 2021-07-04 | N. A. | N. A. | D0305.123 | TF-IN | IU/5 | Class A | FINISHED GOODS | SUSHRUT™ | TEMPLATE FOR CONTOURING PLATE LARGE DCP/LC-DCP | 9H (155MM) | 17 | No | Yes |  | No | N. A. | No | N. A. | No | Yes | No | No | M. L.: MFG/MD/2022/63252 |  | 1 | SUSHRUT PRODUCTS\INTERNATIONAL INSTRUMENTS\PLATING INSTRUMENTS | 0.01 | VL number changed to ML number | N | Templates |  | No | No | Yes | No | Yes | N. A.
D0305.1231 | D0305.1231 | TEMPLATE FOR CONTOURING PLATE LARGE DCP/LC-DCP - 9H (155MM), ADLER |  | D0305.1231 | 00 | 2008-02-07 | N. A. | N. A. | N. A. | QPF/D0305.XXX1 | 00 | 2017-07-25 | N. A. | N. A. | N. A. | PS/D0305.1231 | 00 | 2019-07-04 | 2021-07-04 | N. A. | N. A. | D0305.1231 | TF-IN | IU/5 | Class A | FINISHED GOODS | ADLER™ | TEMPLATE FOR CONTOURING PLATE | LARGE DCP/LC-DCP - 9H (155MM), ADLER | 17 | No | Yes |  | No | N. A. | No | N. A. | No | Yes | No | No | M. L.: MFG/MD/2022/63252 |  | 1 | ADLER PRODUCTS\ADLER GERMAN INSTRUMENTS\BASIC SET | 0 | VL number changed to ML number | N | Templates |  | No | No | Yes | No | Yes | N. A.
D0305.124 | D0305.124 | TEMPLATE FOR CONTOURING PLATE LARGE DCP/LC-DCP - 12H (210MM), S`RUT |  | D0305.124 | 00 | 2008-02-07 | N. A. | N. A. | N. A. | QPF/D0305.XXX | 00 | 2017-07-25 | N. A. | N. A. | N. A. | PS/D0305.124 | 00 | 2019-07-04 | 2021-07-04 | N. A. | N. A. | D0305.124 | TF-IN | IU/5 | Class A | FINISHED GOODS | SUSHRUT™ | TEMPLATE FOR CONTOURING PLATE LARGE DCP/LC-DCP | 12H (210MM) | 17 | No | Yes |  | No | N. A. | No | N. A. | No | Yes | No | No | M. L.: MFG/MD/2022/63252 |  | 1 | SUSHRUT PRODUCTS\INTERNATIONAL INSTRUMENTS\PLATING INSTRUMENTS | 0.01 | VL number changed to ML number | N | Templates |  | No | No | Yes | No | Yes | N. A.
D0305.1241 | D0305.1241 | TEMPLATE FOR CONTOURING PLATE LARGE DCP/LC-DCP - 12H (210MM), ADLER |  | D0305.1241 | 00 | 2008-02-07 | N. A. | N. A. | N. A. | QPF/D0305.XXX1 | 00 | 2017-07-25 | N. A. | N. A. | N. A. | PS/D0305.1241 | 00 | 2019-07-04 | 2021-07-04 | N. A. | N. A. | D0305.1241 | TF-IN | IU/5 | Class A | FINISHED GOODS | ADLER™ | TEMPLATE FOR CONTOURING PLATE | LARGE DCP/LC-DCP - 12H (210MM), ADLER | 17 | No | Yes |  | No | N. A. | No | N. A. | No | Yes | No | No | M. L.: MFG/MD/2022/63252 |  | 1 | ADLER PRODUCTS\ADLER GERMAN INSTRUMENTS\BASIC SET | 0 | VL number changed to ML number | N | Templates |  | No | No | Yes | No | Yes | N. A.
D0305.131 | D0305.131 | TEMPLATE FOR CONTOURING PLATE SMALL DCP/LC-DCP 5H (63MM), S`RUT |  | D0305.131 | 00 | 2008-02-07 | N. A. | N. A. | N. A. | QPF/D0305.XXX | 00 | 2017-07-25 | N. A. | N. A. | N. A. | PS/D0305.131 | 00 | 2019-07-04 | 2021-07-04 | N. A. | N. A. | D0305.131 | TF-IN | IU/5 | Class A | FINISHED GOODS | SUSHRUT™ | TEMPLATE FOR CONTOURING | SMALL DCP/LC-DCP 5H (63MM) | 17 | No | Yes |  | No | N. A. | No | N. A. | No | Yes | No | No | M. L.: MFG/MD/2022/63252 |  | 1 | SUSHRUT PRODUCTS\INTERNATIONAL INSTRUMENTS\PLATING INSTRUMENTS | 0.005 | VL number changed to ML number | N | Templates |  | No | No | Yes | No | Yes | N. A.
D0305.1311 | D0305.1311 | TEMPLATE FOR CONTOURING PLATE SMALL DCP/LC-DCP 5H (63MM), ADLER |  | D0305.1311 | #N/A | #N/A | N. A. | N. A. | N. A. | QPF/D0305.XXX1 | #N/A | #N/A | #N/A | #N/A | #N/A | PS/D0305.1311 | #N/A | #N/A | #N/A | #N/A | #N/A | D0305.1311 | TF-IN | IU/5 | Class A | FINISHED GOODS | ADLER™ | TEMPLATE FOR CONTOURING PLATE | SMALL DCP/LC-DCP 5H (63MM), ADLER | 17 | No | Yes |  | No | N. A. | No | N. A. | No | Yes | No | No | M. L.: MFG/MD/2022/63252 |  | 1 | ADLER PRODUCTS\ADLER GERMAN INSTRUMENTS\SMALL FRAGMENT SET | 0 | VL number changed to ML number | Y | Templates |  | No | No | Yes | No | Yes | N. A.
D0305.132 | D0305.132 | TEMPLATE FOR CONTOURING PLATE SMALL DCP/LC-DCP - 7H (87MM), S`RUT |  | D0305.132 | 00 | 2008-02-07 | N. A. | N. A. | N. A. | QPF/D0305.XXX | 00 | 2017-07-25 | N. A. | N. A. | N. A. | PS/D0305.132 | 00 | 2019-07-04 | 2021-07-04 | N. A. | N. A. | D0305.132 | TF-IN | IU/5 | Class A | FINISHED GOODS | SUSHRUT™ | TEMPLATE FOR CONTOURING | SMALL DCP/LC-DCP 7H (87MM) | 17 | No | Yes |  | No | N. A. | No | N. A. | No | Yes | No | No | M. L.: MFG/MD/2022/63252 |  | 1 | SUSHRUT PRODUCTS\INTERNATIONAL INSTRUMENTS\PLATING INSTRUMENTS | 0.005 | VL number changed to ML number | N | Templates |  | No | No | Yes | No | Yes | N. A.
D0305.1321 | D0305.1321 | TEMPLATE FOR CONTOURING PLATE SMALL DCP/LC-DCP - 7H (87MM), ADLER |  | D0305.1321 | 00 | 2008-02-07 | N. A. | N. A. | N. A. | QPF/D0305.XXX1 | 00 | 2017-07-25 | N. A. | N. A. | N. A. | PS/D0305.1321 | 00 | 2019-07-04 | 2021-07-04 | N. A. | N. A. | D0305.1321 | TF-IN | IU/5 | Class A | FINISHED GOODS | ADLER™ | TEMPLATE FOR CONTOURING PLATE | SMALL DCP/LC-DCP - 7H (87MM), ADLER | 17 | No | Yes |  | No | N. A. | No | N. A. | No | Yes | No | No | M. L.: MFG/MD/2022/63252 |  | 1 | ADLER PRODUCTS\ADLER GERMAN INSTRUMENTS\SMALL FRAGMENT SET | 0 | VL number changed to ML number | N | Templates |  | No | No | Yes | No | Yes | N. A.
D0305.133 | D0305.133 | TEMPLATE FOR CONTOURING PLATE SMALL DCP/LC-DCP 9H (114MM), S`RUT |  | D0305.133 | 00 | 2008-02-07 | N. A. | N. A. | N. A. | QPF/D0305.XXX | 00 | 2017-07-25 | N. A. | N. A. | N. A. | PS/D0305.133 | 00 | 2019-07-04 | 2021-07-04 | N. A. | N. A. | D0305.133 | TF-IN | IU/5 | Class A | FINISHED GOODS | SUSHRUT™ | TEMPLATE FOR CONTOURING PLATE SMALL DCP/LC-DCP | 9H (114MM) | 17 | No | Yes |  | No | N. A. | No | N. A. | No | Yes | No | No | M. L.: MFG/MD/2022/63252 |  | 1 | SUSHRUT PRODUCTS\INTERNATIONAL INSTRUMENTS\PLATING INSTRUMENTS | 0.005 | VL number changed to ML number | N | Templates |  | No | No | Yes | No | Yes | N. A.
D0305.1331 | D0305.1331 | TEMPLATE FOR CONTOURING PLATE SMALL DCP/LC-DCP 9H (114MM), ADLER |  | D0305.1331 | 00 | 2008-02-07 | N. A. | N. A. | N. A. | QPF/D0305.XXX1 | 00 | 2017-07-25 | N. A. | N. A. | N. A. | PS/D0305.1331 | 00 | 2019-07-04 | 2021-07-04 | N. A. | N. A. | D0305.1331 | TF-IN | IU/5 | Class A | FINISHED GOODS | ADLER™ | TEMPLATE FOR CONTOURING PLATE | SMALL DCP/LC-DCP 9H (114MM), ADLER | 17 | No | Yes |  | No | N. A. | No | N. A. | No | Yes | No | No | M. L.: MFG/MD/2022/63252 |  | 1 | SUSHRUT PRODUCTS\INTERNATIONAL INSTRUMENTS\PLATING INSTRUMENTS | 0 | VL number changed to ML number | N | Templates |  | No | No | Yes | No | Yes | N. A.
D0305.134 | D0305.134 | TEMPLATE FOR CONTOURING PLATE SMALL DCP/LC-DCP 12H (150MM), S`RUT |  | D0305.134 | 00 | 2008-02-07 | N. A. | N. A. | N. A. | QPF/D0305.XXX | 00 | 2017-07-25 | N. A. | N. A. | N. A. | PS/D0305.134 | 00 | 2019-07-04 | 2021-07-04 | N. A. | N. A. | D0305.134 | TF-IN | IU/5 | Class A | FINISHED GOODS | SUSHRUT™ | TEMPLATE FOR CONTOURING PLATE | SMALL DCP/LC-DCP 12H (150MM) | 17 | No | Yes |  | No | N. A. | No | N. A. | No | Yes | No | No | M. L.: MFG/MD/2022/63252 |  | 1 | SUSHRUT PRODUCTS\INTERNATIONAL INSTRUMENTS\PLATING INSTRUMENTS | 0.01 | VL number changed to ML number | N | Templates |  | No | No | Yes | No | Yes | N. A.
D0401.01 | D0401.01 | TRIPLE DRILL GUIDE WITH BUILT-IN ANTEVERSION LOCATING GUIDE, S`RUT |  | D0401.01 | 00 | 2017-01-14 | N. A. | N. A. | N. A. | QPF/D0401.01 | 01 | 2017-03-12 | N. A. | N. A. | N. A. | PS/D0401.01 | N. A. | N. A. | N. A. | N. A. | N. A. | D0401.01 | TF-IN | IU/5 | Class A | FINISHED GOODS | SUSHRUT™ | TRIPLE DRILL GUIDE | WITH BUILT-IN ANTEVERSION LOCATING GUIDE | 17 | No | Yes |  | No | N. A. | No | N. A. | No | Yes | No | No | M. L.: MFG/MD/2022/63252 |  | 1 | SUSHRUT PRODUCTS\INTERNATIONAL INSTRUMENTS\OTHER INTERNATIONAL INSTRUMENTS | 0 | VL number changed to ML number | Y | Instrument set for Bone Screws & Plates |  | No | No | Yes | No | Yes | N. A.
D0401.01 | D0401.01.01 | TRIPLE DRILL GUIDE WITH BUILT-IN ANTEVERSION LOCATING GUIDE, S`RUT,PART 1 |  | D0401.01 | N. A. | N. A. | N. A. | N. A. | N. A. | N.A. | N. A. | N. A. | N. A. | N. A. | N. A. | PS/D0401.01.01 | N. A. | N. A. | N. A. | N. A. | N. A. | D0401.01 | N. A. | N. A. | N. A. | SEMIFINISHED GOODS | N. A. | N. A. | N. A. | N. A. | N. A. | N. A. |  | N. A. | N. A. | N. A. | N. A. | N. A. | N. A. | N. A. | N. A. | N. A. | N. A. | 0 | SUB COMPONENTS | 0 | ADDED NEW CODE NO AS PER EMAIL FROM PRATIK DTD 30DEC2018 ON 08JAN2019 | N | SUB COMPONENTS |  | No | No | N. A. | N. A. | N. A. | N. A.
D0401.01 | D0401.01.02 | TRIPLE DRILL GUIDE WITH BUILT-IN ANTEVERSION LOCATING GUIDE, S`RUT,PART 2 |  | D0401.01 | N. A. | N. A. | N. A. | N. A. | N. A. | N.A. | N. A. | N. A. | N. A. | N. A. | N. A. | PS/D0401.01.02 | N. A. | N. A. | N. A. | N. A. | N. A. | D0401.01 | N. A. | N. A. | N. A. | SEMIFINISHED GOODS | N. A. | N. A. | N. A. | N. A. | N. A. | N. A. |  | N. A. | N. A. | N. A. | N. A. | N. A. | N. A. | N. A. | N. A. | N. A. | N. A. | 0 | SUB COMPONENTS | 0 | ADDED NEW CODE NO AS PER EMAIL FROM PRATIK DTD 30DEC2018 ON 08JAN2019 | N | SUB COMPONENTS |  | No | No | N. A. | N. A. | N. A. | N. A.
D0401.01 | D0401.01.03 | TRIPLE DRILL GUIDE WITH BUILT-IN ANTEVERSION LOCATING GUIDE, S`RUT,PART 3 |  | D0401.01 | N. A. | N. A. | N. A. | N. A. | N. A. | N.A. | N. A. | N. A. | N. A. | N. A. | N. A. | PS/D0401.01.03 | N. A. | N. A. | N. A. | N. A. | N. A. | D0401.01 | N. A. | N. A. | N. A. | SEMIFINISHED GOODS | N. A. | N. A. | N. A. | N. A. | N. A. | N. A. |  | N. A. | N. A. | N. A. | N. A. | N. A. | N. A. | N. A. | N. A. | N. A. | N. A. | 0 | SUB COMPONENTS | 0 | ADDED NEW CODE NO AS PER EMAIL FROM PRATIK DTD 30DEC2018 ON 08JAN2019 | N | SUB COMPONENTS |  | No | No | N. A. | N. A. | N. A. | N. A.
D0401.01 | D0401.01.04 | TRIPLE DRILL GUIDE WITH BUILT-IN ANTEVERSION LOCATING GUIDE, S`RUT,PART 4 |  | D0401.01 | N. A. | N. A. | N. A. | N. A. | N. A. | N.A. | N. A. | N. A. | N. A. | N. A. | N. A. | PS/D0401.01.04 | N. A. | N. A. | N. A. | N. A. | N. A. | D0401.01 | N. A. | N. A. | N. A. | SEMIFINISHED GOODS | N. A. | N. A. | N. A. | N. A. | N. A. | N. A. |  | N. A. | N. A. | N. A. | N. A. | N. A. | N. A. | N. A. | N. A. | N. A. | N. A. | 0 | SUB COMPONENTS | 0 | ADDED NEW CODE NO AS PER EMAIL FROM PRATIK DTD 30DEC2018 ON 08JAN2019 | N | SUB COMPONENTS |  | No | No | N. A. | N. A. | N. A. | N. A.
D0401.01 | D0401.01.05 | TRIPLE DRILL GUIDE WITH BUILT-IN ANTEVERSION LOCATING GUIDE, S`RUT,PART 5 |  | D0401.01 | N. A. | N. A. | N. A. | N. A. | N. A. | N.A. | N. A. | N. A. | N. A. | N. A. | N. A. | PS/D0401.01.05 | N. A. | N. A. | N. A. | N. A. | N. A. | D0401.01 | N. A. | N. A. | N. A. | SEMIFINISHED GOODS | N. A. | N. A. | N. A. | N. A. | N. A. | N. A. |  | N. A. | N. A. | N. A. | N. A. | N. A. | N. A. | N. A. | N. A. | N. A. | N. A. | 0 | SUB COMPONENTS | 0 | ADDED NEW CODE NO AS PER EMAIL FROM PRATIK DTD 30DEC2018 ON 08JAN2019 | N | SUB COMPONENTS |  | No | No | N. A. | N. A. | N. A. | N. A.
D0401.01 | D0401.01.06 | TRIPLE DRILL GUIDE WITH BUILT-IN ANTEVERSION LOCATING GUIDE, S`RUT,PART 6 |  | D0401.01 | N. A. | N. A. | N. A. | N. A. | N. A. | N.A. | N. A. | N. A. | N. A. | N. A. | N. A. | PS/D0401.01.06 | N. A. | N. A. | N. A. | N. A. | N. A. | D0401.01 | N. A. | N. A. | N. A. | SEMIFINISHED GOODS | N. A. | N. A. | N. A. | N. A. | N. A. | N. A. |  | N. A. | N. A. | N. A. | N. A. | N. A. | N. A. | N. A. | N. A. | N. A. | N. A. | 0 | SUB COMPONENTS | 0 | ADDED NEW CODE NO AS PER EMAIL FROM PRATIK DTD 30DEC2018 ON 08JAN2019 | N | SUB COMPONENTS |  | No | No | N. A. | N. A. | N. A. | N. A.
D0401.01 | D0401.01.07 | TRIPLE DRILL GUIDE WITH BUILT-IN ANTEVERSION LOCATING GUIDE, S`RUT,PART 7 |  | D0401.01 | N. A. | N. A. | N. A. | N. A. | N. A. | N.A. | N. A. | N. A. | N. A. | N. A. | N. A. | PS/D0401.01.07 | N. A. | N. A. | N. A. | N. A. | N. A. | D0401.01 | N. A. | N. A. | N. A. | SEMIFINISHED GOODS | N. A. | N. A. | N. A. | N. A. | N. A. | N. A. |  | N. A. | N. A. | N. A. | N. A. | N. A. | N. A. | N. A. | N. A. | N. A. | N. A. | 0 | SUB COMPONENTS | 0 | ADDED NEW CODE NO AS PER EMAIL FROM PRATIK DTD 30DEC2018 ON 08JAN2019 | N | SUB COMPONENTS |  | No | No | N. A. | N. A. | N. A. | N. A.
D0401.02 | D0401.02 | TRIPPLE DRILL GUIDE 2MM WITH 3 HOLES OPPOSITE SIDE 1 HOLE, ADLER |  | D0401.02 | 00 | 2017-01-14 | N. A. | N. A. | N. A. | QPF/D0401.02 | 01 | 2017-03-12 | N. A. | N. A. | N. A. | PS/D0401.02 | N. A. | N. A. | N. A. | N. A. | N. A. | D0401.02 | TF-IN | IU/5 | Class A | FINISHED GOODS | ADLER™ | TRIPPLE DRILL GUIDE 2MM WITH 3 HOLES OPPOSITE SIDE 1 HOLE |  | 17 | No | Yes |  | No | N. A. | No | N. A. | No | Yes | No | No | M. L.: MFG/MD/2022/63252 |  | 1 | ADLER PRODUCTS\ADLER GERMAN INSTRUMENTS\WIRE INSTRUMENTS | 0 | VL number changed to ML number | N | Instrument set for Bone Screws & Plates |  | No | No | Yes | No | Yes | N. A.
D0402.00 | D0402.00 | ROUTER , S`RUT |  | D0402.00 | N. A. | N. A. | N. A. | N. A. | N. A. | QPF/D0402.00 | 00 | 2007-03-22 | N. A. | N. A. | N. A. | PS/D0402.00 | N. A. | N. A. | N. A. | N. A. | N. A. | D0402.00 | TF-IN | IU/5 | Class A | FINISHED GOODS | SUSHRUT™ | ROUTER |  | 17 | No | Yes |  | No | N. A. | No | N. A. | No | Yes | No | No | M. L.: MFG/MD/2022/63252 |  | 1 | SUSHRUT PRODUCTS\INTERNATIONAL INSTRUMENTS\OTHER INTERNATIONAL INSTRUMENTS | 0.01 | VL number changed to ML number | Y | Reamer & its attachment |  | No | No | Yes | No | Yes | N. A.
D0403.00 | D0403.00 | CHISEL GUIDE , S`RUT |  | D0403.00 | N. A. | N. A. | N. A. | N. A. | N. A. | QPF/D0403.00 | 00 | 2007-03-22 | N. A. | N. A. | N. A. | PS/D0403.00 | N. A. | N. A. | N. A. | N. A. | N. A. | D0403.00 | TF-IN | IU/5 | Class A | FINISHED GOODS | SUSHRUT™ | CHISEL GUIDE |  | 17 | No | Yes |  | No | N. A. | No | N. A. | No | Yes | No | No | M. L.: MFG/MD/2022/63252 |  | 1 | SUSHRUT PRODUCTS\INTERNATIONAL INSTRUMENTS\OTHER INTERNATIONAL INSTRUMENTS | 0.1 | VL number changed to ML number | Y | Bone Chisel |  | No | No | Yes | No | Yes | N. A.
D0403.00 | D0403.00.01 | CHISEL GUIDE , S`RUT,MAIN BODY |  | D0403.00.01 | 01 | 2016-02-28 | N. A. | N. A. | N. A. | N. A. | N. A. | N. A. | N. A. | N. A. | N. A. | PS/D0403.00.01 | N. A. | N. A. | N. A. | N. A. | N. A. | D0403.00 | TF-IN | IU/5 | N. A. | SEMIFINISHED GOODS | N. A. | N. A. | N. A. | N. A. | N. A. | N. A. |  | N. A. | N. A. | N. A. | N. A. | N. A. | N. A. | N. A. | N. A. | N. A. | N. A. | 0 | SUB COMPONENTS | 0 | ADDED NEW CODE NO AS PER EMAIL FROM PRATIK DTD 05DEC2018 ON 20DEC2018 | N | SUB COMPONENTS |  | No | No | N. A. | N. A. | N. A. | N. A.
D0403.00 | D0403.00.01.01 | CHISEL GUIDE , S`RUT,MAIN BODY,PART 1 |  | D0403.00.01.01 | N. A. | N. A. | N. A. | N. A. | N. A. | N. A. | N. A. | N. A. | N. A. | N. A. | N. A. | PS/D0403.00.01.01 | N. A. | N. A. | N. A. | N. A. | N. A. | D0403.00 | TF-IN | IU/5 | N. A. | SEMIFINISHED GOODS | N. A. | N. A. | N. A. | N. A. | N. A. | N. A. |  | N. A. | N. A. | N. A. | N. A. | N. A. | N. A. | N. A. | N. A. | N. A. | N. A. | 0 | SUB COMPONENTS | 0 | ADDED NEW CODE NO AS PER EMAIL FROM PRATIK DTD 05DEC2018 ON 20DEC2018 | N | SUB COMPONENTS |  | No | No | N. A. | N. A. | N. A. | N. A.
D0403.00 | D0403.00.01.02 | CHISEL GUIDE , S`RUT,MAIN BODY,PART 2 |  | D0403.00.01.02 | N. A. | N. A. | N. A. | N. A. | N. A. | N. A. | N. A. | N. A. | N. A. | N. A. | N. A. | PS/D0403.00.01.02 | N. A. | N. A. | N. A. | N. A. | N. A. | D0403.00 | TF-IN | IU/5 | N. A. | SEMIFINISHED GOODS | N. A. | N. A. | N. A. | N. A. | N. A. | N. A. |  | N. A. | N. A. | N. A. | N. A. | N. A. | N. A. | N. A. | N. A. | N. A. | N. A. | 0 | SUB COMPONENTS | 0 | ADDED NEW CODE NO AS PER EMAIL FROM PRATIK DTD 05DEC2018 ON 20DEC2018 | N | SUB COMPONENTS |  | No | No | N. A. | N. A. | N. A. | N. A.
D0403.00 | D0403.00.01.03 | CHISEL GUIDE , S`RUT,MAIN BODY,PART 3 |  | D0403.00.01.03 | N. A. | N. A. | N. A. | N. A. | N. A. | N. A. | N. A. | N. A. | N. A. | N. A. | N. A. | PS/D0403.00.01.03 | N. A. | N. A. | N. A. | N. A. | N. A. | D0403.00 | TF-IN | IU/5 | N. A. | SEMIFINISHED GOODS | N. A. | N. A. | N. A. | N. A. | N. A. | N. A. |  | N. A. | N. A. | N. A. | N. A. | N. A. | N. A. | N. A. | N. A. | N. A. | N. A. | 0 | SUB COMPONENTS | 0 | ADDED NEW CODE NO AS PER EMAIL FROM PRATIK DTD 05DEC2018 ON 20DEC2018 | N | SUB COMPONENTS |  | No | No | N. A. | N. A. | N. A. | N. A.
D0403.00 | D0403.00.02 | CHISEL GUIDE , S`RUT,MOVING FLANGE |  | D0403.00.02 | N. A. | N. A. | N. A. | N. A. | N. A. | N. A. | N. A. | N. A. | N. A. | N. A. | N. A. | PS/D0403.00.02 | N. A. | N. A. | N. A. | N. A. | N. A. | D0403.00 | TF-IN | IU/5 | N. A. | SEMIFINISHED GOODS | N. A. | N. A. | N. A. | N. A. | N. A. | N. A. |  | N. A. | N. A. | N. A. | N. A. | N. A. | N. A. | N. A. | N. A. | N. A. | N. A. | 0 | SUB COMPONENTS | 0 | ADDED NEW CODE NO AS PER EMAIL FROM PRATIK DTD 05DEC2018 ON 20DEC2018 | N | SUB COMPONENTS |  | No | No | N. A. | N. A. | N. A. | N. A.
D0403.00 | D0403.00.03 | CHISEL GUIDE , S`RUT,HINGE SCREW |  | D0403.00.03 | N. A. | N. A. | N. A. | N. A. | N. A. | N. A. | N. A. | N. A. | N. A. | N. A. | N. A. | PS/D0403.00.03 | N. A. | N. A. | N. A. | N. A. | N. A. | D0403.00 | TF-IN | IU/5 | N. A. | SEMIFINISHED GOODS | N. A. | N. A. | N. A. | N. A. | N. A. | N. A. |  | N. A. | N. A. | N. A. | N. A. | N. A. | N. A. | N. A. | N. A. | N. A. | N. A. | 0 | SUB COMPONENTS | 0 | ADDED NEW CODE NO AS PER EMAIL FROM PRATIK DTD 05DEC2018 ON 20DEC2018 | N | SUB COMPONENTS |  | No | No | N. A. | N. A. | N. A. | N. A.
D0403.00 | D0403.00.04 | CHISEL GUIDE , S`RUT,HOLDING SPRING |  | D0403.00.04 | N. A. | N. A. | N. A. | N. A. | N. A. | N. A. | N. A. | N. A. | N. A. | N. A. | N. A. | PS/D0403.00.04 | N. A. | N. A. | N. A. | N. A. | N. A. | D0403.00 | TF-IN | IU/5 | N. A. | SEMIFINISHED GOODS | N. A. | N. A. | N. A. | N. A. | N. A. | N. A. |  | N. A. | N. A. | N. A. | N. A. | N. A. | N. A. | N. A. | N. A. | N. A. | N. A. | 0 | SUB COMPONENTS | 0 | ADDED NEW CODE NO AS PER EMAIL FROM PRATIK DTD 05DEC2018 ON 20DEC2018 | N | SUB COMPONENTS |  | No | No | N. A. | N. A. | N. A. | N. A.
D0404.00 | D0404.00 | SEATING CHISEL - 16MM , S`RUT |  | D0404.00 | N. A. | N. A. | N. A. | N. A. | N. A. | QPF/D0404.00 | 00 | 2007-03-22 | N. A. | N. A. | N. A. | PS/D0404.00 | N. A. | N. A. | N. A. | N. A. | N. A. | D0404.00 | TF-IN | IU/5 | Class A | FINISHED GOODS | SUSHRUT™ | SEATING CHISEL | 16MM | 17 | No | Yes |  | No | N. A. | No | N. A. | No | Yes | No | No | M. L.: MFG/MD/2022/63252 |  | 1 | SUSHRUT PRODUCTS\INTERNATIONAL INSTRUMENTS\OTHER INTERNATIONAL INSTRUMENTS | 0.17 | VL number changed to ML number | Y | Bone Chisel |  | No | No | Yes | No | Yes | N. A.
D0404.00 | D0404.00.01 | SEATING CHISEL - 16MM , S`RUT,MAIN BODY |  | D0404.00 | 01 | 2014-12-13 | N. A. | N. A. | N. A. | N. A. | N. A. | N. A. | N. A. | N. A. | N. A. | PS/D0404.00.01 | N. A. | N. A. | N. A. | N. A. | N. A. | D0404.00 | TF-IN | IU/5 | N. A. | SEMIFINISHED GOODS | N. A. | N. A. | N. A. | N. A. | N. A. | N. A. |  | N. A. | N. A. | N. A. | N. A. | N. A. | N. A. | N. A. | N. A. | N. A. | N. A. | 0 | SUB COMPONENTS | 0 | ADDED NEW CODE NO AS PER EMAIL FROM PRATIK DTD 05DEC2018 ON 20DEC2018 | N | SUB COMPONENTS |  | No | No | N. A. | N. A. | N. A. | N. A.
D0404.00 | D0404.00.02 | SEATING CHISEL - 16MM , S`RUT,BUSH |  | D0404.00 | 01 | 2014-12-13 | N. A. | N. A. | N. A. | N. A. | N. A. | N. A. | N. A. | N. A. | N. A. | PS/D0404.00.02 | N. A. | N. A. | N. A. | N. A. | N. A. | D0404.00 | TF-IN | IU/5 | N. A. | SEMIFINISHED GOODS | N. A. | N. A. | N. A. | N. A. | N. A. | N. A. |  | N. A. | N. A. | N. A. | N. A. | N. A. | N. A. | N. A. | N. A. | N. A. | N. A. | 0 | SUB COMPONENTS | 0 | ADDED NEW CODE NO AS PER EMAIL FROM PRATIK DTD 05DEC2018 ON 20DEC2018 | N | SUB COMPONENTS |  | No | No | N. A. | N. A. | N. A. | N. A.
D0405.00 | D0405.00 | INSERTER/EXTRACTOR , S`RUT |  | D0405.00 | 04 | 2016-09-24 | N. A. | N. A. | N. A. | QPF/D0405.00 | 01 | 2013-08-27 | N. A. | N. A. | N. A. | PS/PUR004 | N. A. | N. A. | N. A. | N. A. | N. A. | D0405.00 | TF-IN | IU/5 | Class A | FINISHED GOODS | SUSHRUT™ | INSERTER/EXTRACTOR |  | 17 | No | Yes |  | No | N. A. | No | N. A. | No | Yes | No | No | M. L.: MFG/MD/2022/63252 |  | 1 | SUSHRUT PRODUCTS\INTERNATIONAL INSTRUMENTS\OTHER INTERNATIONAL INSTRUMENTS | 0.38 | VL number changed to ML number | Y | Extractor |  | No | No | Yes | No | Yes | N. A.
D0406.01 | D0406.01 | SLOTTED HAMMER FOR VERSION CONTROL, S'RUT |  | D0406.01 | 04 | 2016-09-24 | N. A. | N. A. | N. A. | QPF/D0406.01 | 01 | 2013-08-27 | N. A. | N. A. | N. A. | PS/D0406.01 | 00 | 2020-09-20 | 2023-09-19 | N. A. | N. A. | D0406.01 | TF-IN | N. A. | Class A | FINISHED GOODS | SUSHRUT™ | SLOTTED HAMMER | FOR VERSION CONTROL | 17 | No | Yes |  | No | N. A. | No | N. A. | No | Yes | No | No | M. L.: MFG/MD/2022/63252 |  | 1 | SUSHRUT PRODUCTS\INTERNATIONAL INSTRUMENTS\OTHER INTERNATIONAL INSTRUMENTS | 0.78 | VL number changed to ML number | N | Surgical Mallet |  | No | No | Yes | No | Yes | N. A.
D0406.01.01 | D0406.01.01 | HANDLE FOR SLOTTED HAMMER FOR VERSION CONTROLL |  | D0406.01.01 | 04 | 2016-09-24 | N. A. | N. A. | N. A. | N. A. | N. A. | N. A. | N. A. | N. A. | N. A. | PS/D0406.01.01 | 00 | 2020-09-20 | 2023-09-18 | N. A. | N. A. | D0406.01 | TF-IN | IU/5 | N. A. | SEMIFINISHED GOODS | N. A. | N. A. | N. A. | N. A. | N. A. | N. A. |  | N. A. | N. A. | N. A. | N. A. | N. A. | N. A. | N. A. | N. A. | N. A. | N. A. | 1 | SUB COMPONENTS | 0 | Added Sub Component Codes as discussed with SSJ on 09SEP2009 | N | INSTRUMENTS |  | No | No | N. A. | N. A. | N. A. | N. A.
D0406.01.02 | D0406.01.02 | HAMMER BODY FOR SLOTTED HAMMER FOR VERSION CONTROLL |  | D0406.01.02 | 04 | 2016-09-24 | N. A. | N. A. | N. A. | N. A. | N. A. | N. A. | N. A. | N. A. | N. A. | PS/D0406.01.02 | N. A. | N. A. | N. A. | N. A. | N. A. | D0406.01 | TF-IN | IU/5 | N. A. | SEMIFINISHED GOODS | N. A. | N. A. | N. A. | N. A. | N. A. | N. A. |  | N. A. | N. A. | N. A. | N. A. | N. A. | N. A. | N. A. | N. A. | N. A. | N. A. | 1 | SUB COMPONENTS | 0 | Added Sub Component Codes as discussed with SSJ on 09SEP2009 | N | INSTRUMENTS |  | No | No | N. A. | N. A. | N. A. | N. A.
D0406.01 | D0406.01.03 | SLOTTED HAMMER FOR VERSION CONTROL, S`RUT, END BISH |  | D0406.01.03 | 04 | 2016-09-24 | N. A. | N. A. | N. A. | N. A. | N. A. | N. A. | N. A. | N. A. | N. A. | PS/D0406.01.03 | 00 | 2020-09-20 | 2023-09-18 | N. A. | N. A. | D0406.01 | TF-IN | IU/5 | N. A. | SEMIFINISHED GOODS | N. A. | N. A. | N. A. | N. A. | N. A. | N. A. |  | N. A. | N. A. | N. A. | N. A. | N. A. | N. A. | N. A. | N. A. | N. A. | N. A. | 1 | SUB COMPONENTS | 0 | Added Sub Component Codes as discussed with SSJ on 29NOV2015 | N | INSTRUMENTS |  | No | No | N. A. | N. A. | N. A. | N. A.
D0407.00 | D0407.00 | IMPACTOR , S`RUT |  | D0407.00 | 01 | 2014-10-22 | N. A. | N. A. | N. A. | QPF/D0407.00 | N. A. | N. A. | N. A. | N. A. | N. A. | PS/D0407.00 | N. A. | N. A. | N. A. | N. A. | N. A. | D0407.00 | TF-IN | IU/5 | Class B | FINISHED GOODS | SUSHRUT™ | IMPACTOR |  | 17 | No | Yes |  | No | N. A. | No | N. A. | No | Yes | No | No | M. L.: MFG/MD/2023/000312 |  | 1 | SUSHRUT PRODUCTS\INTERNATIONAL INSTRUMENTS\OTHER INTERNATIONAL INSTRUMENTS | 0.18 | Changed Description as per new Price List Files from Ravi dtd. 17JUN2006 | N | Hip System Instrument |  | No | No | Yes | No | Yes | N. A.
D0407.00 | D0407.00.01 | IMPACTOR , S`RUT,MAIN BODY |  | N.A | N. A. | N. A. | N. A. | N. A. | N. A. | N.A | N. A. | N. A. | N. A. | N. A. | N. A. | PS/D0407.00.01 | 00 | 2019-11-24 | N. A. | N. A. | N. A. | D0407.00 | N.A. | N. A. | N. A. | SEMIFINISHED GOODS | N. A. | N. A. | N. A. | N. A. | N. A. | N. A. |  | N. A. | N. A. | N. A. | N. A. | N. A. | N. A. | N. A. | N. A. | N. A. | N. A. | 0 | SUB COMPONENTS | 0 | ADDED NEW CODE NO AS PER EMAIL FROM PST DTD 27SEP2019 ON 14OCT2019 | N | SUB COMPONENTS |  | No | No | N. A. | N. A. | N. A. | N. A.
D0407.00 | D0407.00.02 | IMPACTOR , S`RUT,BUSH |  | N.A | N. A. | N. A. | N. A. | N. A. | N. A. | N.A | N. A. | N. A. | N. A. | N. A. | N. A. | PS/D0407.00.02 | 00 | 2019-11-24 | N. A. | N. A. | N. A. | D0407.00 | N.A. | N. A. | N. A. | SEMIFINISHED GOODS | N. A. | N. A. | N. A. | N. A. | N. A. | N. A. |  | N. A. | N. A. | N. A. | N. A. | N. A. | N. A. | N. A. | N. A. | N. A. | N. A. | 0 | SUB COMPONENTS | 0 | ADDED NEW CODE NO AS PER EMAIL FROM PST DTD 27SEP2019 ON 14OCT2019 | N | SUB COMPONENTS |  | No | No | N. A. | N. A. | N. A. | N. A.
D0408.02 | D0408.02 | TRIANGULAR POSITIONING PLATE (90MM) LONG 90/50/40°S., S`RUT |  | D0408.02 | 01 | 2014-10-22 | N. A. | N. A. | N. A. | QPF/D0408.02 | N. A. | N. A. | N. A. | N. A. | N. A. | PS/D0408.02 | N. A. | N. A. | N. A. | N. A. | N. A. | D0408.02 | TF-IN | IU/5 | Class A | FINISHED GOODS | SUSHRUT™ | TRIANGULAR POSITIONING PLATE | (90MM) LONG 90/50/40°S. | 17 | No | Yes |  | No | N. A. | No | N. A. | No | Yes | No | No | M. L.: MFG/MD/2022/63252 |  | 1 | SUSHRUT PRODUCTS\INTERNATIONAL INSTRUMENTS\OTHER INTERNATIONAL INSTRUMENTS | 0.03 | VL number changed to ML number | Y | Instrument set for Bone Screws & Plates |  | No | No | Yes | No | Yes | N. A.
D0408.02 | D0408.02.01 | TRIANGULAR POSITIONING PLATE (90MM) LONG 90/50/40°S., S`RUT,BODY |  | D0408.02 | 01 | 2014-10-22 | N. A. | N. A. | N. A. | N.A. | N. A. | N. A. | N. A. | N. A. | N. A. | PS/D0408.02.01 | N. A. | N. A. | N. A. | N. A. | N. A. | D0408.02 | N. A. | N. A. | N. A. | SEMIFINISHED GOODS | N. A. | N. A. | N. A. | N. A. | N. A. | N. A. |  | N. A. | N. A. | N. A. | N. A. | N. A. | N. A. | N. A. | N. A. | N. A. | N. A. | 0 | SUB COMPONENTS | 0 | ADDED NEW CODE NO AS PER EMAIL FROM PRATIK DTD 30DEC2018 ON 08JAN2019 | N | SUB COMPONENTS |  | No | No | N. A. | N. A. | N. A. | N. A.
D0408.02 | D0408.02.02 | TRIANGULAR POSITIONING PLATE (90MM) LONG 90/50/40°S., S`RUT,SLEEVE |  | D0408.02 | 01 | 2014-10-22 | N. A. | N. A. | N. A. | N.A. | N. A. | N. A. | N. A. | N. A. | N. A. | PS/D0408.02.02 | N. A. | N. A. | N. A. | N. A. | N. A. | D0408.02 | N. A. | N. A. | N. A. | SEMIFINISHED GOODS | N. A. | N. A. | N. A. | N. A. | N. A. | N. A. |  | N. A. | N. A. | N. A. | N. A. | N. A. | N. A. | N. A. | N. A. | N. A. | N. A. | 0 | SUB COMPONENTS | 0 | ADDED NEW CODE NO AS PER EMAIL FROM PRATIK DTD 30DEC2018 ON 08JAN2019 | N | SUB COMPONENTS |  | No | No | N. A. | N. A. | N. A. | N. A.
D0408.03 | D0408.03 | TRIANGULAR POSITIONING PLATE (90MM) LONGS 80/70/30°S., S`RUT |  | D0408.03 | 01 | 2014-10-22 | N. A. | N. A. | N. A. | QPF/D0408.03 | N. A. | N. A. | N. A. | N. A. | N. A. | PS/D0408.03 | N. A. | N. A. | N. A. | N. A. | N. A. | D0408.03 | TF-IN | IU/5 | Class A | FINISHED GOODS | SUSHRUT™ | TRIANGULAR POSITIONING PLATE | (90MM) LONGS 80/70/30°S. | 17 | No | Yes |  | No | N. A. | No | N. A. | No | Yes | No | No | M. L.: MFG/MD/2022/63252 |  | 1 | SUSHRUT PRODUCTS\INTERNATIONAL INSTRUMENTS\OTHER INTERNATIONAL INSTRUMENTS | 0.03 | VL number changed to ML number | Y | Instrument set for Bone Screws & Plates |  | No | No | Yes | No | Yes | N. A.
D0408.03 | D0408.03.01 | TRIANGULAR POSITIONING PLATE (90MM) LONGS 80/70/30°S., S`RUT,BODY |  | D0408.03 | 01 | 2014-10-22 | N. A. | N. A. | N. A. | N.A. | N. A. | N. A. | N. A. | N. A. | N. A. | PS/D0408.03.01 | N. A. | N. A. | N. A. | N. A. | N. A. | D0408.03 | N. A. | N. A. | N. A. | SEMIFINISHED GOODS | N. A. | N. A. | N. A. | N. A. | N. A. | N. A. |  | N. A. | N. A. | N. A. | N. A. | N. A. | N. A. | N. A. | N. A. | N. A. | N. A. | 0 | SUB COMPONENTS | 0 | ADDED NEW CODE NO AS PER EMAIL FROM PRATIK DTD 30DEC2018 ON 08JAN2019 | N | SUB COMPONENTS |  | No | No | N. A. | N. A. | N. A. | N. A.
D0408.03 | D0408.03.02 | TRIANGULAR POSITIONING PLATE (90MM) LONGS 80/70/30°S., S`RUT,SLEEVE |  | D0408.03 | 01 | 2014-10-22 | N. A. | N. A. | N. A. | N.A. | N. A. | N. A. | N. A. | N. A. | N. A. | PS/D0408.03.02 | N. A. | N. A. | N. A. | N. A. | N. A. | D0408.03 | N. A. | N. A. | N. A. | SEMIFINISHED GOODS | N. A. | N. A. | N. A. | N. A. | N. A. | N. A. |  | N. A. | N. A. | N. A. | N. A. | N. A. | N. A. | N. A. | N. A. | N. A. | N. A. | 0 | SUB COMPONENTS | 0 | ADDED NEW CODE NO AS PER EMAIL FROM PRATIK DTD 30DEC2018 ON 08JAN2019 | N | SUB COMPONENTS |  | No | No | N. A. | N. A. | N. A. | N. A.
D0408.04 | D0408.04 | TRIANGULAR POSITIONING PLATE (90MM) LONG 100/60/20°S., S`RUT |  | D0408.04 | 01 | 2014-10-22 | N. A. | N. A. | N. A. | QPF/D0408.04 | N. A. | N. A. | N. A. | N. A. | N. A. | PS/D0408.04 | N. A. | N. A. | N. A. | N. A. | N. A. | D0408.04 | TF-IN | IU/5 | Class A | FINISHED GOODS | SUSHRUT™ | TRIANGULAR POSITIONING PLATE | (90MM) LONG 100/60/20°S. | 17 | No | Yes |  | No | N. A. | No | N. A. | No | Yes | No | No | M. L.: MFG/MD/2022/63252 |  | 1 | SUSHRUT PRODUCTS\INTERNATIONAL INSTRUMENTS\OTHER INTERNATIONAL INSTRUMENTS | 0.02 | VL number changed to ML number | Y | Instrument set for Bone Screws & Plates |  | No | No | Yes | No | Yes | N. A.
D0408.04 | D0408.04.01 | TRIANGULAR POSITIONING PLATE (90MM) LONG 100/60/20°S., S`RUT,BODY |  | D0408.04 | 01 | 2014-10-22 | N. A. | N. A. | N. A. | N.A. | N. A. | N. A. | N. A. | N. A. | N. A. | PS/D0408.04.01 | N. A. | N. A. | N. A. | N. A. | N. A. | D0408.04 | N. A. | N. A. | N. A. | SEMIFINISHED GOODS | N. A. | N. A. | N. A. | N. A. | N. A. | N. A. |  | N. A. | N. A. | N. A. | N. A. | N. A. | N. A. | N. A. | N. A. | N. A. | N. A. | 0 | SUB COMPONENTS | 0 | ADDED NEW CODE NO AS PER EMAIL FROM PRATIK DTD 30DEC2018 ON 08JAN2019 | N | SUB COMPONENTS |  | No | No | N. A. | N. A. | N. A. | N. A.
D0408.04 | D0408.04.02 | TRIANGULAR POSITIONING PLATE (90MM) LONG 100/60/20°S., S`RUT,SLEEVE |  | D0408.04 | 01 | 2014-10-22 | N. A. | N. A. | N. A. | N.A. | N. A. | N. A. | N. A. | N. A. | N. A. | PS/D0408.04.02 | N. A. | N. A. | N. A. | N. A. | N. A. | D0408.04 | N. A. | N. A. | N. A. | SEMIFINISHED GOODS | N. A. | N. A. | N. A. | N. A. | N. A. | N. A. |  | N. A. | N. A. | N. A. | N. A. | N. A. | N. A. | N. A. | N. A. | N. A. | N. A. | 0 | SUB COMPONENTS | 0 | ADDED NEW CODE NO AS PER EMAIL FROM PRATIK DTD 30DEC2018 ON 08JAN2019 | N | SUB COMPONENTS |  | No | No | N. A. | N. A. | N. A. | N. A.
D0409.01 | D0409.01 | QUADRANGULAR POSITIONING PLATE 90MM LONG, S`RUT |  | D0409.01 | N. A. | N. A. | N. A. | N. A. | N. A. | QPF/D0409.01 | N. A. | N. A. | N. A. | N. A. | N. A. | PS/D0409.01 | N. A. | N. A. | N. A. | N. A. | N. A. | D0409.01 | TF-IN | IU/5 | Class A | FINISHED GOODS | SUSHRUT™ | QUADRANGULAR POSITIONING PLATE | 90MM LONG | 17 | No | Yes |  | No | N. A. | No | N. A. | No | Yes | No | No | M. L.: MFG/MD/2022/63252 |  | 1 | SUSHRUT PRODUCTS\INTERNATIONAL INSTRUMENTS\OTHER INTERNATIONAL INSTRUMENTS | 0.06 | VL number changed to ML number | Y | Instrument set for Bone Screws & Plates |  | No | No | Yes | No | Yes | N. A.
D0409.01 | D0409.01.01 | QUADRANGULAR POSITIONING PLATE 90MM LONG, S`RUT,BODY |  | D0409.01 | 00 | 2015-11-15 | N. A. | N. A. | N. A. | N.A. | N. A. | N. A. | N. A. | N. A. | N. A. | PS/D0409.01.01 | N. A. | N. A. | N. A. | N. A. | N. A. | D0409.01 | N. A. | N. A. | N. A. | SEMIFINISHED GOODS | N. A. | N. A. | N. A. | N. A. | N. A. | N. A. |  | N. A. | N. A. | N. A. | N. A. | N. A. | N. A. | N. A. | N. A. | N. A. | N. A. | 0 | SUB COMPONENTS | 0 | ADDED NEW CODE NO AS PER EMAIL FROM PRATIK DTD 30DEC2018 ON 08JAN2019 | N | SUB COMPONENTS |  | No | No | N. A. | N. A. | N. A. | N. A.
D0409.01 | D0409.01.02 | QUADRANGULAR POSITIONING PLATE 90MM LONG, S`RUT,BASE |  | D0409.01 | 00 | 2015-11-15 | N. A. | N. A. | N. A. | N.A. | N. A. | N. A. | N. A. | N. A. | N. A. | PS/D0409.01.02 | N. A. | N. A. | N. A. | N. A. | N. A. | D0409.01 | N. A. | N. A. | N. A. | SEMIFINISHED GOODS | N. A. | N. A. | N. A. | N. A. | N. A. | N. A. |  | N. A. | N. A. | N. A. | N. A. | N. A. | N. A. | N. A. | N. A. | N. A. | N. A. | 0 | SUB COMPONENTS | 0 | ADDED NEW CODE NO AS PER EMAIL FROM PRATIK DTD 30DEC2018 ON 08JAN2019 | N | SUB COMPONENTS |  | No | No | N. A. | N. A. | N. A. | N. A.
D0410.00 | D0410.00 | CONDYLAR PLATE GUIDE , S`RUT |  | D0410.00 | N. A. | N. A. | N. A. | N. A. | N. A. | QPF/D0410.00 | N. A. | N. A. | N. A. | N. A. | N. A. | PS/D0410.00 | N. A. | N. A. | N. A. | N. A. | N. A. | D0410.00 | TF-IN | IU/5 | Class A | FINISHED GOODS | SUSHRUT™ | CONDYLAR PLATE GUIDE |  | 17 | No | Yes |  | No | N. A. | No | N. A. | No | Yes | No | No | M. L.: MFG/MD/2022/63252 |  | 1 | SUSHRUT PRODUCTS\INTERNATIONAL INSTRUMENTS\OTHER INTERNATIONAL INSTRUMENTS | 0.08 | VL number changed to ML number | Y | Instrument set for Bone Screws & Plates |  | No | No | Yes | No | Yes | N. A.
D0411.1000 | D0411.1000 | HAMMER WITH FIBRE HANDLE 1000GMS, S`RUT |  | D0411.1000 | 01 | 2018-05-23 | N. A. | N. A. | N. A. | QPF/D0411.1000 | 00 | 2010-05-19 | N. A. | N. A. | N. A. | PS/D0411.1000 | 00 | 2018-05-10 | 2021-05-10 | 2019-11-19 | 44883 | D0411.1000 | TF-IN | IU/5 | Class A | FINISHED GOODS | SUSHRUT™ | HAMMER WITH FIBRE HANDLE | 1000GMS | 17 | No | Yes |  | No | N. A. | No | N. A. | No | Yes | No | No | M. L.: MFG/MD/2022/63252 |  | 1 | SUSHRUT PRODUCTS\INTERNATIONAL INSTRUMENTS\OTHER INTERNATIONAL INSTRUMENTS | 0 | VL number changed to ML number | N | Surgical Mallet |  | No | No | Yes | No | Yes | N. A.
D0411.1000 | D0411.1000.01 | HAMMER WITH FIBRE HANDLE 1000GMS, S`RUT, HAMMER |  | D0411.1000.01 | 01 | 2018-05-23 | N. A. | N. A. | N. A. | N. A. | N. A. | N. A. | N. A. | N. A. | N. A. | PS/D0411.1000.01 | 00 | 2018-05-10 | 2021-05-10 | 2019-11-19 | 44883 | D0411.1000 | TF-IN | IU/5 | N. A. | SEMIFINISHED GOODS | N. A. | N. A. | N. A. | N. A. | N. A. | N. A. |  | N. A. | N. A. | N. A. | N. A. | N. A. | N. A. | N. A. | N. A. | N. A. | N. A. | 1 | SUSHRUT PRODUCTS\INTERNATIONAL INSTRUMENTS\OTHER INTERNATIONAL INSTRUMENTS | 0 | Added New Product as to match SL/1 on 20MAY2015 | N | INSTRUMENTS |  | No | No | N. A. | N. A. | N. A. | N. A.
D0411.1000 | D0411.1000.02 | HAMMER WITH FIBRE HANDLE 1000GMS, S`RUT, HANDLE |  | D0411.1000.02 | 01 | 2018-05-23 | N. A. | N. A. | N. A. | N. A. | N. A. | N. A. | N. A. | N. A. | N. A. | PS/D0411.1000.02 | 00 | 2018-05-10 | 2021-05-10 | 2019-11-19 | 44883 | D0411.1000 | TF-IN | IU/5 | N. A. | SEMIFINISHED GOODS | N. A. | N. A. | N. A. | N. A. | N. A. | N. A. |  | N. A. | N. A. | N. A. | N. A. | N. A. | N. A. | N. A. | N. A. | N. A. | N. A. | 1 | SUSHRUT PRODUCTS\INTERNATIONAL INSTRUMENTS\OTHER INTERNATIONAL INSTRUMENTS | 0 | Added New Product as to match SL/1 on 20MAY2015 | N | INSTRUMENTS |  | No | No | N. A. | N. A. | N. A. | N. A.
D0411.250 | D0411.250 | HAMMER WITH FIBRE HANDLE 250 GMS., S`RUT |  | D0411.250 | 01 | 2018-05-23 | N. A. | N. A. | N. A. | QPF/D0411.250 | 00 | 2010-05-19 | N. A. | N. A. | N. A. | PS/D0411.250 | 00 | 2018-05-10 | 2021-05-10 | 2019-11-19 | 44883 | D0411.250 | TF-IN | IU/5 | Class A | FINISHED GOODS | SUSHRUT™ | HAMMER WITH FIBRE HANDLE | 250 GMS. | 17 | No | Yes |  | No | N. A. | No | N. A. | No | Yes | No | No | M. L.: MFG/MD/2022/63252 |  | 1 | SUSHRUT PRODUCTS\INTERNATIONAL INSTRUMENTS\OTHER INTERNATIONAL INSTRUMENTS | 0 | VL number changed to ML number | N | Surgical Mallet |  | No | No | Yes | No | Yes | N. A.
D0411.250 | D0411.250.01 | HAMMER WITH FIBRE HANDLE 250 GMS., S`RUT, SLEDGE |  | D0411.250.01 | 01 | 2018-05-23 | N. A. | N. A. | N. A. | QPF/D0411.250.01 | 00 | 2010-05-19 | N. A. | N. A. | N. A. | PS/D0411.250.01 | 00 | 2018-05-10 | 2021-05-10 | 2019-11-19 | 44883 | D0411.250 | TF-IN | IU/5 | N. A. | SEMIFINISHED GOODS | N. A. | N. A. | N. A. | N. A. | N. A. | N. A. |  | N. A. | N. A. | N. A. | N. A. | N. A. | N. A. | N. A. | N. A. | N. A. | N. A. | 1 | SUB COMPONENTS | 0 | Added new product as per requirement from D&D | N | INSTRUMENTS |  | No | No | N. A. | N. A. | N. A. | N. A.
D0411.250 | D0411.250.02 | HAMMER WITH FIBRE HANDLE 250 GMS., S`RUT, HANDLE ROD |  | D0411.250.02 | 01 | 2018-05-23 | N. A. | N. A. | N. A. | QPF/D0411.250.02 | 00 | 2010-05-19 | N. A. | N. A. | N. A. | PS/D0411.250.02 | 00 | 2018-05-10 | 2021-05-10 | 2019-11-19 | 44883 | D0411.250 | TF-IN | IU/5 | N. A. | SEMIFINISHED GOODS | N. A. | N. A. | N. A. | N. A. | N. A. | N. A. |  | N. A. | N. A. | N. A. | N. A. | N. A. | N. A. | N. A. | N. A. | N. A. | N. A. | 1 | SUB COMPONENTS | 0 | Added new product as per requirement from D&D | N | INSTRUMENTS |  | No | No | N. A. | N. A. | N. A. | N. A.
D0411.350 | D0411.350 | HAMMER WITH FIBRE HANDLE 350 GMS., S`RUT |  | D0411.350 | 01 | 2018-05-23 | N. A. | N. A. | N. A. | QPF/D0411.350 | 00 | 2010-05-19 | N. A. | N. A. | N. A. | PS/D0411.350 | 00 | 2018-05-10 | 2021-05-10 | 2019-11-19 | 44883 | D0411.350 | TF-IN | IU/5 | Class A | FINISHED GOODS | SUSHRUT™ | HAMMER WITH FIBRE HANDLE | 350 GMS. | 17 | No | Yes |  | No | N. A. | No | N. A. | No | Yes | No | No | M. L.: MFG/MD/2022/63252 |  | 1 | SUSHRUT PRODUCTS\INTERNATIONAL INSTRUMENTS\OTHER INTERNATIONAL INSTRUMENTS | 0.5 | VL number changed to ML number | N | Surgical Mallet |  | No | No | Yes | No | Yes | N. A.
D0411.350 | D0411.350.01 | HAMMER WITH FIBRE HANDLE 350 GMS., SLEDGE |  | D0411.350.01 | 01 | 2018-05-23 | N. A. | N. A. | N. A. | N. A. | N. A. | N. A. | N. A. | N. A. | N. A. | PS/D0411.350.01 | 00 | 2018-05-10 | 2021-05-10 | 2019-11-19 | 44883 | D0411.350 | TF-IN | IU/5 | N. A. | SEMIFINISHED GOODS | N. A. | N. A. | N. A. | N. A. | N. A. | N. A. |  | N. A. | N. A. | N. A. | N. A. | N. A. | N. A. | N. A. | N. A. | N. A. | N. A. | 1 | SUB COMPONENTS | 0 | Added New Product to Match the SL/1 on 09MAY2014 | N | SUB COMPONENTS |  | No | No | N. A. | N. A. | N. A. | N. A.
D0411.350 | D0411.350.02 | HAMMER WITH FIBRE HANDLE 350 GMS., HANDLE ROD |  | D0411.350.02 | 01 | 2018-05-23 | N. A. | N. A. | N. A. | N. A. | N. A. | N. A. | N. A. | N. A. | N. A. | PS/D0411.350.02 | 00 | 2018-05-10 | 2021-05-10 | 2019-11-19 | 44883 | D0411.350 | TF-IN | IU/5 | N. A. | SEMIFINISHED GOODS | N. A. | N. A. | N. A. | N. A. | N. A. | N. A. |  | N. A. | N. A. | N. A. | N. A. | N. A. | N. A. | N. A. | N. A. | N. A. | N. A. | 1 | SUB COMPONENTS | 0 | Added New Product to Match the SL/1 on 09MAY2014 | N | SUB COMPONENTS |  | No | No | N. A. | N. A. | N. A. | N. A.
D0411.500 | D0411.500 | HAMMER WITH FIBRE HANDLE, 500 G., S'RUT |  | D0411.500 | 01 | 2018-05-23 | N. A. | N. A. | N. A. | QPF/D0411.500 | N. A. | N. A. | N. A. | N. A. | N. A. | PS/D0411.500 | 00 | 2018-05-10 | 2021-05-10 | 2019-11-19 | 44883 | D0411.500 | TF-IN | N. A. | Class A | FINISHED GOODS | SUSHRUT™ | HAMMER WITH FIBRE HANDLE | 500 GMS. | 17 | No | Yes |  | No | N. A. | No | N. A. | No | Yes | No | No | M. L.: MFG/MD/2022/63252 |  | 1 | SUSHRUT PRODUCTS\INTERNATIONAL INSTRUMENTS\OTHER INTERNATIONAL INSTRUMENTS | 0.7 | VL number changed to ML number | N | Surgical Mallet |  | No | No | Yes | No | Yes | N. A.
D0411.500.01 | D0411.500.01 | HAMMER WITH FIBRE HANDLE, 500 G., S'RUT, SLEDGE |  | D0411.500.01 | 01 | 2018-05-23 | N. A. | N. A. | N. A. | D0411.500.01 | 00 | 2010-05-19 | N. A. | N. A. | N. A. | PS/D0411.500.01 | 00 | 2018-05-10 | 2021-05-10 | 2019-11-19 | 44883 | D0411.500 | TF-IN | IU/5 | N. A. | SEMIFINISHED GOODS | N. A. | N. A. | N. A. | N. A. | N. A. | N. A. |  | N. A. | N. A. | N. A. | N. A. | N. A. | N. A. | N. A. | N. A. | N. A. | N. A. | 1 | SUB COMPONENTS | 0 | Changed Description and Brand | N | INSTRUMENTS |  | No | No | N. A. | N. A. | N. A. | N. A.
D0411.500.02 | D0411.500.02 | HAMMER WITH FIBRE HANDLE, 500 G., S'RUT, HANDLE ROD |  | D0411.500.02 | 01 | 2018-05-23 | N. A. | N. A. | N. A. | D0411.500.02 | 00 | 2010-05-19 | N. A. | N. A. | N. A. | PS/D0411.500.02 | 00 | 2018-05-10 | 2021-05-10 | 2019-11-19 | 44883 | D0411.500 | TF-IN | IU/5 | N. A. | SEMIFINISHED GOODS | N. A. | N. A. | N. A. | N. A. | N. A. | N. A. |  | N. A. | N. A. | N. A. | N. A. | N. A. | N. A. | N. A. | N. A. | N. A. | N. A. | 1 | SUB COMPONENTS | 0 | Changed Description and Brand | N | INSTRUMENTS |  | No | No | N. A. | N. A. | N. A. | N. A.
D0411.5001 | D0411.5001 | HAMMER WITH FIBRE HANDLE 500 GMS., ADLER |  | D0411.5001 | 01 | 2018-05-23 | N. A. | N. A. | N. A. | QPF/D0411.5001 | 00 | 2010-05-19 | N. A. | N. A. | N. A. | PS/D0411.5001 | 00 | 2018-05-10 | 2021-05-10 | 2019-11-19 | 44883 | D0411.5001 | TF-IN | IU/5 | Class A | FINISHED GOODS | ADLER™ | HAMMER WITH FIBRE HANDLE 500 GMS. |  | 17 | No | Yes |  | No | N. A. | No | N. A. | No | Yes | No | No | M. L.: MFG/MD/2022/63252 |  | 1 | ADLER PRODUCTS\ADLER GERMAN INSTRUMENTS\GENERAL INSTRUMENTS | 0 | VL number changed to ML number | N | Surgical Mallet |  | No | No | Yes | No | Yes | N. A.
D0411.5002 | D0411.5002 | HAMMER WITH FIBRE HANDLE 500GMS, SLOTTED, FOR TIFLEX SYSTEM |  | D0411.5002 | 01 | 2018-05-23 | N. A. | N. A. | N. A. | QPF/D0411.5002 | 00 | 2010-05-19 | N. A. | N. A. | N. A. | PS/D0411.5002 | 00 | 2018-05-10 | 2021-05-10 | 2019-11-19 | 44883 | D0411.5002 | TF-IN | IU/5 | Class A | FINISHED GOODS | ATLAS™ | HAMMER WITH FIBRE HANDLE | 500GMS, SLOTTED, FOR TIFLEX SYSTEM | 17 | No | Yes |  | No | N. A. | No | N. A. | No | Yes | No | No | M. L.: MFG/MD/2022/63252 |  | 1 | SUSHRUT PRODUCTS\ATLAS NAILING SYSTEM\TIFLEX INSTRUMENTS | 0 | VL number changed to ML number | N | Surgical Mallet |  | No | No | Yes | No | Yes | N. A.
D0411.5002 | D0411.5002.01 | HAMMER BODY AND HAMMER ROD ASSEMBLY FOR HAMMER, 500 GMS, SLOTTED, ATLAS TiFlex ELASTIC NAILING SYSTEM |  | D0411.5002.01 | 01 | 2018-05-23 | N. A. | N. A. | N. A. | N. A. | N. A. | N. A. | N. A. | N. A. | N. A. | PS/D0411.5002.01 | 00 | 2018-05-10 | 2021-05-10 | 2019-11-19 | 44883 | D0411.5002 | TF-IN | IU/5 | N. A. | SEMIFINISHED GOODS | N. A. | N. A. | N. A. | N. A. | N. A. | N. A. |  | N. A. | N. A. | N. A. | N. A. | N. A. | N. A. | N. A. | N. A. | N. A. | N. A. | 1 | SUB COMPONENTS | 0 | ADDED NEW PRODUCTS AS DISCUSSED WITH SSJ ON 25NOV2009 | N | INSTRUMENTS |  | No | No | N. A. | N. A. | N. A. | N. A.
D0411.5002 | D0411.5002.01.01 | HAMMER BODY FOR HAMMER, 500 GMS, SLOTTED, ATLAS TiFlex ELASTIC NAILING SYSTEM |  | D0411.5002.01.01 | 01 | 2018-05-23 | N. A. | N. A. | N. A. | N. A. | N. A. | N. A. | N. A. | N. A. | N. A. | PS/D0411.5002.01.01 | 00 | 2018-05-10 | 2021-05-10 | 2019-11-19 | 44883 | D0411.5002 | TF-IN | IU/5 | N. A. | SEMIFINISHED GOODS | N. A. | N. A. | N. A. | N. A. | N. A. | N. A. |  | N. A. | N. A. | N. A. | N. A. | N. A. | N. A. | N. A. | N. A. | N. A. | N. A. | 1 | SUB COMPONENTS | 0 | ADDED NEW PRODUCTS AS DISCUSSED WITH SSJ ON 25NOV2009 | N | INSTRUMENTS |  | No | No | N. A. | N. A. | N. A. | N. A.
D0411.5002 | D0411.5002.01.02 | HAMMER ROD FOR HAMMER, 500 GMS, SLOTTED, ATLAS TiFlex ELASTIC NAILING SYSTEM |  | D0411.5002.01.02 | 01 | 2018-05-23 | N. A. | N. A. | N. A. | N. A. | N. A. | N. A. | N. A. | N. A. | N. A. | PS/D0411.5002.01.02 | 00 | 2018-05-10 | 2021-05-10 | 2019-11-19 | 44883 | D0411.5002 | TF-IN | IU/5 | N. A. | SEMIFINISHED GOODS | N. A. | N. A. | N. A. | N. A. | N. A. | N. A. |  | N. A. | N. A. | N. A. | N. A. | N. A. | N. A. | N. A. | N. A. | N. A. | N. A. | 1 | SUB COMPONENTS | 0 | ADDED NEW PRODUCTS AS DISCUSSED WITH SSJ ON 25NOV2009 | N | INSTRUMENTS |  | No | No | N. A. | N. A. | N. A. | N. A.
D0411.5002 | D0411.5002.01.03 | RIVET FOR HAMMER, 500 GMS, SLOTTED, ATLAS TiFlex ELASTIC NAILING SYSTEM |  | D0411.5002.01.03 | 01 | 2018-05-23 | N. A. | N. A. | N. A. | N. A. | N. A. | N. A. | N. A. | N. A. | N. A. | PS/D0411.5002.01.03 | 00 | 2018-05-10 | 2021-05-10 | 2019-11-19 | 44883 | D0411.5002 | TF-IN | IU/5 | N. A. | SEMIFINISHED GOODS | N. A. | N. A. | N. A. | N. A. | N. A. | N. A. |  | N. A. | N. A. | N. A. | N. A. | N. A. | N. A. | N. A. | N. A. | N. A. | N. A. | 1 | SUB COMPONENTS | 0 | ADDED NEW PRODUCTS AS DISCUSSED WITH SSJ ON 25NOV2009 | N | INSTRUMENTS |  | No | No | N. A. | N. A. | N. A. | N. A.
D0411.5002 | D0411.5002.02 | HANDLE FOR HAMMER, 500 GMS, SLOTTED, ATLAS TiFlex ELASTIC NAILING SYSTEM |  | D0411.5002.02 | 01 | 2018-05-23 | N. A. | N. A. | N. A. | N. A. | N. A. | N. A. | N. A. | N. A. | N. A. | PS/D0411.5002.02 | 00 | 2018-05-10 | 2021-05-10 | 2019-11-19 | 44883 | D0411.5002 | TF-IN | IU/5 | N. A. | SEMIFINISHED GOODS | N. A. | N. A. | N. A. | N. A. | N. A. | N. A. |  | N. A. | N. A. | N. A. | N. A. | N. A. | N. A. | N. A. | N. A. | N. A. | N. A. | 1 | SUB COMPONENTS | 0 | ADDED NEW PRODUCTS AS DISCUSSED WITH SSJ ON 25NOV2009 | N | INSTRUMENTS |  | No | No | N. A. | N. A. | N. A. | N. A.
D0411.5002 | D0411.5002.03 | DOWEL PIN |  | D0411.5002.03 | 01 | 2018-05-23 | N. A. | N. A. | N. A. | N. A. | N. A. | N. A. | N. A. | N. A. | N. A. | PS/D0411.5002.03 | 00 | 2018-05-10 | 2021-05-10 | 2019-11-19 | 44883 | D0411.5002 | TF-IN | IU/5 | N. A. | SEMIFINISHED GOODS | N. A. | N. A. | N. A. | N. A. | N. A. | N. A. |  | N. A. | N. A. | N. A. | N. A. | N. A. | N. A. | N. A. | N. A. | N. A. | N. A. | 1 | SUB COMPONENTS | 0 | ADDED NEW PRODUCTS AS DISCUSSED WITH SSJ ON 25NOV2009 | N | INSTRUMENTS |  | No | No | N. A. | N. A. | N. A. | N. A.
D0411.700 | D0411.700 | HAMMER WITH FIBRE HANDLE 700 GMS., S`RUT |  | D0411.700 | 01 | 2018-05-23 | N. A. | N. A. | N. A. | QPF/D0411.700 | N. A. | N. A. | N. A. | N. A. | N. A. | PS/D0411.700 | 00 | 2018-05-10 | 2021-05-10 | 2019-11-19 | 44883 | D0411.700 | TF-IN | IU/5 | Class A | FINISHED GOODS | SUSHRUT™ | HAMMER WITH FIBRE HANDLE | 700 GMS. | 17 | No | Yes |  | No | N. A. | No | N. A. | No | Yes | No | No | M. L.: MFG/MD/2022/63252 |  | 1 | SUSHRUT PRODUCTS\INTERNATIONAL INSTRUMENTS\OTHER INTERNATIONAL INSTRUMENTS | 0.9 | VL number changed to ML number | N | Surgical Mallet |  | No | No | Yes | No | Yes | N. A.
D0411.700 | D0411.700.01 | HAMMER WITH FIBRE HANDLE 700 GMS., S`RUT,SLEDGE |  | D0411.700 | N. A. | N. A. | N. A. | N. A. | N. A. | N.A. | N. A. | N. A. | N. A. | N. A. | N. A. | PS/D0411.700.01 | N. A. | N. A. | N. A. | N. A. | N. A. | D0411.700 | N. A. | N. A. | N. A. | SEMIFINISHED GOODS | N. A. | N. A. | N. A. | N. A. | N. A. | N. A. |  | N. A. | N. A. | N. A. | N. A. | N. A. | N. A. | N. A. | N. A. | N. A. | N. A. | 0 | SUB COMPONENTS | 0 | ADDED NEW CODE NO AS PER EMAIL FROM PRATIK DTD 30DEC2018 ON 08JAN2019 | N | SUB COMPONENTS |  | No | No | N. A. | N. A. | N. A. | N. A.
D0411.700 | D0411.700.02 | HAMMER WITH FIBRE HANDLE 700 GMS., S`RUT,HANDLE |  | D0411.700 | N. A. | N. A. | N. A. | N. A. | N. A. | N.A. | N. A. | N. A. | N. A. | N. A. | N. A. | PS/D0411.700.02 | N. A. | N. A. | N. A. | N. A. | N. A. | D0411.700 | N. A. | N. A. | N. A. | SEMIFINISHED GOODS | N. A. | N. A. | N. A. | N. A. | N. A. | N. A. |  | N. A. | N. A. | N. A. | N. A. | N. A. | N. A. | N. A. | N. A. | N. A. | N. A. | 0 | SUB COMPONENTS | 0 | ADDED NEW CODE NO AS PER EMAIL FROM PRATIK DTD 30DEC2018 ON 08JAN2019 | N | SUB COMPONENTS |  | No | No | N. A. | N. A. | N. A. | N. A.
D0411.700 | D0411.700.03 | HAMMER WITH FIBRE HANDLE 700 GMS., S`RUT,FIBER HANDLE |  | D0411.700 | N. A. | N. A. | N. A. | N. A. | N. A. | N.A. | N. A. | N. A. | N. A. | N. A. | N. A. | PS/D0411.700.03 | N. A. | N. A. | N. A. | N. A. | N. A. | D0411.700 | N. A. | N. A. | N. A. | SEMIFINISHED GOODS | N. A. | N. A. | N. A. | N. A. | N. A. | N. A. |  | N. A. | N. A. | N. A. | N. A. | N. A. | N. A. | N. A. | N. A. | N. A. | N. A. | 0 | SUB COMPONENTS | 0 | ADDED NEW CODE NO AS PER EMAIL FROM PRATIK DTD 30DEC2018 ON 08JAN2019 | N | SUB COMPONENTS |  | No | No | N. A. | N. A. | N. A. | N. A.
D0501.00 | D0501.00 | C.H.S GUIDE WIRE Ø2.5MM X LENGTH 230MM, S`RUT |  | D0501.00 | 01 | 2018-05-23 | N. A. | N. A. | N. A. | QPF/D0501.00 | N. A. | N. A. | N. A. | N. A. | N. A. | PS/D0501.00 | 01 | 2019-07-05 | N. A. | N. A. | N. A. | D0501.00 | TF-IN | IU/5 | Class A | FINISHED GOODS | SUSHRUT™ | CHS GUIDE WIRE | DIA. 2.5MM X LENGTH 230MM | 17 | No | Yes |  | No | N. A. | No | N. A. | No | Yes | No | No | M. L.: MFG/MD/2022/63252 |  | 1 | SUSHRUT PRODUCTS\INTERNATIONAL INSTRUMENTS\CHS/DCS INSTRUMENTS | 0.01 | VL number changed to ML number | N | Thick /Thin Guide Pin |  | No | No | Yes | No | Yes | N. A.
D0503.01 | D0503.01 | C.H.S T-HANDLE WITH QUICK COUPLING FOR D0502,D0505 & D0506, S`RUT |  | D0503.01 | N. A. | N. A. | N. A. | N. A. | N. A. | QPF/D0503.01 | N. A. | N. A. | N. A. | N. A. | N. A. | PS/D0503.01 | 01 | 2019-07-05 | N. A. | N. A. | N. A. | D0503.01 | TF-IN | IU/5 | Class A | FINISHED GOODS | SUSHRUT™ | C.H.S T-HANDLE WITH QUICK COUPLING | FOR D0502,D0505 & D0506 | 17 | No | Yes |  | No | N. A. | No | N. A. | No | Yes | No | No | M. L.: MFG/MD/2022/63252 |  | 1 | SUSHRUT PRODUCTS\INTERNATIONAL INSTRUMENTS\CHS/DCS INSTRUMENTS | 0.10333 | VL number changed to ML number | N | Instrument set for Bone Screws & Plates |  | No | No | Yes | No | Yes | N. A.
D0503.01 | D0503.01.01 | C.H.S T-HANDLE WITH QUICK COUPLING FOR D0502,D0505 & D0506, S`RUT,BODY |  | D0503.01 | N. A. | N. A. | N. A. | N. A. | N. A. | N. A. | N. A. | N. A. | N. A. | N. A. | N. A. | PS/D0503.01.01 | 00 | 2019-08-03 | N. A. | N. A. | N. A. | D0503.01 | N. A. | N. A. | N. A. | SEMIFINISHED GOODS | N. A. | N. A. | N. A. | N. A. | N. A. | N. A. |  | N. A. | N. A. | N. A. | N. A. | N. A. | N. A. | N. A. | N. A. | N. A. | N. A. | 1 | SUSHRUT PRODUCTS\INTERNATIONAL INSTRUMENTS\CHS/DCS INSTRUMENTS | 0 | ADDED NEW CODE NO AS PER EMAIL BY PRATIK DTD 24NOV2018 ON 24NOV2018 | N | INSTRUMENTS |  | No | No | N. A. | N. A. | N. A. | N. A.
D0503.01 | D0503.01.02 | C.H.S T-HANDLE WITH QUICK COUPLING FOR D0502,D0505 & D0506, S`RUT,HANDLE |  | D0503.01 | N. A. | N. A. | N. A. | N. A. | N. A. | N. A. | N. A. | N. A. | N. A. | N. A. | N. A. | PS/D0503.01.02 | 00 | 2019-08-02 | N. A. | N. A. | N. A. | D0503.01 | N. A. | N. A. | N. A. | SEMIFINISHED GOODS | N. A. | N. A. | N. A. | N. A. | N. A. | N. A. |  | N. A. | N. A. | N. A. | N. A. | N. A. | N. A. | N. A. | N. A. | N. A. | N. A. | 1 | SUSHRUT PRODUCTS\INTERNATIONAL INSTRUMENTS\CHS/DCS INSTRUMENTS | 0 | CHANGED PS NO AS PER EMAIL FROM PRATIK DTD 02JAN2019 ON 08JAN2019 | N | INSTRUMENTS |  | No | No | N. A. | N. A. | N. A. | N. A.
D0503.01 | D0503.01.03 | C.H.S T-HANDLE WITH QUICK COUPLING FOR D0502,D0505 & D0506, S`RUT,SLEEVE |  | D0503.01 | N. A. | N. A. | N. A. | N. A. | N. A. | N. A. | N. A. | N. A. | N. A. | N. A. | N. A. | PS/D0503.01.03 | 00 | 2019-08-03 | N. A. | N. A. | N. A. | D0503.01 | N. A. | N. A. | N. A. | SEMIFINISHED GOODS | N. A. | N. A. | N. A. | N. A. | N. A. | N. A. |  | N. A. | N. A. | N. A. | N. A. | N. A. | N. A. | N. A. | N. A. | N. A. | N. A. | 1 | SUSHRUT PRODUCTS\INTERNATIONAL INSTRUMENTS\CHS/DCS INSTRUMENTS | 0 | CHANGED PS NO AS PER EMAIL FROM PRATIK DTD 02JAN2019 ON 08JAN2019 | N | INSTRUMENTS |  | No | No | N. A. | N. A. | N. A. | N. A.
D0503.01 | D0503.01.04 | C.H.S T-HANDLE WITH QUICK COUPLING FOR D0502,D0505 & D0506, S`RUT,BUSH |  | D0503.01 | N. A. | N. A. | N. A. | N. A. | N. A. | N. A. | N. A. | N. A. | N. A. | N. A. | N. A. | PS/D0503.01.04 | N. A. | N. A. | N. A. | N. A. | N. A. | D0503.01 | N. A. | N. A. | N. A. | SEMIFINISHED GOODS | N. A. | N. A. | N. A. | N. A. | N. A. | N. A. |  | N. A. | N. A. | N. A. | N. A. | N. A. | N. A. | N. A. | N. A. | N. A. | N. A. | 1 | SUSHRUT PRODUCTS\INTERNATIONAL INSTRUMENTS\CHS/DCS INSTRUMENTS | 0 | CHANGED PS NO AS PER EMAIL FROM PRATIK DTD 02JAN2019 ON 08JAN2019 | N | INSTRUMENTS |  | No | No | N. A. | N. A. | N. A. | N. A.
D0503.01 | D0503.01.05 | C.H.S T-HANDLE WITH QUICK COUPLING FOR D0502,D0505 & D0506, S`RUT,SPRING |  | D0503.01 | N. A. | N. A. | N. A. | N. A. | N. A. | N. A. | N. A. | N. A. | N. A. | N. A. | N. A. | PS/D0503.01.05 | N. A. | N. A. | N. A. | N. A. | N. A. | D0503.01 | N. A. | N. A. | N. A. | SEMIFINISHED GOODS | N. A. | N. A. | N. A. | N. A. | N. A. | N. A. |  | N. A. | N. A. | N. A. | N. A. | N. A. | N. A. | N. A. | N. A. | N. A. | N. A. | 1 | SUSHRUT PRODUCTS\INTERNATIONAL INSTRUMENTS\CHS/DCS INSTRUMENTS | 0 | CHANGED PS NO AS PER EMAIL FROM PRATIK DTD 02JAN2019 ON 08JAN2019 | N | INSTRUMENTS |  | No | No | N. A. | N. A. | N. A. | N. A.
D0503.01 | D0503.01.06 | C.H.S T-HANDLE WITH QUICK COUPLING FOR D0502,D0505 & D0506, S`RUT,BALL |  | D0503.01 | N. A. | N. A. | N. A. | N. A. | N. A. | N. A. | N. A. | N. A. | N. A. | N. A. | N. A. | PS/D0503.01.06 | N. A. | N. A. | N. A. | N. A. | N. A. | D0503.01 | N. A. | N. A. | N. A. | SEMIFINISHED GOODS | N. A. | N. A. | N. A. | N. A. | N. A. | N. A. |  | N. A. | N. A. | N. A. | N. A. | N. A. | N. A. | N. A. | N. A. | N. A. | N. A. | 1 | SUSHRUT PRODUCTS\INTERNATIONAL INSTRUMENTS\CHS/DCS INSTRUMENTS | 0 | CHANGED PS NO AS PER EMAIL FROM PRATIK DTD 02JAN2019 ON 08JAN2019 | N | INSTRUMENTS |  | No | No | N. A. | N. A. | N. A. | N. A.
D0503.01 | D0503.01.07 | C.H.S T-HANDLE WITH QUICK COUPLING FOR D0502,D0505 & D0506, S`RUT,CAP ON HANDLE |  | D0503.01 | 02 | 2014-11-21 | N. A. | N. A. | N. A. | N.A. | N. A. | N. A. | N. A. | N. A. | N. A. | PS/D0503.01.07 | N. A. | N. A. | N. A. | N. A. | N. A. | D0503.01 | N. A. | N. A. | N. A. | SEMIFINISHED GOODS | N. A. | N. A. | N. A. | N. A. | N. A. | N. A. |  | N. A. | N. A. | N. A. | N. A. | N. A. | N. A. | N. A. | N. A. | N. A. | N. A. | 0 | SUB COMPONENTS | 0 | ADDED NEW CODE NO AS PER EMAIL FROM PRATIK DTD 30DEC2018 ON 08JAN2019 | N | SUB COMPONENTS |  | No | No | N. A. | N. A. | N. A. | N. A.
D0504.00 | D0504.00 | DIRECT MEASURING DEVICE , S`RUT |  | D0504.00 | N. A. | N. A. | N. A. | N. A. | N. A. | QPF/D0504.00 | N. A. | N. A. | N. A. | N. A. | N. A. | PS/D0504.00 | 01 | 2019-07-05 | N. A. | N. A. | N. A. | D0504.00 | TF-IN | IU/5 | Class A | FINISHED GOODS | SUSHRUT™ | DIRECT MEASURING DEVICE |  | 17 | No | Yes |  | No | N. A. | No | N. A. | No | Yes | No | No | M. L.: MFG/MD/2022/63252 |  | 1 | SUSHRUT PRODUCTS\INTERNATIONAL INSTRUMENTS\CHS/DCS INSTRUMENTS | 0.04 | VL number changed to ML number | N | Instrument set for Bone Screws & Plates |  | No | No | Yes | No | Yes | N. A.
D0505.04 | D0505.04 | C.H.S TRI-ACTION REAMER WITH QUICK COUPLING FOR 38MM BARREL, LENGTH, S`RUT |  | D0505.04 | 00 | 2018-05-12 | N. A. | N. A. | N. A. | QPF/D0505 | 00 | 2017-04-23 | N. A. | N. A. | N. A. | PS/PUR003 | 00 | 2017-03-24 | N. A. | N. A. | N. A. | D0505.04 | TF-IN | IU/5 | Class A | FINISHED GOODS | SUSHRUT™ | CHS TRI-ACTION REAMER | WITH QUICK COUPLING FOR 38MM BARREL LENGTH | 17 | No | Yes |  | No | N. A. | No | N. A. | No | Yes | No | No | M. L.: MFG/MD/2022/63252 |  | 1 | SUSHRUT PRODUCTS\INTERNATIONAL INSTRUMENTS\CHS/DCS INSTRUMENTS | 0.2 | VL number changed to ML number | N | Reamer & its attachment |  | No | No | Yes | No | Yes | N. A.
D0505.0401 | D0505.0401 | TOP SCREW FOR C.H.S. TRI-ACTION REAMER WITH QUICK COUPLING.FOR 38MM BARREL, LENGTH, S`RUT |  | D0505.0401 | #N/A | #N/A | N. A. | N. A. | N. A. | QPF/D0505.0401 | #N/A | #N/A | #N/A | #N/A | #N/A | PS/D0505.0401 | #N/A | #N/A | #N/A | #N/A | #N/A | D0505.0401 | TF-IN | IU/5 | Class A | FINISHED GOODS | SUSHRUT™ | TOP SCREW FOR CHS TRI-ACTION REAMER | WITH QUICK COUPLING FOR 38MM BARREL LENGTH | 17 | No | Yes |  | No | N. A. | No | N. A. | No | Yes | No | No | M. L.: MFG/MD/2022/63252 |  | 1 | SUSHRUT PRODUCTS\INTERNATIONAL INSTRUMENTS\CHS/DCS INSTRUMENTS | 0.05 | VL number changed to ML number | Y | Reamer & its attachment |  | No | No | Yes | No | Yes | N. A.
D0505.0402 | D0505.0402 | INNER DRILL FOR CHS TRI-ACTION REAMER WITH QUICK COUPLING. FOR 38MM BARREL, LENGTH, S`RUT |  | D0505.0402 | #N/A | #N/A | N. A. | N. A. | N. A. | QPF/D0505.0402 | #N/A | #N/A | #N/A | #N/A | #N/A | PS/D0505.0402 | #N/A | #N/A | #N/A | #N/A | #N/A | D0505.0402 | TF-IN | IU/5 | Class B | FINISHED GOODS | SUSHRUT™ | INNER DRILL FOR CHS TRI-ACTION REAMER | WITH QUICK COUPLING FOR 38MM BARREL LENGTH | 17 | No | Yes |  | No | N. A. | No | N. A. | No | Yes | No | No | M. L.: MFG/MD/2023/000312 |  | 1 | SUSHRUT PRODUCTS\INTERNATIONAL INSTRUMENTS\CHS/DCS INSTRUMENTS | 0.07 | CHANGED PRODUCT BRAND DETAILS, FAMILY NAME & SNN DESCRIPTION AS PER EMAIL FROM ASP DTD 04JUN2020 ON 06JUN2020 | Y | Surgical Drill & its attachment |  | No | No | Yes | No | Yes | N. A.
D0505.0403 | D0505.0403 | OUTER BARREL REAMER FOR C.H.S TRI-ACTION REAMER WITH QUICK COUPLING FOR 38MM BARREL, S`RUT |  | D0505.0403 | #N/A | #N/A | N. A. | N. A. | N. A. | QPF/D0505.0403 | #N/A | #N/A | #N/A | #N/A | #N/A | PS/D0505.0403 | #N/A | #N/A | #N/A | #N/A | #N/A | D0505.0403 | TF-IN | IU/5 | Class A | FINISHED GOODS | SUSHRUT™ | OUTER BARREL REAMER FOR CHS TRI-ACTION REAMER | WITH QUICK COUPLING FOR 38MM BARREL LENGTH | 17 | No | Yes |  | No | N. A. | No | N. A. | No | Yes | No | No | M. L.: MFG/MD/2022/63252 |  | 1 | SUSHRUT PRODUCTS\INTERNATIONAL INSTRUMENTS\CHS/DCS INSTRUMENTS | 0 | VL number changed to ML number | Y | Reamer & its attachment |  | No | No | Yes | No | Yes | N. A.
D0505.05 | D0505.05 | C.H.S TRI-ACTION REAMER WITH QUICK COUPLING FOR 25MM BARREL, LENGTH, S`RUT |  | D0505.05 | 00 | 2018-05-12 | N. A. | N. A. | N. A. | QPF/D0505 | 00 | 2017-04-23 | N. A. | N. A. | N. A. | PS/PUR004 | 00 | 2017-03-24 | N. A. | N. A. | N. A. | D0505.05 | TF-IN | IU/5 | Class A | FINISHED GOODS | SUSHRUT™ | C.H.S TRI-ACTION REAMER WITH QUICK COUPLING | FOR 25MM BARREL LENGTH | 17 | No | Yes |  | No | N. A. | No | N. A. | No | Yes | No | No | M. L.: MFG/MD/2022/63252 |  | 1 | SUSHRUT PRODUCTS\INTERNATIONAL INSTRUMENTS\CHS/DCS INSTRUMENTS | 0.2 | VL number changed to ML number | N | Reamer & its attachment |  | No | No | Yes | No | Yes | N. A.
D0505.0501 | D0505.0501 | TOP SCREW FOR C.H.S TRI-ACTION REAMER WITH QUICK COUPLING FOR 25MM BARREL, S`RUT |  | D0505.0501 | #N/A | #N/A | N. A. | N. A. | N. A. | QPF/D0505.0501 | #N/A | #N/A | #N/A | #N/A | #N/A | PS/D0505.0501 | #N/A | #N/A | #N/A | #N/A | #N/A | D0505.0501 | TF-IN | IU/5 | Class A | FINISHED GOODS | SUSHRUT™ | TOP SCREW FOR CHS TRI-ACTION REAMER | WITH QUICK COUPLING FOR 25MM BARREL LENGTH | 17 | No | Yes |  | No | N. A. | No | N. A. | No | Yes | No | No | M. L.: MFG/MD/2022/63252 |  | 1 | SUSHRUT PRODUCTS\INTERNATIONAL INSTRUMENTS\CHS/DCS INSTRUMENTS | 0 | VL number changed to ML number | Y | Reamer & its attachment |  | No | No | Yes | No | Yes | N. A.
D0505.0502 | D0505.0502 | INNER DRILL FOR C.H.S TRI-ACTION REAMER WITH QUICK COUPLING FOR 25MM BARREL, S`RUT |  | D0505.0502 | #N/A | #N/A | N. A. | N. A. | N. A. | QPF/D0505.0502 | #N/A | #N/A | #N/A | #N/A | #N/A | PS/D0505.0502 | #N/A | #N/A | #N/A | #N/A | #N/A | D0505.0502 | TF-IN | IU/5 | Class B | FINISHED GOODS | SUSHRUT™ | INNER DRILL FOR CHS TRI-ACTION REAMER | WITH QUICK COUPLING FOR 25MM BARREL LENGTH | 17 | No | Yes |  | No | N. A. | No | N. A. | No | Yes | No | No | M. L.: MFG/MD/2023/000312 |  | 1 | SUSHRUT PRODUCTS\INTERNATIONAL INSTRUMENTS\CHS/DCS INSTRUMENTS | 0.07 | CHANGED PRODUCT BRAND DETAILS, FAMILY NAME & SNN DESCRIPTION AS PER EMAIL FROM ASP DTD 04JUN2020 ON 06JUN2020 | Y | Surgical Drill & its attachment |  | No | No | Yes | No | Yes | N. A.
D0505.0503 | D0505.0503 | OUTER BARREL REAMER FOR C.H.S TRI-ACTION REAMER WITH QUICK COUPLING FOR 25MM BARREL, S`RUT |  | D0505.0503 | #N/A | #N/A | N. A. | N. A. | N. A. | QPF/D0505.0503 | #N/A | #N/A | #N/A | #N/A | #N/A | PS/D0505.0503 | #N/A | #N/A | #N/A | #N/A | #N/A | D0505.0503 | TF-IN | IU/5 | Class A | FINISHED GOODS | SUSHRUT™ | OUTER BARREL REAMER FOR CHS TRI-ACTION REAMER | WITH QUICK COUPLING FOR 25MM BARREL LENGTH | 17 | No | Yes |  | No | N. A. | No | N. A. | No | Yes | No | No | M. L.: MFG/MD/2022/63252 |  | 1 | SUSHRUT PRODUCTS\INTERNATIONAL INSTRUMENTS\CHS/DCS INSTRUMENTS | 0 | VL number changed to ML number | Y | Reamer & its attachment |  | No | No | Yes | No | Yes | N. A.
D0505.06 | D0505.06 | D.C.S TRI-ACTION REAMER WITH QUICK COUPLING, S`RUT |  | D0505.06 | 00 | 2018-05-12 | N. A. | N. A. | N. A. | QPF/D0505 | 00 | 2017-04-23 | N. A. | N. A. | N. A. | PS/PUR004 | 00 | 2017-03-24 | N. A. | N. A. | N. A. | D0505.06 | TF-IN | IU/5 | Class A | FINISHED GOODS | SUSHRUT™ | DCS TRI-ACTION REAMER | WITH QUICK COUPLING | 17 | No | Yes |  | No | N. A. | No | N. A. | No | Yes | No | No | M. L.: MFG/MD/2022/63252 |  | 1 | SUSHRUT PRODUCTS\INTERNATIONAL INSTRUMENTS\CHS/DCS INSTRUMENTS | 0.21 | VL number changed to ML number | N | Reamer & its attachment |  | No | No | Yes | No | Yes | N. A.
D0505.0601 | D0505.0601 | TOP SCREW FOR D.C.S. TRI-ACTION REAMER, S`RUT |  | D0505.0601 | #N/A | #N/A | N. A. | N. A. | N. A. | QPF/D0505.0601 | #N/A | #N/A | #N/A | #N/A | #N/A | PS/D0505.0601 | #N/A | #N/A | #N/A | #N/A | #N/A | D0505.0601 | TF-IN | IU/5 | Class A | FINISHED GOODS | SUSHRUT™ | TOP SCREW | FOR DCS TRI-ACTION REAMER | 17 | No | Yes |  | No | N. A. | No | N. A. | No | Yes | No | No | M. L.: MFG/MD/2022/63252 |  | 1 | SUSHRUT PRODUCTS\INTERNATIONAL INSTRUMENTS\CHS/DCS INSTRUMENTS | 0 | VL number changed to ML number | Y | Reamer & its attachment |  | No | No | Yes | No | Yes | N. A.
D0505.0602 | D0505.0602 | INNER DRILL FOR D.C.S. REAMER, S`RUT |  | D0505.0602 | #N/A | #N/A | N. A. | N. A. | N. A. | QPF/D0505.0602 | #N/A | #N/A | #N/A | #N/A | #N/A | PS/D0505.0602 | #N/A | #N/A | #N/A | #N/A | #N/A | D0505.0602 | TF-IN | IU/5 | Class B | FINISHED GOODS | SUSHRUT™ | INNER DRILL | FOR DCS REAMER | 17 | No | Yes |  | No | N. A. | No | N. A. | No | Yes | No | No | M. L.: MFG/MD/2023/000312 |  | 1 | SUSHRUT PRODUCTS\INTERNATIONAL INSTRUMENTS\CHS/DCS INSTRUMENTS | 0.07 | CHANGED PRODUCT BRAND DETAILS, FAMILY NAME & SNN DESCRIPTION AS PER EMAIL FROM ASP DTD 04JUN2020 ON 06JUN2020 | Y | Surgical Drill & its attachment |  | No | No | Yes | No | Yes | N. A.
D0505.0603 | D0505.0603 | OUTER BARREL REAMER FOR D.C.S. REAMER, S`RUT |  | D0505.0603 | #N/A | #N/A | N. A. | N. A. | N. A. | QPF/D0505.0603 | #N/A | #N/A | #N/A | #N/A | #N/A | PS/D0505.0603 | #N/A | #N/A | #N/A | #N/A | #N/A | D0505.0603 | TF-IN | IU/5 | Class A | FINISHED GOODS | SUSHRUT™ | OUTER BARREL REAMER | FOR DCS REAMER | 17 | No | Yes |  | No | N. A. | No | N. A. | No | Yes | No | No | M. L.: MFG/MD/2022/63252 |  | 1 | SUSHRUT PRODUCTS\INTERNATIONAL INSTRUMENTS\CHS/DCS INSTRUMENTS | 0 | VL number changed to ML number | Y | Reamer & its attachment |  | No | No | Yes | No | Yes | N. A.
D0506.01 | D0506.01 | C.H.S / D.C.S TAP WITH QUICK COUPLING SHANK, 12.5MM, S`RUT |  | D0506.01 | N. A. | N. A. | N. A. | N. A. | N. A. | QPF/D0506.01 | N. A. | N. A. | N. A. | N. A. | N. A. | PS/D0506.01 | N. A. | N. A. | N. A. | N. A. | N. A. | D0506.01 | TF-IN | IU/5 | Class A | FINISHED GOODS | SUSHRUT™ | CHS / DCS TAP | WITH QUICK COUPLING SHANK, 12.5MM | 17 | No | Yes |  | No | N. A. | No | N. A. | No | Yes | No | No | M. L.: MFG/MD/2022/63252 |  | 1 | SUSHRUT PRODUCTS\INTERNATIONAL INSTRUMENTS\CHS/DCS INSTRUMENTS | 0 | VL number changed to ML number | N | Bone Tap |  | No | No | Yes | No | Yes | N. A.
D0506.01 | D0506.01.01 | C.H.S / D.C.S TAP WITH QUICK COUPLING SHANK, 12.5MM, S`RUT,BODY |  | D0506.01 | 02 | 2014-11-21 | N. A. | N. A. | N. A. | N.A. | N. A. | N. A. | N. A. | N. A. | N. A. | PS/D0506.01.01 | 00 | 2019-04-18 | N. A. | N. A. | N. A. | D0506.01 | N. A. | N. A. | N. A. | SEMIFINISHED GOODS | N. A. | N. A. | N. A. | N. A. | N. A. | N. A. |  | N. A. | N. A. | N. A. | N. A. | N. A. | N. A. | N. A. | N. A. | N. A. | N. A. | 0 | SUB COMPONENTS | 0 | ADDED NEW CODE NO AS PER EMAIL FROM PRATIK DTD 30DEC2018 ON 08JAN2019 | N | SUB COMPONENTS |  | No | No | N. A. | N. A. | N. A. | N. A.
D0506.01 | D0506.01.02 | C.H.S / D.C.S TAP WITH QUICK COUPLING SHANK, 12.5MM, S`RUT,PIPE |  | D0506.01 | 02 | 2014-11-21 | N. A. | N. A. | N. A. | N.A. | N. A. | N. A. | N. A. | N. A. | N. A. | PS/D0506.01.02 | 00 | 2019-04-18 | N. A. | N. A. | N. A. | D0506.01 | N. A. | N. A. | N. A. | SEMIFINISHED GOODS | N. A. | N. A. | N. A. | N. A. | N. A. | N. A. |  | N. A. | N. A. | N. A. | N. A. | N. A. | N. A. | N. A. | N. A. | N. A. | N. A. | 0 | SUB COMPONENTS | 0 | ADDED NEW CODE NO AS PER EMAIL FROM PRATIK DTD 30DEC2018 ON 08JAN2019 | N | SUB COMPONENTS |  | No | No | N. A. | N. A. | N. A. | N. A.
D0205.2720 | D0205.2720 | INSERT DRILL SLEEVE 2.7/2.0MM , S`RUT |  | D0205.2720 | 02 | 2015-05-26 | N. A. | N. A. | N. A. | QPF/D0205.2720 | 00 | 2017-01-07 | N. A. | N. A. | N. A. | PS/D0205.2720 | 00 | 2019-08-25 | N. A. | N. A. | N. A. | D0205.2720 | TF-IN | IU/5 | Class A | FINISHED GOODS | SUSHRUT™ | INSERT DRILL SLEEVE | 2.7/2.0MM | 17 | No | Yes |  | No | N. A. | No | N. A. | No | Yes | No | No | M. L.: MFG/MD/2022/63252 |  | 1 | SUSHRUT PRODUCTS\INTERNATIONAL INSTRUMENTS\PLATING INSTRUMENTS | 0.01 | VL number changed to ML number | N | Sleeves and its attachment |  | No | No | Yes | No | Yes | N. A.
D0508.00 | D0508.00 | C.H.S / D.C.S WRENCH , S`RUT |  | D0508.00 | N. A. | N. A. | N. A. | N. A. | N. A. | QPF/D0508.00 | N. A. | N. A. | N. A. | N. A. | N. A. | PS/D0508.00 | N. A. | N. A. | N. A. | N. A. | N. A. | D0508.00 | TF-IN | IU/5 | Class A | FINISHED GOODS | SUSHRUT™ | C.H.S / D.C.S WRENCH |  | 17 | No | Yes |  | No | N. A. | No | N. A. | No | Yes | No | No | M. L.: MFG/MD/2022/63252 |  | 1 | SUSHRUT PRODUCTS\INTERNATIONAL INSTRUMENTS\CHS/DCS INSTRUMENTS | 0.12 | VL number changed to ML number | N | Wrench |  | No | No | Yes | No | Yes | N. A.
D0508.00 | D0508.00.01 | C.H.S / D.C.S WRENCH , S`RUT,HANDLE |  | D0508.00 | 02 | 2015-07-14 | N. A. | N. A. | N. A. | N.A. | N. A. | N. A. | N. A. | N. A. | N. A. | PS/D0508.00.01 | 00 | 2019-04-18 | N. A. | N. A. | N. A. | D0508.00 | N. A. | N. A. | N. A. | SEMIFINISHED GOODS | N. A. | N. A. | N. A. | N. A. | N. A. | N. A. |  | N. A. | N. A. | N. A. | N. A. | N. A. | N. A. | N. A. | N. A. | N. A. | N. A. | 0 | SUB COMPONENTS | 0 | ADDED NEW CODE NO AS PER EMAIL FROM PRATIK DTD 30DEC2018 ON 08JAN2019 | N | SUB COMPONENTS |  | No | No | N. A. | N. A. | N. A. | N. A.
D0508.00 | D0508.00.02 | C.H.S / D.C.S WRENCH , S`RUT,SLEEVE |  | D0508.00 | 02 | 2015-07-14 | N. A. | N. A. | N. A. | N.A. | N. A. | N. A. | N. A. | N. A. | N. A. | PS/D0508.00.02 | 00 | 2019-04-18 | N. A. | N. A. | N. A. | D0508.00 | N. A. | N. A. | N. A. | SEMIFINISHED GOODS | N. A. | N. A. | N. A. | N. A. | N. A. | N. A. |  | N. A. | N. A. | N. A. | N. A. | N. A. | N. A. | N. A. | N. A. | N. A. | N. A. | 0 | SUB COMPONENTS | 0 | ADDED NEW CODE NO AS PER EMAIL FROM PRATIK DTD 30DEC2018 ON 08JAN2019 | N | SUB COMPONENTS |  | No | No | N. A. | N. A. | N. A. | N. A.
D0508.00 | D0508.00.03 | C.H.S / D.C.S WRENCH , S`RUT,PIN |  | D0508.00 | 02 | 2015-07-14 | N. A. | N. A. | N. A. | N.A. | N. A. | N. A. | N. A. | N. A. | N. A. | PS/D0508.00.03 | 00 | 2019-04-18 | N. A. | N. A. | N. A. | D0508.00 | N. A. | N. A. | N. A. | SEMIFINISHED GOODS | N. A. | N. A. | N. A. | N. A. | N. A. | N. A. |  | N. A. | N. A. | N. A. | N. A. | N. A. | N. A. | N. A. | N. A. | N. A. | N. A. | 0 | SUB COMPONENTS | 0 | ADDED NEW CODE NO AS PER EMAIL FROM PRATIK DTD 30DEC2018 ON 08JAN2019 | N | SUB COMPONENTS |  | No | No | N. A. | N. A. | N. A. | N. A.
D0508.00 | D0508.00.04 | C.H.S / D.C.S WRENCH , S`RUT,SLEEVE 2 |  | D0508.00 | 02 | 2015-07-14 | N. A. | N. A. | N. A. | N.A. | N. A. | N. A. | N. A. | N. A. | N. A. | PS/D0508.00.04 | 00 | 2019-04-18 | N. A. | N. A. | N. A. | D0508.00 | N. A. | N. A. | N. A. | SEMIFINISHED GOODS | N. A. | N. A. | N. A. | N. A. | N. A. | N. A. |  | N. A. | N. A. | N. A. | N. A. | N. A. | N. A. | N. A. | N. A. | N. A. | N. A. | 0 | SUB COMPONENTS | 0 | ADDED NEW CODE NO AS PER EMAIL FROM PRATIK DTD 18APR2019 ON 20APR2019 | N | SUB COMPONENTS |  | No | No | N. A. | N. A. | N. A. | N. A.
D0205.3520 | D0205.3520 | INSERT DRILL SLEEVE 3.5/2.0MM , S`RUT |  | D0205.3520 | 02 | 2015-05-26 | N. A. | N. A. | N. A. | QPF/D0205.3520 | 00 | 2017-01-07 | N. A. | N. A. | N. A. | PS/D0205.3520 | 00 | 2019-08-25 | N. A. | N. A. | N. A. | D0205.3520 | TF-IN | IU/5 | Class A | FINISHED GOODS | SUSHRUT™ | INSERT DRILL SLEEVE | 3.5/2.0MM | 17 | No | Yes |  | No | N. A. | No | N. A. | No | Yes | No | No | M. L.: MFG/MD/2022/63252 |  | 1 | SUSHRUT PRODUCTS\INTERNATIONAL INSTRUMENTS\PLATING INSTRUMENTS | 0.01 | VL number changed to ML number | N | Sleeves and its attachment |  | No | No | Yes | No | Yes | N. A.
D0510.001 | D0510.001 | CHS COUPLING SCREW , S`RUT |  | D0510.001 | N. A. | N. A. | N. A. | N. A. | N. A. | QPF/D0510.001 | N. A. | N. A. | N. A. | N. A. | N. A. | PS/D0510.001 | N. A. | N. A. | N. A. | N. A. | N. A. | D0510.001 | TF-IN | IU/5 | Class A | FINISHED GOODS | SUSHRUT™ | CHS COUPLING SCREW |  | 17 | No | Yes |  | No | N. A. | No | N. A. | No | Yes | No | No | M. L.: MFG/MD/2022/63252 |  | 1 | SUSHRUT PRODUCTS\INTERNATIONAL INSTRUMENTS\CHS/DCS INSTRUMENTS | 0 | VL number changed to ML number | N | Insertion and removal instruments |  | No | No | Yes | No | Yes | N. A.
D0510.01 | D0510.01 | LONG COUPLING SCREW FOR REMOVAL , S`RUT |  | D0510.01 | N. A. | N. A. | N. A. | N. A. | N. A. | QPF/D0510.01 | N. A. | N. A. | N. A. | N. A. | N. A. | PS/D0510.01 | 00 | 2020-09-20 | 2023-09-19 | N. A. | N. A. | D0510.01 | TF-IN | IU/5 | Class A | FINISHED GOODS | SUSHRUT™ | LONG COUPLING SCREW FOR REMOVAL |  | 17 | No | Yes |  | No | N. A. | No | N. A. | No | Yes | No | No | M. L.: MFG/MD/2022/63252 |  | 1 | SUSHRUT PRODUCTS\INTERNATIONAL INSTRUMENTS\CHS/DCS INSTRUMENTS | 0.04 | VL number changed to ML number | N | Insertion and removal instruments |  | No | No | Yes | No | Yes | N. A.
D0510.01 | D0510.01.01 | LONG COUPLING SCREW FOR REMOVAL , S`RUT,THREADED TIP |  | D0510.01 | N. A. | N. A. | N. A. | N. A. | N. A. | N.A. | N. A. | N. A. | N. A. | N. A. | N. A. | PS/D0510.01.01 | 00 | 2019-08-20 | N. A. | N. A. | N. A. | D0510.01 | N. A. | N. A. | N. A. | SEMIFINISHED GOODS | N. A. | N. A. | N. A. | N. A. | N. A. | N. A. |  | N. A. | N. A. | N. A. | N. A. | N. A. | N. A. | N. A. | N. A. | N. A. | N. A. | 0 | SUB COMPONENTS | 0 | ADDED NEW CODE NO AS PER EMAIL FROM PRATIK DTD 30DEC2018 ON 08JAN2019 | N | SUB COMPONENTS |  | No | No | N. A. | N. A. | N. A. | N. A.
D0510.01 | D0510.01.02 | LONG COUPLING SCREW FOR REMOVAL , S`RUT,END BUSH |  | D0510.01 | N. A. | N. A. | N. A. | N. A. | N. A. | N.A. | N. A. | N. A. | N. A. | N. A. | N. A. | PS/D0510.01.02 | 00 | 2019-08-21 | N. A. | N. A. | N. A. | D0510.01 | N. A. | N. A. | N. A. | SEMIFINISHED GOODS | N. A. | N. A. | N. A. | N. A. | N. A. | N. A. |  | N. A. | N. A. | N. A. | N. A. | N. A. | N. A. | N. A. | N. A. | N. A. | N. A. | 0 | SUB COMPONENTS | 0 | ADDED NEW CODE NO AS PER EMAIL FROM PRATIK DTD 30DEC2018 ON 08JAN2019 | N | SUB COMPONENTS |  | No | No | N. A. | N. A. | N. A. | N. A.
D0511 | D0511.00 | GUIDE SHAFT , S`RUT |  | D0511.00 | N. A. | N. A. | N. A. | N. A. | N. A. | QPF/D0511 | N. A. | N. A. | N. A. | N. A. | N. A. | PS/D0511 | N. A. | N. A. | N. A. | N. A. | N. A. | D0511 | TF-IN | IU/5 | Class A | FINISHED GOODS | SUSHRUT™ | GUIDE SHAFT |  | 17 | No | Yes |  | No | N. A. | No | N. A. | No | Yes | No | No | M. L.: MFG/MD/2022/63252 |  | 1 | SUSHRUT PRODUCTS\INTERNATIONAL INSTRUMENTS\CHS/DCS INSTRUMENTS | 0.02 | VL number changed to ML number | N | Instrument set for Bone Screws & Plates |  | No | No | Yes | No | Yes | N. A.
D0512.00 | D0512.00 | IMPACTOR FOR C.H.S / D.C.S PLATE , S`RUT |  | D0512.00 | 02 | 2017-12-09 | N. A. | N. A. | N. A. | QPF/D0512.00 | N. A. | N. A. | N. A. | N. A. | N. A. | PS/D0512.00 | 00 | 2019-01-15 | 2021-01-15 | N. A. | N. A. | D0512.00 | TF-IN | IU/5 | Class B | FINISHED GOODS | SUSHRUT™ | IMPACTOR FOR C.H.S / D.C.S PLATE |  | 17 | No | Yes |  | No | N. A. | No | N. A. | No | Yes | No | No | M. L.: MFG/MD/2023/000312 |  | 1 | SUSHRUT PRODUCTS\INTERNATIONAL INSTRUMENTS\CHS/DCS INSTRUMENTS | 0.18 | CHANGED DETAILS OF COLUMN M & N AS PER ECR E0130719 ON 01AUG 2019 | N | Hip System Instrument |  | No | No | Yes | No | Yes | N. A.
D0512.00 | D0512.00.01 | IMPACTOR FOR C.H.S / D.C.S PLATE , S`RUT, SHAFT |  | D0512.00.01 | 02 | 2017-12-09 | N. A. | N. A. | N. A. | N. A. | N. A. | N. A. | N. A. | N. A. | N. A. | PS/D0512.00.01 | 00 | 2019-01-15 | 2021-01-15 | N. A. | N. A. | D0512.00 | TF-IN | IU/5 | N. A. | SEMIFINISHED GOODS | N. A. | N. A. | N. A. | N. A. | N. A. | N. A. |  | N. A. | N. A. | N. A. | N. A. | N. A. | N. A. | N. A. | N. A. | N. A. | N. A. | 1 | SUB COMPONENTS | 0 | Added new product as per requirement from D&D | N | INSTRUMENTS |  | No | No | N. A. | N. A. | N. A. | N. A.
D0512.00 | D0512.00.02 | IMPACTOR FOR C.H.S / D.C.S PLATE , S`RUT, CAP |  | D0512.00.02 | 02 | 2017-12-09 | N. A. | N. A. | N. A. | N. A. | N. A. | N. A. | N. A. | N. A. | N. A. | PS/D0512.00.02 | 00 | 2019-01-15 | 2021-01-15 | N. A. | N. A. | D0512.00 | TF-IN | IU/5 | N. A. | SEMIFINISHED GOODS | N. A. | N. A. | N. A. | N. A. | N. A. | N. A. |  | N. A. | N. A. | N. A. | N. A. | N. A. | N. A. | N. A. | N. A. | N. A. | N. A. | 1 | SUB COMPONENTS | 0 | Added new product as per requirement from D&D | N | INSTRUMENTS |  | No | No | N. A. | N. A. | N. A. | N. A.
D0512.00 | D0512.00.03 | IMPACTOR FOR C.H.S / D.C.S PLATE , S`RUT, TIP |  | D0512.00.03 | 02 | 2017-12-09 | N. A. | N. A. | N. A. | N. A. | N. A. | N. A. | N. A. | N. A. | N. A. | PS/D0512.00.03 | 00 | 2019-01-15 | 2021-01-15 | N. A. | N. A. | D0512.00 | TF-IN | IU/5 | N. A. | SEMIFINISHED GOODS | N. A. | N. A. | N. A. | N. A. | N. A. | N. A. |  | N. A. | N. A. | N. A. | N. A. | N. A. | N. A. | N. A. | N. A. | N. A. | N. A. | 1 | SUB COMPONENTS | 0 | Added new product as per requirement from D&D | N | INSTRUMENTS |  | No | No | N. A. | N. A. | N. A. | N. A.
D0512 | D0512.095 | D.C.S. ANGLE GUIDE TO FIT QUICK COUPLING. T-HANDLE 95°, S`RUT |  | D0512 | 00 | 2017-12-09 | N. A. | N. A. | N. A. | QPF/D0512 | N. A. | N. A. | N. A. | N. A. | N. A. | PS/D0512 | 00 | 2019-01-15 | 2021-01-15 | N. A. | N. A. | D0512 | TF-IN | IU/5 | Class A | FINISHED GOODS | SUSHRUT™ | DCS ANGLE GUIDE | TO FIT QUICK COUPLING. T-HANDLE 95° | 17 | No | Yes |  | No | N. A. | No | N. A. | No | Yes | No | No | M. L.: MFG/MD/2022/63252 |  | 1 | SUSHRUT PRODUCTS\INTERNATIONAL INSTRUMENTS\CHS/DCS INSTRUMENTS | 0 | VL number changed to ML number | N | Instrument set for Bone Screws & Plates |  | No | No | Yes | No | Yes | N. A.
D0512.095 | D0512.095.01 | D.C.S. ANGLE GUIDE TO FIT QUICK COUPLING. T-HANDLE 95°, S`RUT,MAIN BODY |  | D0512.095 | 01 | 2014-08-12 | N. A. | N. A. | N. A. | N.A. | N. A. | N. A. | N. A. | N. A. | N. A. | PS/D0512.095.01 | 00 | 2019-04-18 | N. A. | N. A. | N. A. | D0512 | N. A. | N. A. | N. A. | SEMIFINISHED GOODS | N. A. | N. A. | N. A. | N. A. | N. A. | N. A. |  | N. A. | N. A. | N. A. | N. A. | N. A. | N. A. | N. A. | N. A. | N. A. | N. A. | 0 | SUB COMPONENTS | 0 | ADDED NEW CODE NO AS PER EMAIL FROM PRATIK DTD 18APR2019 ON 20APR2019 | N | SUB COMPONENTS |  | No | No | N. A. | N. A. | N. A. | N. A.
D0512.095 | D0512.095.02 | D.C.S. ANGLE GUIDE TO FIT QUICK COUPLING. T-HANDLE 95°, S`RUT,HANDLE SHAFT |  | D0512.095 | 01 | 2014-08-12 | N. A. | N. A. | N. A. | N.A. | N. A. | N. A. | N. A. | N. A. | N. A. | PS/D0512.095.02 | 00 | 2019-04-19 | N. A. | N. A. | N. A. | D0512 | N. A. | N. A. | N. A. | SEMIFINISHED GOODS | N. A. | N. A. | N. A. | N. A. | N. A. | N. A. |  | N. A. | N. A. | N. A. | N. A. | N. A. | N. A. | N. A. | N. A. | N. A. | N. A. | 0 | SUB COMPONENTS | 0 | ADDED NEW CODE NO AS PER EMAIL FROM PRATIK DTD 18APR2019 ON 20APR2019 | N | SUB COMPONENTS |  | No | No | N. A. | N. A. | N. A. | N. A.
D0512.095 | D0512.095.03 | D.C.S. ANGLE GUIDE TO FIT QUICK COUPLING. T-HANDLE 95°, S`RUT,DRILL BUSH |  | D0512.095 | 01 | 2014-08-12 | N. A. | N. A. | N. A. | N.A. | N. A. | N. A. | N. A. | N. A. | N. A. | PS/D0512.095.03 | 00 | 2019-04-19 | N. A. | N. A. | N. A. | D0512 | N. A. | N. A. | N. A. | SEMIFINISHED GOODS | N. A. | N. A. | N. A. | N. A. | N. A. | N. A. |  | N. A. | N. A. | N. A. | N. A. | N. A. | N. A. | N. A. | N. A. | N. A. | N. A. | 0 | SUB COMPONENTS | 0 | ADDED NEW CODE NO AS PER EMAIL FROM PRATIK DTD 18APR2019 ON 20APR2019 | N | SUB COMPONENTS |  | No | No | N. A. | N. A. | N. A. | N. A.
D0512.095 | D0512.095.04 | D.C.S. ANGLE GUIDE TO FIT QUICK COUPLING. T-HANDLE 95°, S`RUT,SPIKE |  | D0512.095 | 01 | 2014-08-12 | N. A. | N. A. | N. A. | N.A. | N. A. | N. A. | N. A. | N. A. | N. A. | PS/D0512.095.04 | 00 | 2019-04-19 | N. A. | N. A. | N. A. | D0512 | N. A. | N. A. | N. A. | SEMIFINISHED GOODS | N. A. | N. A. | N. A. | N. A. | N. A. | N. A. |  | N. A. | N. A. | N. A. | N. A. | N. A. | N. A. | N. A. | N. A. | N. A. | N. A. | 0 | SUB COMPONENTS | 0 | ADDED NEW CODE NO AS PER EMAIL FROM PRATIK DTD 18APR2019 ON 20APR2019 | N | SUB COMPONENTS |  | No | No | N. A. | N. A. | N. A. | N. A.
D0512 | D0512.120 | C.H.S ANGLE GUIDE TO FIT QUICK COUPLING T-HANDLE 120°, S`RUT |  | D0512 | 00 | 2017-12-09 | N. A. | N. A. | N. A. | QPF/D0512 | N. A. | N. A. | N. A. | N. A. | N. A. | PS/D0512 | 00 | 2019-01-15 | 2021-01-15 | N. A. | N. A. | D0512 | TF-IN | IU/5 | Class A | FINISHED GOODS | SUSHRUT™ | CHS ANGLE GUIDE | TO FIT QUICK COUPLING T-HANDLE 120° | 17 | No | Yes |  | No | N. A. | No | N. A. | No | Yes | No | No | M. L.: MFG/MD/2022/63252 |  | 1 | SUSHRUT PRODUCTS\INTERNATIONAL INSTRUMENTS\CHS/DCS INSTRUMENTS | 0 | VL number changed to ML number | Y | Instrument set for Bone Screws & Plates |  | No | No | Yes | No | Yes | N. A.
D0512 | D0512.125 | C.H.S ANGLE GUIDE TO FIT QUICK COUPLING T-HANDLE 125°, S`RUT |  | D0512 | 00 | 2017-12-09 | N. A. | N. A. | N. A. | QPF/D0512 | N. A. | N. A. | N. A. | N. A. | N. A. | PS/D0512 | 00 | 2019-01-15 | 2021-01-15 | N. A. | N. A. | D0512 | TF-IN | IU/5 | Class A | FINISHED GOODS | SUSHRUT™ | CHS ANGLE GUIDE | TO FIT QUICK COUPLING T-HANDLE 125° | 17 | No | Yes |  | No | N. A. | No | N. A. | No | Yes | No | No | M. L.: MFG/MD/2022/63252 |  | 1 | SUSHRUT PRODUCTS\INTERNATIONAL INSTRUMENTS\CHS/DCS INSTRUMENTS | 0.11 | VL number changed to ML number | Y | Instrument set for Bone Screws & Plates |  | No | No | Yes | No | Yes | N. A.
D0512 | D0512.130 | C.H.S ANGLE GUIDE TO FIT QUICK COUPLING T-HANDLE 130°, S`RUT |  | D0512 | 00 | 2017-12-09 | N. A. | N. A. | N. A. | QPF/D0512 | N. A. | N. A. | N. A. | N. A. | N. A. | PS/D0512 | 00 | 2019-01-15 | 2021-01-15 | N. A. | N. A. | D0512 | TF-IN | IU/5 | Class A | FINISHED GOODS | SUSHRUT™ | CHS ANGLE GUIDE | TO FIT QUICK COUPLING T-HANDLE 130° | 17 | No | Yes |  | No | N. A. | No | N. A. | No | Yes | No | No | M. L.: MFG/MD/2022/63252 |  | 1 | SUSHRUT PRODUCTS\INTERNATIONAL INSTRUMENTS\CHS/DCS INSTRUMENTS | 0.11 | VL number changed to ML number | N | Instrument set for Bone Screws & Plates |  | No | No | Yes | No | Yes | N. A.
D0512 | D0512.130.01 | C.H.S ANGLE GUIDE TO FIT QUICK COUPLING T-HANDLE 130°, S`RUT,SUPPORT PIPE |  | D0512 | 02 | 2017-12-09 | N. A. | N. A. | N. A. | N.A. | N. A. | N. A. | N. A. | N. A. | N. A. | PS/D0512.130.01 | N. A. | N. A. | N. A. | N. A. | N. A. | D0512 | N. A. | N. A. | N. A. | SEMIFINISHED GOODS | N. A. | N. A. | N. A. | N. A. | N. A. | N. A. |  | N. A. | N. A. | N. A. | N. A. | N. A. | N. A. | N. A. | N. A. | N. A. | N. A. | 0 | SUB COMPONENTS | 0 | ADDED NEW CODE NO AS PER EMAIL FROM PRATIK DTD 30DEC2018 ON 08JAN2019 | N | SUB COMPONENTS |  | No | No | N. A. | N. A. | N. A. | N. A.
D0512 | D0512.130.02 | C.H.S ANGLE GUIDE TO FIT QUICK COUPLING T-HANDLE 130°, S`RUT,BASE PLATE |  | D0512 | 02 | 2017-12-09 | N. A. | N. A. | N. A. | N.A. | N. A. | N. A. | N. A. | N. A. | N. A. | PS/D0512.130.02 | N. A. | N. A. | N. A. | N. A. | N. A. | D0512 | N. A. | N. A. | N. A. | SEMIFINISHED GOODS | N. A. | N. A. | N. A. | N. A. | N. A. | N. A. |  | N. A. | N. A. | N. A. | N. A. | N. A. | N. A. | N. A. | N. A. | N. A. | N. A. | 0 | SUB COMPONENTS | 0 | ADDED NEW CODE NO AS PER EMAIL FROM PRATIK DTD 30DEC2018 ON 08JAN2019 | N | SUB COMPONENTS |  | No | No | N. A. | N. A. | N. A. | N. A.
D0512 | D0512.130.03 | C.H.S ANGLE GUIDE TO FIT QUICK COUPLING T-HANDLE 130°, S`RUT,STAND |  | D0512 | 02 | 2017-12-09 | N. A. | N. A. | N. A. | N.A. | N. A. | N. A. | N. A. | N. A. | N. A. | PS/D0512.130.03 | 00 | 2020-09-20 | 2023-09-19 | N. A. | N. A. | D0512 | N. A. | N. A. | N. A. | SEMIFINISHED GOODS | N. A. | N. A. | N. A. | N. A. | N. A. | N. A. |  | N. A. | N. A. | N. A. | N. A. | N. A. | N. A. | N. A. | N. A. | N. A. | N. A. | 0 | SUB COMPONENTS | 0 | ADDED NEW CODE NO AS PER EMAIL FROM PRATIK DTD 30DEC2018 ON 08JAN2019 | N | SUB COMPONENTS |  | No | No | N. A. | N. A. | N. A. | N. A.
D0512 | D0512.130.04 | C.H.S ANGLE GUIDE TO FIT QUICK COUPLING T-HANDLE 130°, S`RUT,SPIKE |  | D0512 | 02 | 2017-12-09 | N. A. | N. A. | N. A. | N.A. | N. A. | N. A. | N. A. | N. A. | N. A. | PS/D0512.130.04 | N. A. | N. A. | N. A. | N. A. | N. A. | D0512 | N. A. | N. A. | N. A. | SEMIFINISHED GOODS | N. A. | N. A. | N. A. | N. A. | N. A. | N. A. |  | N. A. | N. A. | N. A. | N. A. | N. A. | N. A. | N. A. | N. A. | N. A. | N. A. | 0 | SUB COMPONENTS | 0 | ADDED NEW CODE NO AS PER EMAIL FROM PRATIK DTD 30DEC2018 ON 08JAN2019 | N | SUB COMPONENTS |  | No | No | N. A. | N. A. | N. A. | N. A.
D0512 | D0512.135 | C.H.S ANGLE GUIDE TO FIT QUICK COUPLING T-HANDLE 135°, S`RUT |  | D0512 | 00 | 2017-12-09 | N. A. | N. A. | N. A. | QPF/D0512 | N. A. | N. A. | N. A. | N. A. | N. A. | PS/D0512 | 00 | 2019-01-15 | 2021-01-15 | N. A. | N. A. | D0512 | TF-IN | IU/5 | Class A | FINISHED GOODS | SUSHRUT™ | CHS ANGLE GUIDE | TO FIT QUICK COUPLING T-HANDLE 135° | 17 | No | Yes |  | No | N. A. | No | N. A. | No | Yes | No | No | M. L.: MFG/MD/2022/63252 |  | 1 | SUSHRUT PRODUCTS\INTERNATIONAL INSTRUMENTS\CHS/DCS INSTRUMENTS | 0.11 | VL number changed to ML number | N | Instrument set for Bone Screws & Plates |  | No | No | Yes | No | Yes | N. A.
D0512 | D0512.135.01 | C.H.S ANGLE GUIDE TO FIT QUICK COUPLING T-HANDLE 135°, S`RUT,VERTICAL BODY |  | D0512 | N. A. | N. A. | N. A. | N. A. | N. A. | N.A. | N. A. | N. A. | N. A. | N. A. | N. A. | PS/D0512.135.01 | 00 | 2019-08-18 | N. A. | N. A. | N. A. | D0512 | N. A. | N. A. | N. A. | SEMIFINISHED GOODS | N. A. | N. A. | N. A. | N. A. | N. A. | N. A. |  | N. A. | N. A. | N. A. | N. A. | N. A. | N. A. | N. A. | N. A. | N. A. | N. A. | 0 | SUB COMPONENTS | 0 | ADDED NEW CODE NO AS PER EMAIL FROM PRATIK DTD 02FEB2019 ON 12FEB2019 | N | SUB COMPONENTS |  | No | No | N. A. | N. A. | N. A. | N. A.
D0512 | D0512.135.02 | C.H.S ANGLE GUIDE TO FIT QUICK COUPLING T-HANDLE 135°, S`RUT,BASE |  | D0512 | N. A. | N. A. | N. A. | N. A. | N. A. | N.A. | N. A. | N. A. | N. A. | N. A. | N. A. | PS/D0512.135.02 | 00 | 2019-08-18 | N. A. | N. A. | N. A. | D0512 | N. A. | N. A. | N. A. | SEMIFINISHED GOODS | N. A. | N. A. | N. A. | N. A. | N. A. | N. A. |  | N. A. | N. A. | N. A. | N. A. | N. A. | N. A. | N. A. | N. A. | N. A. | N. A. | 0 | SUB COMPONENTS | 0 | ADDED NEW CODE NO AS PER EMAIL FROM PRATIK DTD 02FEB2019 ON 12FEB2019 | N | SUB COMPONENTS |  | No | No | N. A. | N. A. | N. A. | N. A.
D0512 | D0512.135.03 | C.H.S ANGLE GUIDE TO FIT QUICK COUPLING T-HANDLE 135°, S`RUT,PIPE |  | D0512 | N. A. | N. A. | N. A. | N. A. | N. A. | N.A. | N. A. | N. A. | N. A. | N. A. | N. A. | PS/D0512.135.03 | 00 | 2019-08-18 | N. A. | N. A. | N. A. | D0512 | N. A. | N. A. | N. A. | SEMIFINISHED GOODS | N. A. | N. A. | N. A. | N. A. | N. A. | N. A. |  | N. A. | N. A. | N. A. | N. A. | N. A. | N. A. | N. A. | N. A. | N. A. | N. A. | 0 | SUB COMPONENTS | 0 | ADDED NEW CODE NO AS PER EMAIL FROM PRATIK DTD 02FEB2019 ON 12FEB2019 | N | SUB COMPONENTS |  | No | No | N. A. | N. A. | N. A. | N. A.
D0512 | D0512.135.04 | C.H.S ANGLE GUIDE TO FIT QUICK COUPLING T-HANDLE 135°, S`RUT,SPIKE |  | D0512 | N. A. | N. A. | N. A. | N. A. | N. A. | N.A. | N. A. | N. A. | N. A. | N. A. | N. A. | PS/D0512.135.04 | 00 | 2019-08-18 | N. A. | N. A. | N. A. | D0512 | N. A. | N. A. | N. A. | SEMIFINISHED GOODS | N. A. | N. A. | N. A. | N. A. | N. A. | N. A. |  | N. A. | N. A. | N. A. | N. A. | N. A. | N. A. | N. A. | N. A. | N. A. | N. A. | 0 | SUB COMPONENTS | 0 | ADDED NEW CODE NO AS PER EMAIL FROM PRATIK DTD 02FEB2019 ON 12FEB2019 | N | SUB COMPONENTS |  | No | No | N. A. | N. A. | N. A. | N. A.
D0512 | D0512.140 | C.H.S ANGLE GUIDE TO FIT QUICK COUPLING T-HANDLE 140°, S`RUT |  | D0512 | 00 | 2017-12-09 | N. A. | N. A. | N. A. | QPF/D0512 | N. A. | N. A. | N. A. | N. A. | N. A. | PS/D0512 | 00 | 2019-01-15 | 2021-01-15 | N. A. | N. A. | D0512 | TF-IN | IU/5 | Class A | FINISHED GOODS | SUSHRUT™ | CHS ANGLE GUIDE | TO FIT QUICK COUPLING T-HANDLE 140° | 17 | No | Yes |  | No | N. A. | No | N. A. | No | Yes | No | No | M. L.: MFG/MD/2022/63252 |  | 1 | SUSHRUT PRODUCTS\INTERNATIONAL INSTRUMENTS\CHS/DCS INSTRUMENTS | 0.11 | VL number changed to ML number | Y | Instrument set for Bone Screws & Plates |  | No | No | Yes | No | Yes | N. A.
D0512 | D0512.145 | C.H.S ANGLE GUIDE TO FIT QUICK COUPLING T-HANDLE 145°, S`RUT |  | D0512 | 00 | 2017-12-09 | N. A. | N. A. | N. A. | QPF/D0512 | N. A. | N. A. | N. A. | N. A. | N. A. | PS/D0512 | 00 | 2019-01-15 | 2021-01-15 | N. A. | N. A. | D0512 | TF-IN | IU/5 | Class A | FINISHED GOODS | SUSHRUT™ | CHS ANGLE GUIDE | TO FIT QUICK COUPLING T-HANDLE 145° | 17 | No | Yes |  | No | N. A. | No | N. A. | No | Yes | No | No | M. L.: MFG/MD/2022/63252 |  | 1 | SUSHRUT PRODUCTS\INTERNATIONAL INSTRUMENTS\CHS/DCS INSTRUMENTS | 0.1 | VL number changed to ML number | Y | Instrument set for Bone Screws & Plates |  | No | No | Yes | No | Yes | N. A.
D0512 | D0512.150 | C.H.S ANGLE GUIDE TO FIT QUICK COUPLING T-HANDLE 150°, S`RUT |  | D0512 | 00 | 2017-12-09 | N. A. | N. A. | N. A. | QPF/D0512 | N. A. | N. A. | N. A. | N. A. | N. A. | PS/D0512 | 00 | 2019-01-15 | 2021-01-15 | N. A. | N. A. | D0512 | TF-IN | IU/5 | Class A | FINISHED GOODS | SUSHRUT™ | CHS ANGLE GUIDE | TO FIT QUICK COUPLING T-HANDLE 150° | 17 | No | Yes |  | No | N. A. | No | N. A. | No | Yes | No | No | M. L.: MFG/MD/2022/63252 |  | 1 | SUSHRUT PRODUCTS\INTERNATIONAL INSTRUMENTS\CHS/DCS INSTRUMENTS | 0.09 | VL number changed to ML number | Y | Instrument set for Bone Screws & Plates |  | No | No | Yes | No | Yes | N. A.
D0515.00 | D0515.00 | CHS QC T HANDLE, MINI |  | D0515.00 | N. A. | N. A. | N. A. | N. A. | N. A. | QPF/D0515.00 | N. A. | N. A. | N. A. | N. A. | N. A. | PS/D0515.00 | N. A. | N. A. | N. A. | N. A. | N. A. | D0515.00 | TF-IN | IU/5 | Class A | FINISHED GOODS | ADLER™ | CHS QC T HANDLE, MINI |  | 17 | No | Yes |  | No | N. A. | No | N. A. | No | Yes | No | No | M. L.: MFG/MD/2022/63252 |  | 1 | ADLER PRODUCTS\INSTRUMENTS | 0 | VL number changed to ML number | Y | Spinal cage system instruments |  | No | No | Yes | No | Yes | N. A.
D0515.00 | D0515.00.01 | CHS QC T HANDLE, MINI, SHAFT |  | D0515.00.01 | N. A. | N. A. | N. A. | N. A. | N. A. | N. A. | N. A. | N. A. | N. A. | N. A. | N. A. | PS/D0515.00.01 | N. A. | N. A. | N. A. | N. A. | N. A. | D0515.00 | N. A. | N. A. | N. A. | SEMIFINISHED GOODS | ADLER™ | N. A. |  | N. A. | N. A. | N. A. |  | N. A. | N. A. | N. A. | N. A. | N. A. | N. A. | N. A. | N. A. | N. A. |  | N. A. | SUB COMPONENTS | NA | Added new product as per E-mail from Lingayat on 09AUG2018 | N | INSTRUMENTS |  | No | No | N. A. | N. A. | N. A. | N. A.
D0515.00 | D0515.00.02 | CHS QC T HANDLE, MINI, SLEEVE |  | D0515.00.02 | N. A. | N. A. | N. A. | N. A. | N. A. | N. A. | N. A. | N. A. | N. A. | N. A. | N. A. | PS/D0515.00.02 | N. A. | N. A. | N. A. | N. A. | N. A. | D0515.00 | N. A. | N. A. | N. A. | SEMIFINISHED GOODS | ADLER™ | N. A. |  | N. A. | N. A. | N. A. |  | N. A. | N. A. | N. A. | N. A. | N. A. | N. A. | N. A. | N. A. | N. A. |  | N. A. | SUB COMPONENTS | NA | Added new product as per E-mail from Lingayat on 09AUG2018 | N | INSTRUMENTS |  | No | No | N. A. | N. A. | N. A. | N. A.
D0515.00 | D0515.00.03 | BALL, 3.0MM, SS 304 |  | D0515.00.03 | 00 | 2016-09-14 | N. A. | N. A. | N. A. | QPR/D0515.00.03 | N. A. | N. A. | N. A. | N. A. | N. A. | N. A. | N. A. | N. A. | N. A. | N. A. | N. A. | D0515.00 | N. A. | N. A. | N. A. | SEMIFINISHED GOODS | ADLER™ | N. A. |  | N. A. | N. A. | N. A. |  | N. A. | N. A. | N. A. | N. A. | N. A. | N. A. | N. A. | N. A. | N. A. |  | N. A. | SUB COMPONENTS | NA | Added new product as per E-mail from Lingayat on 09AUG2018 | N | INSTRUMENTS |  | No | No | N. A. | N. A. | N. A. | N. A.
D0515.00 | D0515.00.04 | CHS QC T HANDLE, MINI, SPRING |  | D0515.00.04 | N. A. | N. A. | N. A. | N. A. | N. A. | N. A. | N. A. | N. A. | N. A. | N. A. | N. A. | PS/D0515.00.04 | N. A. | N. A. | N. A. | N. A. | N. A. | D0515.00 | N. A. | N. A. | N. A. | SEMIFINISHED GOODS | ADLER™ | N. A. |  | N. A. | N. A. | N. A. |  | N. A. | N. A. | N. A. | N. A. | N. A. | N. A. | N. A. | N. A. | N. A. |  | N. A. | SUB COMPONENTS | NA | Added new product as per E-mail from Lingayat on 09AUG2018 | N | INSTRUMENTS |  | No | No | N. A. | N. A. | N. A. | N. A.
D0515.00 | D0515.00.05 | CHS QC T HANDLE, MINI, CLOSING CAP |  | D0515.00.05 | N. A. | N. A. | N. A. | N. A. | N. A. | N. A. | N. A. | N. A. | N. A. | N. A. | N. A. | PS/D0515.00.05 | N. A. | N. A. | N. A. | N. A. | N. A. | D0515.00 | N. A. | N. A. | N. A. | SEMIFINISHED GOODS | ADLER™ | N. A. |  | N. A. | N. A. | N. A. |  | N. A. | N. A. | N. A. | N. A. | N. A. | N. A. | N. A. | N. A. | N. A. |  | N. A. | SUB COMPONENTS | NA | Added new product as per E-mail from Lingayat on 09AUG2018 | N | INSTRUMENTS |  | No | No | N. A. | N. A. | N. A. | N. A.
D0515.00 | D0515.00.06 | CHS QC T HANDLE, MINI, HANDLE |  | D0515.00.06 | N. A. | N. A. | N. A. | N. A. | N. A. | N. A. | N. A. | N. A. | N. A. | N. A. | N. A. | PS/D0515.00.06 | N. A. | N. A. | N. A. | N. A. | N. A. | D0515.00 | N. A. | N. A. | N. A. | SEMIFINISHED GOODS | ADLER™ | N. A. |  | N. A. | N. A. | N. A. |  | N. A. | N. A. | N. A. | N. A. | N. A. | N. A. | N. A. | N. A. | N. A. |  | N. A. | SUB COMPONENTS | NA | Added new product as per E-mail from Lingayat on 09AUG2018 | N | INSTRUMENTS |  | No | No | N. A. | N. A. | N. A. | N. A.
D0801 | D0801.00 | HOLDING FORCEPS WITH FOOT FOR SMALL PLATE - 135MM, S`RUT |  | D0801.00 | N. A. | N. A. | N. A. | N. A. | N. A. | QPF/D0801 | 00 | 2017-04-12 | N. A. | N. A. | N. A. | PS/PUR005 | 00 | 2022-09-16 | 2021-03-21 | 2019-12-20 | 44914 | D0801.00 | TF-IN | IU/5 | Class A | FINISHED GOODS | SUSHRUT™ | HOLDING FORCEPS WITH FOOT | FOR SMALL PLATE - 135MM | 17 | No | Yes |  | No | N. A. | No | N. A. | No | Yes | No | No | M. L.: MFG/MD/2022/63252 |  | 1 | SUSHRUT PRODUCTS\INTERNATIONAL INSTRUMENTS\OTHER INTERNATIONAL INSTRUMENTS | 0.08 | VL number changed to ML number | N | Forceps |  | No | No | Yes | No | Yes | N. A.
D0801 | D0801.01 | HOLDING FORCEPS FOR SMALL PLATE 135MM, S`RUT |  | D0801.01 | N. A. | N. A. | N. A. | N. A. | N. A. | QPF/D0801 | 00 | 2017-04-12 | N. A. | N. A. | N. A. | PS/PUR005 | 00 | 2022-09-16 | 2021-03-21 | 2019-12-20 | 44914 | D0801.01 | TF-IN | IU/5 | Class A | FINISHED GOODS | SUSHRUT™ | HOLDING FORCEPS | FOR SMALL PLATE 135MM | 17 | No | Yes |  | No | N. A. | No | N. A. | No | Yes | No | No | M. L.: MFG/MD/2022/63252 |  | 1 | SUSHRUT PRODUCTS\INTERNATIONAL INSTRUMENTS\OTHER INTERNATIONAL INSTRUMENTS | 0 | VL number changed to ML number | N | Forceps |  | No | No | Yes | No | Yes | N. A.
D0801.011 | D0801.011 | HOLDING FORCEPS FOR SMALL PLATE 135MM, ADLER |  | D0801.011 | N. A. | N. A. | N. A. | N. A. | N. A. | QPF/D0801.011 | 00 | 2017-04-12 | N. A. | N. A. | N. A. | PS/D0801.011 | 01 | 2018-03-21 | 2021-03-21 | 2019-12-20 | 44914 | D0801.011 | TF-IN | IU/5 | Class A | FINISHED GOODS | ADLER™ | HOLDING FORCEPS FOR SMALL PLATE 135MM |  | 17 | No | Yes |  | No | N. A. | No | N. A. | No | Yes | No | No | M. L.: MFG/MD/2022/63252 |  | 1 | ADLER PRODUCTS\ADLER GERMAN INSTRUMENTS\MINI FRAGMENT SET | 0 | VL number changed to ML number | N | Forceps |  | No | No | Yes | No | Yes | N. A.
D0801.02 | D0801.02 | HOLDING FORCEPS FOR CIRCLAGE WIRES, ADLER |  | D0801.02 | N. A. | N. A. | N. A. | N. A. | N. A. | QPF/D0801.02 | 00 | 2017-04-12 | N. A. | N. A. | N. A. | PS/D0801.02 | 01 | 2018-03-21 | 2021-03-21 | 2019-12-20 | 44914 | D0801.02 | TF-IN | IU/5 | Class A | FINISHED GOODS | ADLER™ | HOLDING FORCEPS FOR CIRCLAGE WIRES |  | 17 | No | Yes |  | No | N. A. | No | N. A. | No | Yes | No | No | M. L.: MFG/MD/2022/63252 |  | 1 | ADLER PRODUCTS\ADLER GERMAN INSTRUMENTS\WIRE INSTRUMENTS | 0 | VL number changed to ML number | Y | Forceps |  | No | No | Yes | No | Yes | N. A.
D0801.021 | D0801.021 | HOLDING FORCEPS FOR CIRCLAGE WIRES, S`RUT |  | D0801.021 | N. A. | N. A. | N. A. | N. A. | N. A. | QPF/D0801.021 | 00 | 2017-04-12 | N. A. | N. A. | N. A. | PS/PUR006 | 00 | 2022-09-16 | 2021-03-21 | 2019-12-20 | 44914 | D0801.021 | TF-IN | IU/5 | Class A | FINISHED GOODS | SUSHRUT™ | HOLDING FORCEPS | FOR CIRCLAGE WIRES | 17 | No | Yes |  | No | N. A. | No | N. A. | No | Yes | No | No | M. L.: MFG/MD/2022/63252 |  | 1 | SUSHRUT PRODUCTS\INTERNATIONAL INSTRUMENTS\OTHER INTERNATIONAL INSTRUMENTS | 0 | VL number changed to ML number | N | Forceps |  | No | No | Yes | No | Yes | N. A.
D0802 | D0802.150 | SELF CENTERING BONE HOLDING FORCEPS 150MM, S`RUT |  | D0802.150 | 00 | 2020-01-15 | N. A. | N. A. | N. A. | QPR/D0802.150 QPF/D0802.150 | 00 | 2017-04-12 | N. A. | N. A. | N. A. | PS/PUR005 | 00 | 2022-09-16 | 2021-03-21 | 2019-12-20 | 44914 | D0802.150 | TF-IN | IU/5 | Class A | FINISHED GOODS | SUSHRUT™ | BONE HOLDING FORCEPS | SELF CENTERING 150MM | 17 | No | Yes |  | No | N. A. | No | N. A. | No | Yes | No | No | M. L.: MFG/MD/2022/63252 |  | 1 | SUSHRUT PRODUCTS\INTERNATIONAL INSTRUMENTS\OTHER INTERNATIONAL INSTRUMENTS | 0.12 | VL number changed to ML number | N | Forceps |  | No | No | Yes | No | Yes | N. A.
D0802 | D0802.1501 | SELF CENTERING BONE HOLDING FORCEPS 150MM, ADLER |  | D0802.1501 | #N/A | #N/A | N. A. | N. A. | N. A. | QPR/D0802.1501 QPF/D0802.1501 | #N/A | #N/A | #N/A | #N/A | #N/A | PS/D0802.1501 | #N/A | #N/A | #N/A | #N/A | #N/A | D0802.1501 | TF-IN | IU/5 | Class A | FINISHED GOODS | ADLER™ | BONE HOLDING FORCEPS | SELF CENTERING 150MM | 17 | No | Yes |  | No | N. A. | No | N. A. | No | Yes | No | No | M. L.: MFG/MD/2022/63252 |  | 1 | ADLER PRODUCTS\ADLER GERMAN INSTRUMENTS\OTHER GERMAN INSTRUMENTS | 0 | VL number changed to ML number | Y | Forceps |  | No | No | Yes | No | Yes | N. A.
D0802 | D0802.190 | SELF CENTERING BONE HOLDING FORCEPS 190MM, S`RUT |  | D0802.190 | 00 | 2020-01-15 | N. A. | N. A. | N. A. | QPR/D0802.190 QPF/D0802.190 | 00 | 2017-04-12 | N. A. | N. A. | N. A. | PS/PUR005 | 00 | 2022-09-16 | 2021-03-21 | 2019-12-20 | 44914 | D0802.190 | TF-IN | IU/5 | Class A | FINISHED GOODS | SUSHRUT™ | BONE HOLDING FORCEPS | SELF CENTERING 190MM | 17 | No | Yes |  | No | N. A. | No | N. A. | No | Yes | No | No | M. L.: MFG/MD/2022/63252 |  | 1 | SUSHRUT PRODUCTS\INTERNATIONAL INSTRUMENTS\OTHER INTERNATIONAL INSTRUMENTS | 0.19 | VL number changed to ML number | N | Forceps |  | No | No | Yes | No | Yes | N. A.
D0802.1901 | D0802.1901 | BONE HOLDING FORCEPS, SELF-CENTERING, LENGTH 190MM, SPEED-LOCK, ADLER |  | D0802.1901 | 00 | 2020-01-15 | N. A. | N. A. | N. A. | QPF/D0802.1901 | 00 | 2017-04-12 | N. A. | N. A. | N. A. | PS/D0802.1901 | 01 | 2018-03-21 | 2021-03-21 | 2019-12-20 | 44914 | D0802.1901 | TF-IN | IU/5 | Class A | FINISHED GOODS | ADLER™ | BONE HOLDING FORCEPS, SELF-CENTERING, LENGTH 190MM, SPEED-LOCK |  | 17 | No | Yes |  | No | N. A. | No | N. A. | No | Yes | No | No | M. L.: MFG/MD/2022/63252 |  | 1 | ADLER PRODUCTS\ADLER GERMAN INSTRUMENTS\SMALL FRAGMENT SET | 0 | VL number changed to ML number | N | Forceps |  | No | No | Yes | No | Yes | N. A.
D0802 | D0802.240 | SELF CENTERING BONE HOLDING FORCEPS 240MM, S`RUT |  | D0802.240 | 00 | 2020-01-15 | N. A. | N. A. | N. A. | QPR/D0802.240 QPF/D0802.240 | 00 | 2017-04-12 | N. A. | N. A. | N. A. | PS/PUR005 | 00 | 2022-09-16 | 2021-03-21 | 2019-12-20 | 44914 | D0802.240 | TF-IN | IU/5 | Class A | FINISHED GOODS | SUSHRUT™ | SELF CENTERING BONE HOLDING FORCEPS | 240MM | 17 | No | Yes |  | No | N. A. | No | N. A. | No | Yes | No | No | M. L.: MFG/MD/2022/63252 |  | 1 | SUSHRUT PRODUCTS\INTERNATIONAL INSTRUMENTS\OTHER INTERNATIONAL INSTRUMENTS | 0.26 | VL number changed to ML number | N | Forceps |  | No | No | Yes | No | Yes | N. A.
D0802.260 | D0802.260 | SELF CENTERING BONE HOLDING FORCEPS 260MM, S`RUT |  | D0802.260 | 00 | 2020-01-15 | N. A. | N. A. | N. A. | QPR/D0802.260 QPF/D0802.260 | 00 | 2017-04-12 | N. A. | N. A. | N. A. | PS/PUR005 | 00 | 2022-09-16 | 2021-03-21 | 2019-12-20 | 44914 | D0802.260 | TF-IN | IU/5 | Class A | FINISHED GOODS | SUSHRUT™ | SELF CENTERING | BONE HOLDING FORCEPS 260MM | 17 | No | Yes |  | No | N. A. | No | N. A. | No | Yes | No | No | M. L.: MFG/MD/2022/63252 |  | 1 | SUSHRUT PRODUCTS\INTERNATIONAL INSTRUMENTS\OTHER INTERNATIONAL INSTRUMENTS | 0.27 | VL number changed to ML number | N | Forceps |  | No | No | Yes | No | Yes | N. A.
D0802 | D0802.280 | SELF CENTERING BONE HOLDING FORCEPS 280MM, S`RUT |  | D0802.280 | 00 | 2020-01-15 | N. A. | N. A. | N. A. | QPR/D0802.280 QPF/D0802.280 | 00 | 2017-04-12 | N. A. | N. A. | N. A. | PS/PUR005 | 00 | 2022-09-16 | 2021-03-21 | 2019-12-20 | 44914 | D0802.280 | TF-IN | IU/5 | Class A | FINISHED GOODS | SUSHRUT™ | SELF CENTERING BONE HOLDING FORCEP | 280MM | 17 | No | Yes |  | No | N. A. | No | N. A. | No | Yes | No | No | M. L.: MFG/MD/2022/63252 |  | 1 | SUSHRUT PRODUCTS\INTERNATIONAL INSTRUMENTS\OTHER INTERNATIONAL INSTRUMENTS | 0.3 | VL number changed to ML number | N | Forceps |  | No | No | Yes | No | Yes | N. A.
D0803.132 | D0803.132 | REDUCTION FORCEPS WITH POINTS, WIDE, LENGTH 132MM, RATCHET LOCK, ADLER |  | D0803.132 | 00 | 2017-07-18 | N. A. | N. A. | N. A. | QPF/D0803.132 | 00 | 2017-03-07 | N. A. | N. A. | N. A. | PS/PUR001 | 01 | 2018-03-21 | 2021-03-21 | 2019-12-20 | 44914 | D0803.132 | TF-IN | IU/5 | Class A | FINISHED GOODS | ADLER™ | REDUCTION FORCEPS WITH POINTS, WIDE, LENGTH 132MM, RATCHET LOCK |  | 17 | No | Yes |  | No | N. A. | No | N. A. | No | Yes | No | No | M. L.: MFG/MD/2022/63252 |  | 1 | ADLER PRODUCTS\ADLER GERMAN INSTRUMENTS\SMALL FRAGMENT SET | 0 | VL number changed to ML number | N | Forceps |  | No | No | Yes | No | Yes | N. A.
D0803 | D0803.140 | REDUCTION FORCEPS 140MM, S`RUT |  | D0803.140 | 00 | 2017-07-18 | N. A. | N. A. | N. A. | QPF/D0803 | 00 | 2017-03-07 | N. A. | N. A. | N. A. | PS/PUR005 | 00 | 2022-09-16 | 2021-03-21 | 2019-12-20 | 44914 | D0803.140 | TF-IN | IU/5 | Class A | FINISHED GOODS | SUSHRUT™ | REDUCTION FORCEPS | 140MM | 17 | No | Yes |  | No | N. A. | No | N. A. | No | Yes | No | No | M. L.: MFG/MD/2022/63252 |  | 1 | SUSHRUT PRODUCTS\INTERNATIONAL INSTRUMENTS\OTHER INTERNATIONAL INSTRUMENTS | 0.1 | VL number changed to ML number | N | Forceps |  | No | No | Yes | No | Yes | N. A.
D0803.1401 | D0803.1401 | REDUCTION FORCEPS, SERRATED, LENGTH 140MM, RATCHET LOCK, ADLER |  | D0803.1401 | 00 | 2017-07-18 | N. A. | N. A. | N. A. | QPF/D0803.1401 | 00 | 2017-03-07 | N. A. | N. A. | N. A. | PS/D0803.1401 | 01 | 2018-03-21 | 2021-03-21 | 2019-12-20 | 44914 | D0803.1401 | TF-IN | IU/5 | Class A | FINISHED GOODS | ADLER™ | REDUCTION FORCEPS, SERRATED, LENGTH 140MM, RATCHET LOCK |  | 17 | No | Yes |  | No | N. A. | No | N. A. | No | Yes | No | No | M. L.: MFG/MD/2022/63252 |  | 1 | ADLER PRODUCTS\ADLER GERMAN INSTRUMENTS\SMALL FRAGMENT SET | 0 | VL number changed to ML number | N | Forceps |  | No | No | Yes | No | Yes | N. A.
D0803 | D0803.160 | REDUCTION FORCEPS 160MM, S`RUT |  | D0803.160 | 00 | 2017-07-18 | N. A. | N. A. | N. A. | QPR/D0803 QPF/D0803 | 00 | 2017-03-07 | N. A. | N. A. | N. A. | PS/PUR005 | 00 | 2022-09-16 | 2021-03-21 | 2019-12-20 | 44914 | D0803.160 | TF-IN | IU/5 | Class A | FINISHED GOODS | SUSHRUT™ | REDUCTION FORCEPS | 160MM | 17 | No | Yes |  | No | N. A. | No | N. A. | No | Yes | No | No | M. L.: MFG/MD/2022/63252 |  | 1 | SUSHRUT PRODUCTS\INTERNATIONAL INSTRUMENTS\OTHER INTERNATIONAL INSTRUMENTS | 0.14 | VL number changed to ML number | N | Forceps |  | No | No | Yes | No | Yes | N. A.
D0803 | D0803.170 | REDUCTION FORCEPS 170MM, S`RUT |  | D0803.170 | 00 | 2017-07-18 | N. A. | N. A. | N. A. | QPR/D0803 QPF/D0803 | 00 | 2017-03-07 | N. A. | N. A. | N. A. | PS/PUR005 | 00 | 2022-09-16 | 2021-03-21 | 2019-12-20 | 44914 | D0803.170 | TF-IN | IU/5 | Class A | FINISHED GOODS | SUSHRUT™ | REDUCTION FORCEPS | 170MM | 17 | No | Yes |  | No | N. A. | No | N. A. | No | Yes | No | No | M. L.: MFG/MD/2022/63252 |  | 1 | SUSHRUT PRODUCTS\INTERNATIONAL INSTRUMENTS\OTHER INTERNATIONAL INSTRUMENTS | 0.14 | VL number changed to ML number | N | Forceps |  | No | No | Yes | No | Yes | N. A.
D0803 | D0803.180 | REDUCTION FORCEPS 180MM, S`RUT |  | D0803.180 | 00 | 2017-07-18 | N. A. | N. A. | N. A. | QPR/D0803 QPF/D0803 | 00 | 2017-03-07 | N. A. | N. A. | N. A. | PS/PUR005 | 00 | 2022-09-16 | 2021-03-21 | 2019-12-20 | 44914 | D0803.180 | TF-IN | IU/5 | Class A | FINISHED GOODS | SUSHRUT™ | REDUCTION FORCEPS | 180MM | 17 | No | Yes |  | No | N. A. | No | N. A. | No | Yes | No | No | M. L.: MFG/MD/2022/63252 |  | 1 | SUSHRUT PRODUCTS\INTERNATIONAL INSTRUMENTS\OTHER INTERNATIONAL INSTRUMENTS | 0.17 | VL number changed to ML number | N | Forceps |  | No | No | Yes | No | Yes | N. A.
D0803 | D0803.220 | REDUCTION FORCEPS 220MM, S`RUT |  | D0803.220 | 00 | 2017-07-18 | N. A. | N. A. | N. A. | QPR/D0803 QPF/D0803 | 00 | 2017-03-07 | N. A. | N. A. | N. A. | PS/PUR005 | 00 | 2022-09-16 | 2021-03-21 | 2019-12-20 | 44914 | D0803.220 | TF-IN | IU/5 | Class A | FINISHED GOODS | SUSHRUT™ | REDUCTION FORCEPS | 220MM | 17 | No | Yes |  | No | N. A. | No | N. A. | No | Yes | No | No | M. L.: MFG/MD/2022/63252 |  | 1 | SUSHRUT PRODUCTS\INTERNATIONAL INSTRUMENTS\OTHER INTERNATIONAL INSTRUMENTS | 0.21 | VL number changed to ML number | N | Forceps |  | No | No | Yes | No | Yes | N. A.
D0803 | D0803.240 | REDUCTION FORCEPS 240MM, S`RUT |  | D0803.240 | 00 | 2017-07-18 | N. A. | N. A. | N. A. | QPR/D0803 QPF/D0803 | 00 | 2017-03-07 | N. A. | N. A. | N. A. | PS/PUR005 | 00 | 2022-09-16 | 2021-03-21 | 2019-12-20 | 44914 | D0803.240 | TF-IN | IU/5 | Class A | FINISHED GOODS | SUSHRUT™ | REDUCTION FORCEPS | 240MM | 17 | No | Yes |  | No | N. A. | No | N. A. | No | Yes | No | No | M. L.: MFG/MD/2022/63252 |  | 1 | SUSHRUT PRODUCTS\INTERNATIONAL INSTRUMENTS\OTHER INTERNATIONAL INSTRUMENTS | 0.25 | VL number changed to ML number | N | Forceps |  | No | No | Yes | No | Yes | N. A.
D0804 | D0804.130 | REDUCTION FORCEPS WITH POINT 130MM, S`RUT |  | D0804.130 | 00 | 2020-01-15 | N. A. | N. A. | N. A. | QPR/D0804 QPF/D0804 | 00 | 2017-04-07 | N. A. | N. A. | N. A. | PS/PUR005 | 00 | 2022-09-16 | 2021-03-21 | 2019-12-20 | 44914 | D0804.130 | TF-IN | IU/5 | Class A | FINISHED GOODS | SUSHRUT™ | REDUCTION FORCEPS WITH POINT | 130MM | 17 | No | Yes |  | No | N. A. | No | N. A. | No | Yes | No | No | M. L.: MFG/MD/2022/63252 |  | 1 | SUSHRUT PRODUCTS\INTERNATIONAL INSTRUMENTS\OTHER INTERNATIONAL INSTRUMENTS | 0.08 | VL number changed to ML number | N | Forceps |  | No | No | Yes | No | Yes | N. A.
D0804.1301 | D0804.1301 | REDUCTION FORCEPS WITH POINT 130MM, ADLER |  | D0804.1301 | 00 | 2020-01-15 | N. A. | N. A. | N. A. | QPF/D0804.1301 | 00 | 2017-04-07 | N. A. | N. A. | N. A. | PS/PUR001 | 00 | 2019-05-29 | N. A. | N. A. | N. A. | D0804.1301 | TF-IN | IU/5 | Class A | FINISHED GOODS | ADLER™ | REDUCTION FORCEPS WITH POINT 130MM |  | 17 | No | Yes |  | No | N. A. | No | N. A. | No | Yes | No | No | M. L.: MFG/MD/2022/63252 |  | 1 | ADLER PRODUCTS\ADLER GERMAN INSTRUMENTS\SMALL FRAGMENT SET | 0 | VL number changed to ML number | N | Forceps |  | No | No | Yes | No | Yes | N. A.
D0804 | D0804.180 | REDUCTION FORCEPS WITH POINT 180MM, S`RUT |  | D0804.180 | 00 | 2020-01-15 | N. A. | N. A. | N. A. | QPR/D0804 QPF/D0804 | 00 | 2017-04-07 | N. A. | N. A. | N. A. | PS/PUR005 | 00 | 2022-09-16 | 2021-03-21 | 2019-12-20 | 44914 | D0804.180 | TF-IN | IU/5 | Class A | FINISHED GOODS | SUSHRUT™ | REDUCTION FORCEPS WITH POINT | 180MM | 17 | No | Yes |  | No | N. A. | No | N. A. | No | Yes | No | No | M. L.: MFG/MD/2022/63252 |  | 1 | SUSHRUT PRODUCTS\INTERNATIONAL INSTRUMENTS\OTHER INTERNATIONAL INSTRUMENTS | 0.11 | VL number changed to ML number | N | Forceps |  | No | No | Yes | No | Yes | N. A.
D0804 | D0804.200 | REDUCTION FORCEPS WITH POINT 200MM, S`RUT |  | D0804.200 | 00 | 2020-01-15 | N. A. | N. A. | N. A. | QPR/D0804 QPF/D0804 | 00 | 2017-04-07 | N. A. | N. A. | N. A. | PS/PUR005 | 00 | 2022-09-16 | 2021-03-21 | 2019-12-20 | 44914 | D0804.200 | TF-IN | IU/5 | Class A | FINISHED GOODS | SUSHRUT™ | REDUCTION FORCEPS WITH POINT | 200MM | 17 | No | Yes |  | No | N. A. | No | N. A. | No | Yes | No | No | M. L.: MFG/MD/2022/63252 |  | 1 | SUSHRUT PRODUCTS\INTERNATIONAL INSTRUMENTS\OTHER INTERNATIONAL INSTRUMENTS | 0.12 | VL number changed to ML number | N | Forceps |  | No | No | Yes | No | Yes | N. A.
D0805.01 | D0805.01 | STRAIGHT FORCEPS FOR FIBULA 210MM, S`RUT |  | D0805.01 | #N/A | #N/A | N. A. | N. A. | N. A. | QPF/D0805.01 | #N/A | #N/A | #N/A | #N/A | #N/A | PS/D0805.01 | #N/A | #N/A | #N/A | #N/A | #N/A | D0805.01 | TF-IN | IU/5 | Class A | FINISHED GOODS | SUSHRUT™ | STRAIGHT FORCEPS | FOR FIBULA 210MM | 17 | No | Yes |  | No | N. A. | No | N. A. | No | Yes | No | No | M. L.: MFG/MD/2022/63252 |  | 1 | SUSHRUT PRODUCTS\INTERNATIONAL INSTRUMENTS\OTHER INTERNATIONAL INSTRUMENTS | 0.12 | VL number changed to ML number | Y | Forceps |  | No | No | Yes | No | Yes | N. A.
D0805.011 | D0805.011 | PATELLA FORCEPS 175MM, S`RUT |  | D0805.011 | 00 | 2020-01-15 | N. A. | N. A. | N. A. | QPF/D0805.011 | 00 | 2017-04-07 | N. A. | N. A. | N. A. | PS/PUR005 | 00 | 2022-09-16 | 2021-03-21 | 2019-12-20 | 44914 | D0805.011 | TF-IN | IU/5 | Class A | FINISHED GOODS | SUSHRUT™ | PATELLA FORCEPS | 175MM | 17 | No | Yes |  | No | N. A. | No | N. A. | No | Yes | No | No | M. L.: MFG/MD/2022/63252 |  | 1 | SUSHRUT PRODUCTS\INTERNATIONAL INSTRUMENTS\OTHER INTERNATIONAL INSTRUMENTS | 0.16 | VL number changed to ML number | N | Forceps |  | No | No | Yes | No | Yes | N. A.
D0805.02 | D0805.02 | BENT FORCEPS FOR FIBULA 210MM, S`RUT |  | D0805.02 | 00 | 2020-01-15 | N. A. | N. A. | N. A. | QPF/D0805.02 | 00 | 2017-04-07 | N. A. | N. A. | N. A. | PS/PUR004 | 00 | 2019-05-29 | N. A. | N. A. | N. A. | D0805.02 | TF-IN | IU/5 | Class A | FINISHED GOODS | SUSHRUT™ | BENT FORCEPS | FOR FIBULA 210MM | 17 | No | Yes |  | No | N. A. | No | N. A. | No | Yes | No | No | M. L.: MFG/MD/2022/63252 |  | 1 | SUSHRUT PRODUCTS\INTERNATIONAL INSTRUMENTS\OTHER INTERNATIONAL INSTRUMENTS | 0.15 | VL number changed to ML number | Y | Forceps |  | No | No | Yes | No | Yes | N. A.
D0805.04 | D0805.04 | MALLEOLAR FORCEPS WITH TWO POINT 210MM, S`RUT |  | D0805.04 | 00 | 2020-01-15 | N. A. | N. A. | N. A. | QPF/D0805.04 | 00 | 2017-04-07 | N. A. | N. A. | N. A. | PS/PUR004 | 00 | 2019-05-29 | N. A. | N. A. | N. A. | D0805.04 | TF-IN | IU/5 | Class A | FINISHED GOODS | SUSHRUT™ | MALLEOLAR FORCEPS | WITH TWO POINT 210MM | 17 | No | Yes |  | No | N. A. | No | N. A. | No | Yes | No | No | M. L.: MFG/MD/2022/63252 |  | 1 | SUSHRUT PRODUCTS\INTERNATIONAL INSTRUMENTS\OTHER INTERNATIONAL INSTRUMENTS | 0.14 | VL number changed to ML number | Y | Forceps |  | No | No | Yes | No | Yes | N. A.
D0806.012 | D0806.012 | BONE SPREADERS 210MM X 8MM, S`RUT |  | D0806.012 | 00 | 2020-01-15 | N. A. | N. A. | N. A. | QPR/D0806.012 QPF/D0806.012 | 00 | 2017-04-07 | N. A. | N. A. | N. A. | PS/PUR004 | 00 | 2019-05-29 | N. A. | N. A. | N. A. | D0806.012 | TF-IN | IU/5 | Class A | FINISHED GOODS | SUSHRUT™ | BONE SPREADERS | 210MM X 8MM | 17 | No | Yes |  | No | N. A. | No | N. A. | No | Yes | No | No | M. L.: MFG/MD/2022/63252 |  | 1 | SUSHRUT PRODUCTS\INTERNATIONAL INSTRUMENTS\OTHER INTERNATIONAL INSTRUMENTS | 0.26 | VL number changed to ML number | N | Retractor |  | No | No | Yes | No | Yes | N. A.
D0806.013 | D0806.013 | BONE SPREADERS 210MM X 12MM, S`RUT |  | D0806.013 | 00 | 2020-01-15 | N. A. | N. A. | N. A. | QPR/D0806.013 QPF/D0806.013 | 00 | 2017-04-07 | N. A. | N. A. | N. A. | PS/D0806.013 | 01 | 2018-03-21 | 2021-03-21 | 2019-12-20 | 44914 | D0806.013 | TF-IN | IU/5 | Class A | FINISHED GOODS | SUSHRUT™ | BONE SPREADERS | 210MM X 12MM | 17 | No | Yes |  | No | N. A. | No | N. A. | No | Yes | No | No | M. L.: MFG/MD/2022/63252 |  | 1 | SUSHRUT PRODUCTS\INTERNATIONAL INSTRUMENTS\OTHER INTERNATIONAL INSTRUMENTS | 0.22 | VL number changed to ML number | Y | Retractor |  | No | No | Yes | No | Yes | N. A.
D0806.014 | D0806.014 | BONE SPREADERS 270MM X 8MM, S`RUT |  | D0806.014 | 00 | 2020-01-15 | N. A. | N. A. | N. A. | QPR/D0806.014 QPF/D0806.014 | 00 | 2017-04-07 | N. A. | N. A. | N. A. | PS/D0806.014 | 01 | 2018-03-21 | 2021-03-21 | 2019-12-20 | 44914 | D0806.014 | TF-IN | IU/5 | Class A | FINISHED GOODS | SUSHRUT™ | BONE SPREADERS | 270MM X 8MM | 17 | No | Yes |  | No | N. A. | No | N. A. | No | Yes | No | No | M. L.: MFG/MD/2022/63252 |  | 1 | SUSHRUT PRODUCTS\INTERNATIONAL INSTRUMENTS\OTHER INTERNATIONAL INSTRUMENTS | 0.38 | VL number changed to ML number | N | Retractor |  | No | No | Yes | No | Yes | N. A.
D0806.015 | D0806.015 | BONE SPREADERS 270MM X 12MM, S`RUT |  | D0806.015 | 00 | 2020-01-15 | N. A. | N. A. | N. A. | QPR/D0806.015 QPF/D0806.015 | 00 | 2017-04-07 | N. A. | N. A. | N. A. | PS/PUR004 | 00 | 2019-05-29 | N. A. | N. A. | N. A. | D0806.015 | TF-IN | IU/5 | Class A | FINISHED GOODS | SUSHRUT™ | BONE SPREADERS | 270MM X 12MM | 17 | No | Yes |  | No | N. A. | No | N. A. | No | Yes | No | No | M. L.: MFG/MD/2022/63252 |  | 1 | SUSHRUT PRODUCTS\INTERNATIONAL INSTRUMENTS\OTHER INTERNATIONAL INSTRUMENTS | 0.36 | VL number changed to ML number | N | Retractor |  | No | No | Yes | No | Yes | N. A.
D0806.016 | D0806.016 | BONE SPREADERS 140MM, S`RUT |  | D0806.016 | 00 | 2020-01-15 | N. A. | N. A. | N. A. | QPR/D0806.016 QPF/D0806.016 | 00 | 2017-04-07 | N. A. | N. A. | N. A. | PS/PUR004 | 00 | 2019-05-29 | N. A. | N. A. | N. A. | D0806.016 | TF-IN | IU/5 | Class A | FINISHED GOODS | SUSHRUT™ | BONE SPREADERS | 140MM | 17 | No | Yes |  | No | N. A. | No | N. A. | No | Yes | No | No | M. L.: MFG/MD/2022/63252 |  | 1 | SUSHRUT PRODUCTS\INTERNATIONAL INSTRUMENTS\OTHER INTERNATIONAL INSTRUMENTS | 0.13 | VL number changed to ML number | N | Retractor |  | No | No | Yes | No | Yes | N. A.
D0806.021 | D0806.021 | PLASTER SPREADER 260MM, S`RUT |  | D0806.021 | 00 | 2020-01-15 | N. A. | N. A. | N. A. | QPR/D0806.021 QPF/D0806.021 | 00 | 2017-04-07 | N. A. | N. A. | N. A. | PS/PUR004 | 00 | 2019-05-29 | N. A. | N. A. | N. A. | D0806.021 | TF-IN | IU/5 | Class A | FINISHED GOODS | SUSHRUT™ | PLASTER SPREADER | 260MM | 17 | No | Yes |  | No | N. A. | No | N. A. | No | Yes | No | No | M. L.: MFG/MD/2022/63252 |  | 1 | SUSHRUT PRODUCTS\INTERNATIONAL INSTRUMENTS\OTHER INTERNATIONAL INSTRUMENTS | 0.31 | VL number changed to ML number | N | Retractor |  | No | No | Yes | No | Yes | N. A.
D0901 | D0901.01 | RETRACTOR SHORT NARROW TIP SMALL - WIDTH 6MM, S`RUT |  | D0901.01 | 00 | 2020-01-15 | N. A. | N. A. | N. A. | QPF/D0901 | 00 | 2017-04-07 | N. A. | N. A. | N. A. | PS/PUR005 | 00 | 2022-09-16 | 2021-03-21 | 2019-12-20 | 44914 | D0901.01 | TF-IN | IU/5 | Class A | FINISHED GOODS | SUSHRUT™ | RETRACTOR SHORT NARROW TIP | SMALL - WIDTH 6MM | 17 | No | Yes |  | No | N. A. | No | N. A. | No | Yes | No | No | M. L.: MFG/MD/2022/63252 |  | 1 | SUSHRUT PRODUCTS\INTERNATIONAL INSTRUMENTS\OTHER INTERNATIONAL INSTRUMENTS | 0.04 | VL number changed to ML number | N | Retractor |  | No | No | Yes | No | Yes | N. A.
D0901 | D0901.02 | RETRACTOR SHORT NARROW TIP SMALL - WIDTH 8MM, S`RUT |  | D0901.02 | 00 | 2020-01-15 | N. A. | N. A. | N. A. | QPF/D0901 | 00 | 2017-04-07 | N. A. | N. A. | N. A. | PS/PUR005 | 00 | 2022-09-16 | 2021-03-21 | 2019-12-20 | 44914 | D0901.02 | TF-IN | IU/5 | Class A | FINISHED GOODS | SUSHRUT™ | RETRACTOR SHORT NARROW TIP | SMALL - WIDTH 8MM | 17 | No | Yes |  | No | N. A. | No | N. A. | No | Yes | No | No | M. L.: MFG/MD/2022/63252 |  | 1 | SUSHRUT PRODUCTS\INTERNATIONAL INSTRUMENTS\OTHER INTERNATIONAL INSTRUMENTS | 0.03 | VL number changed to ML number | N | Retractor |  | No | No | Yes | No | Yes | N. A.
D0901 | D0901.021 | RETRACTOR, SMALL, 8MM WIDE, SHORT, NARROW TIP, LENGTH 160MM, ADLER |  | D0901.021 | 00 | 2020-01-15 | N. A. | N. A. | N. A. | QPF/D0901 | 00 | 2017-04-07 | N. A. | N. A. | N. A. | PS/PUR001 | 00 | 2019-05-29 | N. A. | N. A. | N. A. | D0901.021 | TF-IN | IU/5 | Class A | FINISHED GOODS | ADLER™ | RETRACTOR | SMALL, 8MM WIDE, SHORT, NARROW TIP, LENGTH 160MM | 17 | No | Yes |  | No | N. A. | No | N. A. | No | Yes | No | No | M. L.: MFG/MD/2022/63252 |  | 1 | ADLER PRODUCTS\ADLER GERMAN INSTRUMENTS\SMALL FRAGMENT SET | 0 | VL number changed to ML number | N | Retractor |  | No | No | Yes | No | Yes | N. A.
D0901 | D0901.022 | RETRACTOR, SMALL, 6MM WIDE, SHORT, NARROW TIP, LENGTH 160MM, ADLER |  | D0901.022 | 00 | 2020-01-15 | N. A. | N. A. | N. A. | QPF/D0901 | 00 | 2017-04-07 | N. A. | N. A. | N. A. | PS/D0901.022 | 01 | 2018-03-21 | 2021-03-21 | 2019-12-20 | 44914 | D0901.022 | TF-IN | IU/5 | Class A | FINISHED GOODS | ADLER™ | RETRACTOR | SMALL, 6MM WIDE, SHORT, NARROW TIP, LENGTH 160MM | 17 | No | Yes |  | No | N. A. | No | N. A. | No | Yes | No | No | M. L.: MFG/MD/2022/63252 |  | 1 | ADLER PRODUCTS\ADLER GERMAN INSTRUMENTS\MINI FRAGMENT SET | 0 | VL number changed to ML number | N | Retractor |  | No | No | Yes | No | Yes | N. A.
D0901 | D0901.03 | RETRACTOR WITH BROAD SHANK (FOR SMALL FRAGMENT), S`RUT |  | D0901.03 | 00 | 2020-01-15 | N. A. | N. A. | N. A. | QPF/D0901 | 00 | 2017-04-07 | N. A. | N. A. | N. A. | PS/PUR005 | 00 | 2022-09-16 | 2021-03-21 | 2019-12-20 | 44914 | D0901.03 | TF-IN | IU/5 | Class A | FINISHED GOODS | SUSHRUT™ | RETRACTOR WITH BROAD SHANK | FOR SMALL FRAGMENT | 17 | No | Yes |  | No | N. A. | No | N. A. | No | Yes | No | No | M. L.: MFG/MD/2022/63252 |  | 1 | SUSHRUT PRODUCTS\INTERNATIONAL INSTRUMENTS\OTHER INTERNATIONAL INSTRUMENTS | 0.03 | VL number changed to ML number | N | Retractor |  | No | No | Yes | No | Yes | N. A.
D0901 | D0901.04 | RETRACTOR EXTRA LONG (FOR SMALL FRAGMENTS), S`RUT |  | D0901.04 | 00 | 2020-01-15 | N. A. | N. A. | N. A. | QPF/D0901 | 00 | 2017-04-07 | N. A. | N. A. | N. A. | PS/PUR005 | 00 | 2022-09-16 | N. A. | N. A. | N. A. | D0901.04 | TF-IN | IU/5 | Class A | FINISHED GOODS | SUSHRUT™ | RETRACTOR EXTRA LONG | FOR SMALL FRAGMENTS | 17 | No | Yes |  | No | N. A. | No | N. A. | No | Yes | No | No | M. L.: MFG/MD/2022/63252 |  | 1 | SUSHRUT PRODUCTS\INTERNATIONAL INSTRUMENTS\OTHER INTERNATIONAL INSTRUMENTS | 0 | VL number changed to ML number | N | Retractor |  | No | No | Yes | No | Yes | N. A.
D0901 | D0901.041 | RETRACTOR, 15MM WIDE, LENGTH 160MM, ADLER |  | D0901.041 | 00 | 2020-01-15 | N. A. | N. A. | N. A. | QPF/D0901 | 00 | 2017-04-07 | N. A. | N. A. | N. A. | PS/PUR001 | 00 | 2019-05-29 | N. A. | N. A. | N. A. | D0901.041 | TF-IN | IU/5 | Class A | FINISHED GOODS | ADLER™ | RETRACTOR | 15MM WIDE, LENGTH 160MM | 17 | No | Yes |  | No | N. A. | No | N. A. | No | Yes | No | No | M. L.: MFG/MD/2022/63252 |  | 1 | ADLER PRODUCTS\ADLER GERMAN INSTRUMENTS\SMALL FRAGMENT SET | 0 | VL number changed to ML number | N | Retractor |  | No | No | Yes | No | Yes | N. A.
D0901 | D0901.05 | RETRACTOR SHORT NARROW TIP WIDTH 8MM, S`RUT |  | D0901.05 | 00 | 2020-01-15 | N. A. | N. A. | N. A. | QPF/D0901 | 00 | 2017-04-07 | N. A. | N. A. | N. A. | PS/PUR005 | 00 | 2022-09-16 | 2021-03-21 | 2019-12-20 | 44914 | D0901.05 | TF-IN | IU/5 | Class A | FINISHED GOODS | SUSHRUT™ | RETRACTOR | SHORT NARROW TIP WIDTH 8MM | 17 | No | Yes |  | No | N. A. | No | N. A. | No | Yes | No | No | M. L.: MFG/MD/2022/63252 |  | 1 | SUSHRUT PRODUCTS\INTERNATIONAL INSTRUMENTS\OTHER INTERNATIONAL INSTRUMENTS | 0.08 | VL number changed to ML number | N | Retractor |  | No | No | Yes | No | Yes | N. A.
D0901 | D0901.051 | RETRACTOR, 8MM WIDE, SHORT NARROW TIP, LENGTH 220MM, ADLER |  | D0901.051 | 00 | 2020-01-15 | N. A. | N. A. | N. A. | QPF/D0901 | 00 | 2017-04-07 | N. A. | N. A. | N. A. | PS/PUR001 | 00 | 2019-05-29 | N. A. | N. A. | N. A. | D0901.051 | TF-IN | IU/5 | Class A | FINISHED GOODS | ADLER™ | RETRACTOR | 8MM WIDE, SHORT NARROW TIP, LENGTH 220MM | 17 | No | Yes |  | No | N. A. | No | N. A. | No | Yes | No | No | M. L.: MFG/MD/2022/63252 |  | 1 | ADLER PRODUCTS\ADLER GERMAN INSTRUMENTS\GENERAL INSTRUMENTS | 0 | VL number changed to ML number | N | Retractor |  | No | No | Yes | No | Yes | N. A.
D0901 | D0901.06 | RETRACTOR SHORT NARROW TIP WIDTH 18MM, S`RUT |  | D0901.06 | 00 | 2020-01-15 | N. A. | N. A. | N. A. | QPF/D0901 | 00 | 2017-04-07 | N. A. | N. A. | N. A. | PS/PUR005 | 00 | 2022-09-16 | 2021-03-21 | 2019-12-20 | 44914 | D0901.06 | TF-IN | IU/5 | Class A | FINISHED GOODS | SUSHRUT™ | RETRACTOR | SHORT NARROW TIP WIDTH 18MM | 17 | No | Yes |  | No | N. A. | No | N. A. | No | Yes | No | No | M. L.: MFG/MD/2022/63252 |  | 1 | SUSHRUT PRODUCTS\INTERNATIONAL INSTRUMENTS\OTHER INTERNATIONAL INSTRUMENTS | 0 | VL number changed to ML number | N | Retractor |  | No | No | Yes | No | Yes | N. A.
D0901 | D0901.061 | RETRACTOR, 18MM WIDE, SHORT NARROW TIP, LENGTH 235MM, ADLER |  | D0901.061 | 00 | 2020-01-15 | N. A. | N. A. | N. A. | QPF/D0901 | 00 | 2017-04-07 | N. A. | N. A. | N. A. | PS/PUR001 | 00 | 2019-05-29 | N. A. | N. A. | N. A. | D0901.061 | TF-IN | IU/5 | Class A | FINISHED GOODS | ADLER™ | RETRACTOR | 18MM WIDE, SHORT NARROW TIP, LENGTH 235MM | 17 | No | Yes |  | No | N. A. | No | N. A. | No | Yes | No | No | M. L.: MFG/MD/2022/63252 |  | 1 | ADLER PRODUCTS\ADLER GERMAN INSTRUMENTS\GENERAL INSTRUMENTS | 0 | VL number changed to ML number | N | Retractor |  | No | No | Yes | No | Yes | N. A.
D0901 | D0901.07 | RETRACTOR LONG NARROW TIP (FOR HIP SURGERY) WIDTH 18MM, S`RUT |  | D0901.07 | 00 | 2020-01-15 | N. A. | N. A. | N. A. | QPF/D0901 | 00 | 2017-04-07 | N. A. | N. A. | N. A. | PS/PUR005 | 00 | 2022-09-16 | 2021-03-21 | 2019-12-20 | 44914 | D0901.07 | TF-IN | IU/5 | Class A | FINISHED GOODS | SUSHRUT™ | RETRACTOR | LONG NARROW TIP (FOR HIP SURGERY) WIDTH 18MM | 17 | No | Yes |  | No | N. A. | No | N. A. | No | Yes | No | No | M. L.: MFG/MD/2022/63252 |  | 1 | SUSHRUT PRODUCTS\INTERNATIONAL INSTRUMENTS\OTHER INTERNATIONAL INSTRUMENTS | 0.1 | VL number changed to ML number | N | Retractor |  | No | No | Yes | No | Yes | N. A.
D0901 | D0901.071 | RETRACTOR, 18MM WIDE, LONG NARROW TIP, LENGTH 235MM, ADLER |  | D0901.071 | #N/A | #N/A | N. A. | N. A. | N. A. | QPF/D0901 | #N/A | #N/A | #N/A | #N/A | #N/A | PS/D0901.071 | #N/A | #N/A | #N/A | #N/A | #N/A | D0901.071 | TF-IN | IU/5 | Class A | FINISHED GOODS | ADLER™ | RETRACTOR | 18MM WIDE, LONG NARROW TIP, LENGTH 235MM | 17 | No | Yes |  | No | N. A. | No | N. A. | No | Yes | No | No | M. L.: MFG/MD/2022/63252 |  | 1 | ADLER PRODUCTS\ADLER GERMAN INSTRUMENTS\OTHER GERMAN INSTRUMENTS | 0 | VL number changed to ML number | Y | Retractor |  | No | No | Yes | No | Yes | N. A.
D0901 | D0901.08 | RETRACTOR NARROW TIP WIDTH 43MM, S`RUT |  | D0901.08 | 00 | 2020-01-15 | N. A. | N. A. | N. A. | QPF/D0901 | 00 | 2017-04-07 | N. A. | N. A. | N. A. | PS/PUR005 | 00 | 2022-09-16 | 2021-03-21 | 2019-12-20 | 44914 | D0901.08 | TF-IN | IU/5 | Class A | FINISHED GOODS | SUSHRUT™ | RETRACTOR | NARROW TIP WIDTH 43MM | 17 | No | Yes |  | No | N. A. | No | N. A. | No | Yes | No | No | M. L.: MFG/MD/2022/63252 |  | 1 | SUSHRUT PRODUCTS\INTERNATIONAL INSTRUMENTS\OTHER INTERNATIONAL INSTRUMENTS | 0 | VL number changed to ML number | N | Retractor |  | No | No | Yes | No | Yes | N. A.
D0901 | D0901.09 | RETRACTOR NARROW TIP WIDTH 70MM, S`RUT |  | D0901.09 | 00 | 2020-01-15 | N. A. | N. A. | N. A. | QPF/D0901 | 00 | 2017-04-07 | N. A. | N. A. | N. A. | PS/PUR005 | 00 | 2022-09-16 | 2021-03-21 | 2019-12-20 | 44914 | D0901.09 | TF-IN | IU/5 | Class A | FINISHED GOODS | SUSHRUT™ | RETRACTOR | NARROW TIP WIDTH 70MM | 17 | No | Yes |  | No | N. A. | No | N. A. | No | Yes | No | No | M. L.: MFG/MD/2022/63252 |  | 1 | SUSHRUT PRODUCTS\INTERNATIONAL INSTRUMENTS\OTHER INTERNATIONAL INSTRUMENTS | 0.18 | VL number changed to ML number | N | Retractor |  | No | No | Yes | No | Yes | N. A.
D0901 | D0901.10 | RETRACTORS LONG SHANK ANGLED WIDTH 43MM, S`RUT |  | D0901.10 | 00 | 2020-01-15 | N. A. | N. A. | N. A. | QPF/D0901 | 00 | 2017-04-07 | N. A. | N. A. | N. A. | PS/PUR005 | 00 | 2022-09-16 | 2021-03-21 | 2019-12-20 | 44914 | D0901.10 | TF-IN | IU/5 | Class A | FINISHED GOODS | SUSHRUT™ | RETRACTOR | LONG SHANK ANGLED WIDTH 43MM | 17 | No | Yes |  | No | N. A. | No | N. A. | No | Yes | No | No | M. L.: MFG/MD/2022/63252 |  | 1 | SUSHRUT PRODUCTS\INTERNATIONAL INSTRUMENTS\OTHER INTERNATIONAL INSTRUMENTS | 0.14 | VL number changed to ML number | N | Retractor |  | No | No | Yes | No | Yes | N. A.
D0901 | D0901.11 | RETRACTORS WIDE TIP WIDTH 22MM , S`RUT |  | D0901.11 | 00 | 2020-01-15 | N. A. | N. A. | N. A. | QPF/D0901 | 00 | 2017-04-07 | N. A. | N. A. | N. A. | PS/PUR005 | 00 | 2022-09-16 | 2021-03-21 | 2019-12-20 | 44914 | D0901.11 | TF-IN | IU/5 | Class A | FINISHED GOODS | SUSHRUT™ | RETRACTOR | WIDE TIP WIDTH 22MM | 17 | No | Yes |  | No | N. A. | No | N. A. | No | Yes | No | No | M. L.: MFG/MD/2022/63252 |  | 1 | SUSHRUT PRODUCTS\INTERNATIONAL INSTRUMENTS\OTHER INTERNATIONAL INSTRUMENTS | 0.11 | VL number changed to ML number | N | Retractor |  | No | No | Yes | No | Yes | N. A.
D0901 | D0901.12 | RETRACTORS LONG WIDE TIP (FOR HIP SURGERY) WIDTH 24MM, S`RUT |  | D0901.12 | 00 | 2020-01-15 | N. A. | N. A. | N. A. | QPF/D0901 | 00 | 2017-04-07 | N. A. | N. A. | N. A. | PS/PUR005 | 00 | 2022-09-16 | 2021-03-21 | 2019-12-20 | 44914 | D0901.12 | TF-IN | IU/5 | Class A | FINISHED GOODS | SUSHRUT™ | RETRACTOR | LONG WIDE TIP (FOR HIP SURGERY) WIDTH 24MM | 17 | No | Yes |  | No | N. A. | No | N. A. | No | Yes | No | No | M. L.: MFG/MD/2022/63252 |  | 1 | SUSHRUT PRODUCTS\INTERNATIONAL INSTRUMENTS\OTHER INTERNATIONAL INSTRUMENTS | 0.13 | VL number changed to ML number | N | Retractor |  | No | No | Yes | No | Yes | N. A.
D0901 | D0901.121 | RETRACTOR, 24MM WIDE, LONG AND WIDE TIP, LENGTH 270MM., ADLER |  | D0901.121 | 00 | 2020-01-15 | N. A. | N. A. | N. A. | QPF/D0901 | 00 | 2017-04-07 | N. A. | N. A. | N. A. | PS/PUR001 | 00 | 2019-05-29 | N. A. | N. A. | N. A. | D0901.121 | TF-IN | IU/5 | Class A | FINISHED GOODS | ADLER™ | RETRACTOR | 24MM WIDE, LONG AND WIDE TIP, LENGTH 270MM. | 17 | No | Yes |  | No | N. A. | No | N. A. | No | Yes | No | No | M. L.: MFG/MD/2022/63252 |  | 1 | ADLER PRODUCTS\ADLER GERMAN INSTRUMENTS\GENERAL INSTRUMENTS | 0 | VL number changed to ML number | N | Retractor |  | No | No | Yes | No | Yes | N. A.
D0901 | D0901.13 | HUMERAL HEAD RETRACTOR , S`RUT |  | D0901.13 | 00 | 2020-01-15 | N. A. | N. A. | N. A. | QPF/D0901 | 00 | 2017-04-07 | N. A. | N. A. | N. A. | PS/PUR004 | 00 | 2019-05-29 | N. A. | N. A. | N. A. | D0901.13 | TF-IN | IU/5 | Class A | FINISHED GOODS | SUSHRUT™ | HUMERAL HEAD RETRACTOR |  | 17 | No | Yes |  | No | N. A. | No | N. A. | No | Yes | No | No | M. L.: MFG/MD/2022/63252 |  | 1 | SUSHRUT PRODUCTS\INTERNATIONAL INSTRUMENTS\OTHER INTERNATIONAL INSTRUMENTS | 0.09 | VL number changed to ML number | N | Retractor |  | No | No | Yes | No | Yes | N. A.
D0901 | D0901.14 | RETRACTOR FOR HALLUS OPERATION , S`RUT |  | D0901.14 | #N/A | #N/A | N. A. | N. A. | N. A. | QPF/D0901 | #N/A | #N/A | #N/A | #N/A | #N/A | PS/PUR004 | #N/A | #N/A | #N/A | #N/A | #N/A | D0901.14 | TF-IN | IU/5 | Class A | FINISHED GOODS | SUSHRUT™ | RETRACTOR | FOR HALLUS OPERATION | 17 | No | Yes |  | No | N. A. | No | N. A. | No | Yes | No | No | M. L.: MFG/MD/2022/63252 |  | 1 | SUSHRUT PRODUCTS\INTERNATIONAL INSTRUMENTS\OTHER INTERNATIONAL INSTRUMENTS | 0.08 | Activated on 03JAN2024 | N | Retractor |  | No | No | Yes | No | Yes | N. A.
D0901 | D0901.15 | SPINAL FUSION RETRACTOR (WITH TWO POINTS) WIDTH 22MM X 210MM, S`RUT |  | D0901.15 | 00 | 2020-01-15 | N. A. | N. A. | N. A. | QPF/D0901 | 00 | 2017-04-07 | N. A. | N. A. | N. A. | PS/PUR004 | 00 | 2019-05-29 | N. A. | N. A. | N. A. | D0901.15 | TF-IN | IU/5 | Class A | FINISHED GOODS | SUSHRUT™ | SPINAL FUSION RETRACTOR | WITH TWO POINTS WIDTH 22MM X 210MM | 17 | No | Yes |  | No | N. A. | No | N. A. | No | Yes | No | No | M. L.: MFG/MD/2022/63252 |  | 1 | SUSHRUT PRODUCTS\INTERNATIONAL INSTRUMENTS\OTHER INTERNATIONAL INSTRUMENTS | 0.09 | VL number changed to ML number | N | Retractor |  | No | No | Yes | No | Yes | N. A.
D0901 | D0901.16 | SPINAL FUSION RETRACTOR (WITH TWO POINTS) WIDTH 22MM X 370MM, S`RUT |  | D0901.16 | #N/A | #N/A | N. A. | N. A. | N. A. | QPF/D0901 | #N/A | #N/A | #N/A | #N/A | #N/A | PS/D0901.16 | #N/A | #N/A | #N/A | #N/A | #N/A | D0901.16 | TF-IN | IU/5 | Class A | FINISHED GOODS | SUSHRUT™ | SPINAL FUSION RETRACTOR | WITH TWO POINTS WIDTH 22MM X 370MM | 17 | No | Yes |  | No | N. A. | No | N. A. | No | Yes | No | No | M. L.: MFG/MD/2022/63252 |  | 1 | SUSHRUT PRODUCTS\INTERNATIONAL INSTRUMENTS\OTHER INTERNATIONAL INSTRUMENTS | 0.19 | VL number changed to ML number | Y | Retractor |  | No | No | Yes | No | Yes | N. A.
D0901 | D0901.1606 | MINI HOHMANN RETRACTOR, 6MM, 16CM, ADLER |  | D0901.1606 | #N/A | #N/A | N. A. | N. A. | N. A. | QPF/D0901 | #N/A | #N/A | #N/A | #N/A | #N/A | PS/D0901.1606 | #N/A | #N/A | #N/A | #N/A | #N/A | D0901.1606 | TF-IN | IU/5 | Class A | FINISHED GOODS | ADLER™ | MINI HOHMANN RETRACTOR, 6MM, 16CM |  | 17 | No | Yes |  | No | N. A. | No | N. A. | No | Yes | No | No | M. L.: MFG/MD/2022/63252 |  | 1 | ADLER PRODUCTS\ADLER GERMAN INSTRUMENTS\OTHER GERMAN INSTRUMENTS | 0 | VL number changed to ML number | Y | Retractor |  | No | No | Yes | No | Yes | N. A.
D0901 | D0901.17 | SPINAL FUSION RETRACTOR (WITH TWO POINTS) WIDTH 32MM X 370MM, S`RUT |  | D0901.17 | #N/A | #N/A | N. A. | N. A. | N. A. | QPF/D0901 | #N/A | #N/A | #N/A | #N/A | #N/A | PS/PUR004 | #N/A | #N/A | #N/A | #N/A | #N/A | D0901.17 | TF-IN | IU/5 | Class A | FINISHED GOODS | SUSHRUT™ | SPINAL FUSION RETRACTOR | WITH TWO POINTS WIDTH 32MM X 370MM | 17 | No | Yes |  | No | N. A. | No | N. A. | No | Yes | No | No | M. L.: MFG/MD/2022/63252 |  | 1 | SUSHRUT PRODUCTS\INTERNATIONAL INSTRUMENTS\OTHER INTERNATIONAL INSTRUMENTS | 0.22 | VL number changed to ML number | Y | Retractor |  | No | No | Yes | No | Yes | N. A.
D0902.01 | D0902.01 | PERIOSTEAL ELEVATOR WITH FIBRE HANDLE STRAIGHT EDGE WIDTH 13MM, S`RUT |  | D0902.01 | 00 | 2020-01-15 | N. A. | N. A. | N. A. | QPF/D0902.01 | 00 | 2017-04-07 | N. A. | N. A. | N. A. | PS/D0902.01 | 01 | 2018-03-21 | 2021-03-21 | 2019-12-20 | 44914 | D0902.01 | TF-IN | IU/5 | Class A | FINISHED GOODS | SUSHRUT™ | PERIOSTEAL ELEVATOR WITH FIBRE HANDLE | STRAIGHT EDGE WIDTH 13MM | 17 | No | Yes |  | No | N. A. | No | N. A. | No | Yes | No | No | M. L.: MFG/MD/2022/63252 |  | 1 | SUSHRUT PRODUCTS\INTERNATIONAL INSTRUMENTS\OTHER INTERNATIONAL INSTRUMENTS | 0 | VL number changed to ML number | N | Surgical Elevator |  | No | No | Yes | No | Yes | N. A.
D0902.01 | D0902.01.01 | PERIOSTEAL ELEVATOR WITH FIBRE HANDLE STRAIGHT EDGE WIDTH 13MM, S`RUT,MAIN BODY |  | D0902.01 | 00 | 2017-09-28 | N. A. | N. A. | N. A. | N.A. | N. A. | N. A. | N. A. | N. A. | N. A. | PS/D0902.01.01 | 00 | 2019-09-25 | 2022-09-25 | N. A. | N. A. | D0902.01 | N. A. | N. A. | N. A. | SEMIFINISHED GOODS | N. A. | N. A. | N. A. | N. A. | N. A. | N. A. |  | N. A. | N. A. | N. A. | N. A. | N. A. | N. A. | N. A. | N. A. | N. A. | N. A. | 0 | SUB COMPONENTS | 0 | ADDED NEW CODE NO AS PER EMAIL FROM PRATIK DTD 30DEC2018 ON 08JAN2019 | N | SUB COMPONENTS |  | No | No | N. A. | N. A. | N. A. | N. A.
D0902.02 | D0902.02 | PERIOSTEAL ELEVATOR WITH FIBRE HANDLE STRAIGHT ROUND EDGE, WIDTH 14MM, S`RUT |  | D0902.02 | 00 | 2020-01-15 | N. A. | N. A. | N. A. | QPF/D0902.02 | 00 | 2017-04-07 | N. A. | N. A. | N. A. | PS/D0902.02 | 01 | 2018-03-21 | 2021-03-21 | 2019-12-20 | 44914 | D0902.02 | TF-IN | IU/5 | Class A | FINISHED GOODS | SUSHRUT™ | PERIOSTEAL ELEVATOR WITH FIBRE HANDLE | STRAIGHT ROUND EDGEWIDTH 14MM | 17 | No | Yes |  | No | N. A. | No | N. A. | No | Yes | No | No | M. L.: MFG/MD/2022/63252 |  | 1 | SUSHRUT PRODUCTS\INTERNATIONAL INSTRUMENTS\OTHER INTERNATIONAL INSTRUMENTS | 0 | VL number changed to ML number | N | Surgical Elevator |  | No | No | Yes | No | Yes | N. A.
D0902.02 | D0902.02.01 | PERIOSTEAL ELEVATOR WITH FIBRE HANDLE STRAIGHT ROUND EDGE, WIDTH 14MM, S`RUT,MAIN BODY |  | D0902.02 | 00 | 2017-09-28 | N. A. | N. A. | N. A. | N. A. | N. A. | N. A. | N. A. | N. A. | N. A. | PS/D0902.02.01 | 00 | 2019-09-25 | 2022-09-25 | N. A. | N. A. | D0902.02 | N. A. | N. A. | N. A. | SEMIFINISHED GOODS | N. A. | N. A. | N. A. | N. A. | N. A. | N. A. |  | N. A. | N. A. | N. A. | N. A. | N. A. | N. A. | N. A. | N. A. | N. A. | N. A. | N. A. | SUB COMPONENTS | 0 | Added new codes as per requirement from Production on 24AUG2018 (Pratik) | N | INSTRUMENTS |  | No | No | N. A. | N. A. | N. A. | N. A.
D0902.02 | D0902.02.02 | PERIOSTEAL ELEVATOR WITH FIBRE HANDLE STRAIGHT ROUND EDGE, WIDTH 14MM, S`RUT,HANDLE |  | D0902.02 | 00 | 2017-09-28 | N. A. | N. A. | N. A. | N. A. | N. A. | N. A. | N. A. | N. A. | N. A. | PS/D0902.02.02 | 00 | 2019-04-25 | N. A. | N. A. | N. A. | D0902.02 | N. A. | N. A. | N. A. | SEMIFINISHED GOODS | N. A. | N. A. | N. A. | N. A. | N. A. | N. A. |  | N. A. | N. A. | N. A. | N. A. | N. A. | N. A. | N. A. | N. A. | N. A. | N. A. | N. A. | SUB COMPONENTS | 0 | Added new codes as per requirement from Production on 24AUG2018 (Pratik) | N | INSTRUMENTS |  | No | No | N. A. | N. A. | N. A. | N. A.
D0902.02 | D0902.02.03 | PERIOSTEAL ELEVATOR WITH FIBRE HANDLE STRAIGHT ROUND EDGE, WIDTH 14MM, S`RUT,DOWEL PIN Ø3MM |  | D0902.02 | 00 | 2017-09-28 | N. A. | N. A. | N. A. | N. A. | N. A. | N. A. | N. A. | N. A. | N. A. | PS/D0902.02.03 | 00 | 2019-04-25 | N. A. | N. A. | N. A. | D0902.02 | N. A. | N. A. | N. A. | SEMIFINISHED GOODS | N. A. | N. A. | N. A. | N. A. | N. A. | N. A. |  | N. A. | N. A. | N. A. | N. A. | N. A. | N. A. | N. A. | N. A. | N. A. | N. A. | N. A. | SUB COMPONENTS | 0 | Added new codes as per requirement from Production on 24AUG2018 (Pratik) | N | INSTRUMENTS |  | No | No | N. A. | N. A. | N. A. | N. A.
D0902.03 | D0902.03 | PERIOSTEAL ELEVATOR WITH FIBRE HANDLE CURVED ROUND EDGE, WIDTH 6MM, S`RUT |  | D0902.03 | 00 | 2020-01-15 | N. A. | N. A. | N. A. | QPF/D0902.03 | 00 | 2017-04-07 | N. A. | N. A. | N. A. | PS/D0902.03 | 01 | 2018-03-21 | 2021-03-21 | 2019-12-20 | 44914 | D0902.03 | TF-IN | IU/5 | Class A | FINISHED GOODS | SUSHRUT™ | PERIOSTEAL ELEVATOR WITH FIBRE HANDLE | CURVED ROUND EDGEWIDTH 6MM | 17 | No | Yes |  | No | N. A. | No | N. A. | No | Yes | No | No | M. L.: MFG/MD/2022/63252 |  | 1 | SUSHRUT PRODUCTS\INTERNATIONAL INSTRUMENTS\OTHER INTERNATIONAL INSTRUMENTS | 0.09 | VL number changed to ML number | N | Surgical Elevator |  | No | No | Yes | No | Yes | N. A.
D0902.03 | D0902.03.01 | PERIOSTEAL ELEVATOR WITH FIBRE HANDLE CURVED ROUND EDGE, WIDTH 6MM, S`RUT,MAIN BODY |  | D0902.03 | 00 | 2017-09-28 | N. A. | N. A. | N. A. | N.A. | N. A. | N. A. | N. A. | N. A. | N. A. | PS/D0902.03.01 | 00 | 2019-08-22 | N. A. | N. A. | N. A. | D0902.03 | N. A. | N. A. | N. A. | SEMIFINISHED GOODS | N. A. | N. A. | N. A. | N. A. | N. A. | N. A. |  | N. A. | N. A. | N. A. | N. A. | N. A. | N. A. | N. A. | N. A. | N. A. | N. A. | 0 | SUB COMPONENTS | 0 | ADDED NEW CODE NO AS PER EMAIL FROM PRATIK DTD 30DEC2018 ON 08JAN2019 | N | SUB COMPONENTS |  | No | No | N. A. | N. A. | N. A. | N. A.
D0902.04 | D0902.04 | PERIOSTEAL ELEVATOR WITH FIBRE HANDLE CURVED ST. EDGE, WIDTH 6MM, S`RUT |  | D0902.04 | 00 | 2020-01-15 | N. A. | N. A. | N. A. | QPF/D0902.04 | 00 | 2017-04-07 | N. A. | N. A. | N. A. | PS/D0902.04 | 01 | 2018-03-21 | 2021-03-21 | 2019-12-20 | 44914 | D0902.04 | TF-IN | IU/5 | Class A | FINISHED GOODS | SUSHRUT™ | PERIOSTEAL ELEVATOR WITH FIBRE HANDLE | CURVED ST. EDGEWIDTH 6MM | 17 | No | Yes |  | No | N. A. | No | N. A. | No | Yes | No | No | M. L.: MFG/MD/2022/63252 |  | 1 | SUSHRUT PRODUCTS\INTERNATIONAL INSTRUMENTS\OTHER INTERNATIONAL INSTRUMENTS | 0 | VL number changed to ML number | N | Surgical Elevator |  | No | No | Yes | No | Yes | N. A.
D0902.04 | D0902.04.01 | PERIOSTEAL ELEVATOR WITH FIBRE HANDLE CURVED ST. EDGE, WIDTH 6MM, S`RUT,MAIN BODY |  | D0902.04 | 00 | 2017-09-28 | N. A. | N. A. | N. A. | N.A. | N. A. | N. A. | N. A. | N. A. | N. A. | PS/D0902.04.01 | 00 | 2019-09-25 | 2022-09-25 | N. A. | N. A. | D0902.04 | N. A. | N. A. | N. A. | SEMIFINISHED GOODS | N. A. | N. A. | N. A. | N. A. | N. A. | N. A. |  | N. A. | N. A. | N. A. | N. A. | N. A. | N. A. | N. A. | N. A. | N. A. | N. A. | 0 | SUB COMPONENTS | 0 | ADDED NEW CODE NO AS PER EMAIL FROM PRATIK DTD 30DEC2018 ON 08JAN2019 | N | SUB COMPONENTS |  | No | No | N. A. | N. A. | N. A. | N. A.
D0902.05 | D0902.05 | PERIOSTEAL ELEVATOR WITH FIBRE HANDLE CURVED ST. EDGE, WIDTH 3MM, S`RUT |  | D0902.05 | 00 | 2020-01-15 | N. A. | N. A. | N. A. | QPF/D0902.05 | 00 | 2017-04-07 | N. A. | N. A. | N. A. | PS/D0902.05 | 01 | 2018-03-21 | 2021-03-21 | 2019-12-20 | 44914 | D0902.05 | TF-IN | IU/5 | Class A | FINISHED GOODS | SUSHRUT™ | PERIOSTEAL ELEVATOR WITH FIBRE HANDLE | CURVED ST. EDGEWIDTH 3MM | 17 | No | Yes |  | No | N. A. | No | N. A. | No | Yes | No | No | M. L.: MFG/MD/2022/63252 |  | 1 | SUSHRUT PRODUCTS\INTERNATIONAL INSTRUMENTS\OTHER INTERNATIONAL INSTRUMENTS | 0 | VL number changed to ML number | N | Surgical Elevator |  | No | No | Yes | No | Yes | N. A.
D0902.05 | D0902.05.01 | PERIOSTEAL ELEVATOR WITH FIBRE HANDLE CURVED ST. EDGE, WIDTH 3MM, S`RUT,MAIN BODY |  | D0902.05 | 00 | 2017-09-28 | N. A. | N. A. | N. A. | N.A. | N. A. | N. A. | N. A. | N. A. | N. A. | PS/D0902.05.01 | 00 | 2019-08-03 | N. A. | N. A. | N. A. | D0902.05 | N. A. | N. A. | N. A. | SEMIFINISHED GOODS | N. A. | N. A. | N. A. | N. A. | N. A. | N. A. |  | N. A. | N. A. | N. A. | N. A. | N. A. | N. A. | N. A. | N. A. | N. A. | N. A. | 0 | SUB COMPONENTS | 0 | ADDED NEW CODE NO AS PER EMAIL FROM PRATIK DTD 30DEC2018 ON 08JAN2019 | N | SUB COMPONENTS |  | No | No | N. A. | N. A. | N. A. | N. A.
D0902.06 | D0902.06 | PERIOSTEAL ELEVATOR WITH FIBRE HANDLE STRAIGHT ROUND EDGE, WIDTH 20MM, S`RUT |  | D0902.06 | 00 | 2020-01-15 | N. A. | N. A. | N. A. | QPF/D0902.06 | 00 | 2017-04-07 | N. A. | N. A. | N. A. | PS/D0902.06 | 01 | 2018-03-21 | 2021-03-21 | 2019-12-20 | 44914 | D0902.06 | TF-IN | IU/5 | Class A | FINISHED GOODS | SUSHRUT™ | PERIOSTEAL ELEVATOR WITH FIBRE HANDLE | STRAIGHT ROUND EDGEWIDTH 20MM | 17 | No | Yes |  | No | N. A. | No | N. A. | No | Yes | No | No | M. L.: MFG/MD/2022/63252 |  | 1 | SUSHRUT PRODUCTS\INTERNATIONAL INSTRUMENTS\OTHER INTERNATIONAL INSTRUMENTS | 0.109 | VL number changed to ML number | N | Surgical Elevator |  | No | No | Yes | No | Yes | N. A.
D0902.06 | D0902.06.01 | PERIOSTEAL ELEVATOR WITH FIBRE HANDLE STRAIGHT ROUND EDGE, WIDTH 20MM, S`RUT,MAIN BODY |  | D0902.06 | 00 | 2017-09-28 | N. A. | N. A. | N. A. | N.A. | N. A. | N. A. | N. A. | N. A. | N. A. | PS/D0902.06.01 | 00 | 2019-08-03 | N. A. | N. A. | N. A. | D0902.06 | N. A. | N. A. | N. A. | SEMIFINISHED GOODS | N. A. | N. A. | N. A. | N. A. | N. A. | N. A. |  | N. A. | N. A. | N. A. | N. A. | N. A. | N. A. | N. A. | N. A. | N. A. | N. A. | 0 | SUB COMPONENTS | 0 | ADDED NEW CODE NO AS PER EMAIL FROM PRATIK DTD 30DEC2018 ON 08JAN2019 | N | SUB COMPONENTS |  | No | No | N. A. | N. A. | N. A. | N. A.
D0902.07 | D0902.07 | PERIOSTEAL ELEVATOR WITH FIBRE HANDLE CURVED ST.EDGE, WIDTH 13MM, S`RUT |  | D0902.07 | 00 | 2020-01-15 | N. A. | N. A. | N. A. | QPF/D0902.07 | 00 | 2017-04-07 | N. A. | N. A. | N. A. | PS/D0902.07 | 01 | 2018-03-21 | 2021-03-21 | 2019-12-20 | 44914 | D0902.07 | TF-IN | IU/5 | Class A | FINISHED GOODS | SUSHRUT™ | PERIOSTEAL ELEVATOR WITH FIBRE HANDLE | CURVED ST.EDGEWIDTH 13MM | 17 | No | Yes |  | No | N. A. | No | N. A. | No | Yes | No | No | M. L.: MFG/MD/2022/63252 |  | 1 | SUSHRUT PRODUCTS\INTERNATIONAL INSTRUMENTS\OTHER INTERNATIONAL INSTRUMENTS | 0 | VL number changed to ML number | N | Surgical Elevator |  | No | No | Yes | No | Yes | N. A.
D0902.07 | D0902.07.01 | PERIOSTEAL ELEVATOR WITH FIBRE HANDLE CURVED ST.EDGE, WIDTH 13MM, S`RUT,MAIN BODY |  | D0902.07 | 00 | 2017-09-28 | N. A. | N. A. | N. A. | N.A. | N. A. | N. A. | N. A. | N. A. | N. A. | PS/D0902.07.01 | 00 | 2019-09-25 | 2022-09-25 | N. A. | N. A. | D0902.07 | N. A. | N. A. | N. A. | SEMIFINISHED GOODS | N. A. | N. A. | N. A. | N. A. | N. A. | N. A. |  | N. A. | N. A. | N. A. | N. A. | N. A. | N. A. | N. A. | N. A. | N. A. | N. A. | 0 | SUB COMPONENTS | 0 | ADDED NEW CODE NO AS PER EMAIL FROM PRATIK DTD 30DEC2018 ON 08JAN2019 | N | SUB COMPONENTS |  | No | No | N. A. | N. A. | N. A. | N. A.
D0902.08 | D0902.08 | PERIOSTEAL ELEVATOR WITH FIBRE HANDLE CURVED ROUND EDGE, WIDTH 14MM, S`RUT |  | D0902.08 | 00 | 2020-01-15 | N. A. | N. A. | N. A. | QPF/D0902.08 | 00 | 2017-04-07 | N. A. | N. A. | N. A. | PS/D0902.08 | 01 | 2018-03-21 | 2021-03-21 | 2019-12-20 | 44914 | D0902.08 | TF-IN | IU/5 | Class A | FINISHED GOODS | SUSHRUT™ | PERIOSTEAL ELEVATOR | CURVED ROUND EDGE, WIDTH 14MM | 17 | No | Yes |  | No | N. A. | No | N. A. | No | Yes | No | No | M. L.: MFG/MD/2022/63252 |  | 1 | SUSHRUT PRODUCTS\INTERNATIONAL INSTRUMENTS\OTHER INTERNATIONAL INSTRUMENTS | 0 | VL number changed to ML number | N | Surgical Elevator |  | No | No | Yes | No | Yes | N. A.
D0902.08 | D0902.08.01 | PERIOSTEAL ELEVATOR WITH FIBRE HANDLE CURVED ROUND EDGE, WIDTH 14MM, S`RUT,MAIN BODY |  | D0902.08 | 02 | 2017-09-28 | N. A. | N. A. | N. A. | N. A. | N. A. | N. A. | N. A. | N. A. | N. A. | PS/D0902.08.01 | 00 | 2019-08-22 | N. A. | N. A. | N. A. | D0902.08 | N. A. | N. A. | N. A. | SEMIFINISHED GOODS | N. A. | N. A. | N. A. | N. A. | N. A. | N. A. |  | N. A. | N. A. | N. A. | N. A. | N. A. | N. A. | N. A. | N. A. | N. A. | N. A. | N. A. | SUB COMPONENTS | 0 | Added new codes as per requirement from Production on 24AUG2018 (Pratik) | N | INSTRUMENTS |  | No | No | N. A. | N. A. | N. A. | N. A.
D0902.08 | D0902.08.02 | PERIOSTEAL ELEVATOR WITH FIBRE HANDLE CURVED ROUND EDGE, WIDTH 14MM, S`RUT,HANDLE |  | D0902.08 | 02 | 2017-09-28 | N. A. | N. A. | N. A. | N. A. | N. A. | N. A. | N. A. | N. A. | N. A. | PS/D0902.08.02 | N. A. | N. A. | N. A. | N. A. | N. A. | D0902.08 | N. A. | N. A. | N. A. | SEMIFINISHED GOODS | N. A. | N. A. | N. A. | N. A. | N. A. | N. A. |  | N. A. | N. A. | N. A. | N. A. | N. A. | N. A. | N. A. | N. A. | N. A. | N. A. | N. A. | SUB COMPONENTS | 0 | Added new codes as per requirement from Production on 24AUG2018 (Pratik) | N | INSTRUMENTS |  | No | No | N. A. | N. A. | N. A. | N. A.
D0902.08 | D0902.08.03 | PERIOSTEAL ELEVATOR WITH FIBRE HANDLE CURVED ROUND EDGE, WIDTH 14MM, S`RUT,DOWEL PIN Ø3MM |  | D0902.08 | 02 | 2017-09-28 | N. A. | N. A. | N. A. | N. A. | N. A. | N. A. | N. A. | N. A. | N. A. | PS/D0902.08.03 | N. A. | N. A. | N. A. | N. A. | N. A. | D0902.08 | N. A. | N. A. | N. A. | SEMIFINISHED GOODS | N. A. | N. A. | N. A. | N. A. | N. A. | N. A. |  | N. A. | N. A. | N. A. | N. A. | N. A. | N. A. | N. A. | N. A. | N. A. | N. A. | N. A. | SUB COMPONENTS | 0 | Added new codes as per requirement from Production on 24AUG2018 (Pratik) | N | INSTRUMENTS |  | No | No | N. A. | N. A. | N. A. | N. A.
D0902.09 | D0902.09 | PERIOSTEAL ELEVATOR, CURVED SHAFT, 14MM WIDE, LENGTH 200MM, ADLER |  | D0902.09 | 00 | 2020-01-15 | N. A. | N. A. | N. A. | QPF/D0902.09 | 00 | 2017-04-07 | N. A. | N. A. | N. A. | PS/PUR001 | 00 | 2019-05-29 | N. A. | N. A. | N. A. | D0902.09 | TF-IN | IU/5 | Class A | FINISHED GOODS | ADLER™ | PERIOSTEAL ELEVATOR | CURVED SHAFT, 14MM WIDE, LENGTH 200MM | 17 | No | Yes |  | No | N. A. | No | N. A. | No | Yes | No | No | M. L.: MFG/MD/2022/63252 |  | 1 | ADLER PRODUCTS\ADLER GERMAN INSTRUMENTS\GENERAL INSTRUMENTS | 0 | VL number changed to ML number | N | Surgical Elevator |  | No | No | Yes | No | Yes | N. A.
D0902.09 | D0902.09.01 | PERIOSTEAL ELEVATOR, CURVED SHAFT, 14MM WIDE, LENGTH 200MM, ADLER,MAIN BODY |  | D0902.09 | N. A. | N. A. | N. A. | N. A. | N. A. | N.A. | N. A. | N. A. | N. A. | N. A. | N. A. | PS/D0902.09.01 | 00 | 2020-07-25 | 2023-07-25 | N. A. | N. A. | D0902.09 | N. A. | N. A. | N. A. | SEMIFINISHED GOODS | N. A. | N. A. | N. A. | N. A. | N. A. | N. A. |  | N. A. | N. A. | N. A. | N. A. | N. A. | N. A. | N. A. | N. A. | N. A. | N. A. | 0 | SUB COMPONENTS | 0 | ADDED NEW CODE NO AS PER EMAIL FROM PRATIK DTD 30DEC2018 ON 08JAN2019 | N | SUB COMPONENTS |  | No | No | N. A. | N. A. | N. A. | N. A.
D0902.10 | D0902.10 | PERIOSTEAL ELEVATOR, ROUND EDGE, 6MM WIDE, LENGTH 200MM, ADLER |  | D0902.10 | 00 | 2020-01-15 | N. A. | N. A. | N. A. | QPF/D0902.10 | 00 | 2017-04-07 | N. A. | N. A. | N. A. | PS/PUR001 | 00 | 2019-05-29 | N. A. | N. A. | N. A. | D0902.10 | TF-IN | IU/5 | Class A | FINISHED GOODS | ADLER™ | PERIOSTEAL ELEVATOR | ROUND EDGE, 6MM WIDE, LENGTH 200MM | 17 | No | Yes |  | No | N. A. | No | N. A. | No | Yes | No | No | M. L.: MFG/MD/2022/63252 |  | 1 | ADLER PRODUCTS\ADLER GERMAN INSTRUMENTS\SMALL FRAGMENT SET | 0 | VL number changed to ML number | N | Surgical Elevator |  | No | No | Yes | No | Yes | N. A.
D0902.10 | D0902.10.01 | PERIOSTEAL ELEVATOR, ROUND EDGE, 6MM WIDE, LENGTH 200MM, ADLER,MAIN BODY |  | D0902.10.01 | N. A. | N. A. | N. A. | N. A. | N. A. | N.A. | N. A. | N. A. | N. A. | N. A. | N. A. | PS/D0902.10.01 | 00 | 2020-07-20 | 2023-07-20 | N. A. | N. A. | D0902.10 | N. A. | N. A. | N. A. | SEMIFINISHED GOODS | N. A. | N. A. | N. A. | N. A. | N. A. | N. A. |  | N. A. | N. A. | N. A. | N. A. | N. A. | N. A. | N. A. | N. A. | N. A. | N. A. | 0 | SUB COMPONENTS | 0 | ADDED NEW CODE NO AS PER EMAIL FROM PRATIK DTD 17APR2019 ON 20APR2019 | N | SUB COMPONENTS |  | No | No | N. A. | N. A. | N. A. | N. A.
D0902.11 | D0902.11 | PERIOSTEAL ELEVATOR, STRAIGHT SHAFT, 14MM WIDE, LENGTH 200MM, ADLER |  | D0902.11 | 00 | 2020-01-15 | N. A. | N. A. | N. A. | QPF/D0902.11 | 00 | 2017-04-07 | N. A. | N. A. | N. A. | PS/D0902.11 | 01 | 2018-03-21 | 2021-03-21 | 2019-12-20 | 44914 | D0902.11 | TF-IN | IU/5 | Class A | FINISHED GOODS | ADLER™ | PERIOSTEAL ELEVATOR | STRAIGHT SHAFT, 14MM WIDE, LENGTH 200MM | 17 | No | Yes |  | No | N. A. | No | N. A. | No | Yes | No | No | M. L.: MFG/MD/2022/63252 |  | 1 | ADLER PRODUCTS\ADLER GERMAN INSTRUMENTS\GENERAL INSTRUMENTS | 0 | VL number changed to ML number | N | Surgical Elevator |  | No | No | Yes | No | Yes | N. A.
D0902.11 | D0902.11.01 | PERIOSTEAL ELEVATOR, STRAIGHT SHAFT, 14MM WIDE, LENGTH 200MM, ADLER,MAIN BODY |  | D0902.11.01 | N. A. | N. A. | N. A. | N. A. | N. A. | N.A. | N. A. | N. A. | N. A. | N. A. | N. A. | PS/D0902.11.01 | 00 | 2019-04-25 | N. A. | N. A. | N. A. | D0902.11 | N. A. | N. A. | N. A. | SEMIFINISHED GOODS | N. A. | N. A. | N. A. | N. A. | N. A. | N. A. |  | N. A. | N. A. | N. A. | N. A. | N. A. | N. A. | N. A. | N. A. | N. A. | N. A. | 0 | SUB COMPONENTS | 0 | ADDED NEW CODE NO AS PER EMAIL FROM PRATIK DTD 17APR2019 ON 20APR2019 | N | SUB COMPONENTS |  | No | No | N. A. | N. A. | N. A. | N. A.
D0902.12 | D0902.12 | PERIOSTEAL ELEVATOR, STRAIGHT SHAFT, 3MM WIDE, LENGTH 200MM, ADLER |  | D0902.12 | 00 | 2020-01-15 | N. A. | N. A. | N. A. | QPF/D0902.12 | 00 | 2017-04-07 | N. A. | N. A. | N. A. | PS/D0902.12 | 00 | 2020-07-25 | 2023-07-25 | N. A. | N. A. | D0902.12 | TF-IN | IU/5 | Class A | FINISHED GOODS | ADLER™ | PERIOSTEAL ELEVATOR | STRAIGHT SHAFT, 3MM WIDE, LENGTH 200MM | 17 | No | Yes |  | No | N. A. | No | N. A. | No | Yes | No | No | M. L.: MFG/MD/2022/63252 |  | 1 | ADLER PRODUCTS\ADLER GERMAN INSTRUMENTS\MINI FRAGMENT SET | 0 | VL number changed to ML number | N | Surgical Elevator |  | No | No | Yes | No | Yes | N. A.
D0902.12 | D0902.12.01 | PERIOSTEAL ELEVATOR, STRAIGHT SHAFT, 3MM WIDE, LENGTH 200MM, ADLER,MAIN BODY |  | D0902.12.01 | N. A. | N. A. | N. A. | N. A. | N. A. | N.A. | N. A. | N. A. | N. A. | N. A. | N. A. | PS/D0902.12.01 | 00 | 2020-07-25 | 2023-07-25 | N. A. | N. A. | D0902.12 | N. A. | N. A. | N. A. | SEMIFINISHED GOODS | N. A. | N. A. | N. A. | N. A. | N. A. | N. A. |  | N. A. | N. A. | N. A. | N. A. | N. A. | N. A. | N. A. | N. A. | N. A. | N. A. | 0 | SUB COMPONENTS | 0 | ADDED NEW CODE NO AS PER EMAIL FROM PRATIK DTD 17APR2019 ON 20APR2019 | N | SUB COMPONENTS |  | No | No | N. A. | N. A. | N. A. | N. A.
D1001.1212 | D1001.1212 | ADLER GUIDE WIRE DIA. 1.2MM X 120MM LONG |  | D1001.1212 | 00 | 2020-01-15 | N. A. | N. A. | N. A. | QPR/D1001.1212 QPF/D1001.1212 | 00 | 2017-04-07 | N. A. | N. A. | N. A. | PS/D1001.1212 | 00 | 2019-05-29 | N. A. | N. A. | N. A. | D1001.1212 | TF-IN | IU/5 | Class A | FINISHED GOODS | ADLER™ | GUIDE WIRE | DIA. 1.2MM X 120MM LONG | 17 | No | Yes |  | No | N. A. | No | N. A. | No | Yes | No | No | M. L.: MFG/MD/2022/63252 |  | 1 | ADLER PRODUCTS\LOCKED PLATE INSTRUMENTS | 0 | VL number changed to ML number | N | Thick /Thin Guide Pin |  | No | No | Yes | No | Yes | N. A.
D1001.1213 | D1001.1213 | ADLER THREADED GUIDE WIRE DIA. 1.2MM X 120MM LONG |  | D1001.1213 | 00 | 2020-01-15 | N. A. | N. A. | N. A. | QPR/D1001.1213 QPF/D1001.1213 | 00 | 2017-04-07 | N. A. | N. A. | N. A. | PS/D1001.1213 | 00 | 2019-05-29 | N. A. | N. A. | N. A. | D1001.1213 | TF-IN | IU/5 | Class A | FINISHED GOODS | ADLER™ | THREADED GUIDE WIRE | DIA. 1.2MM X 120MM LONG | 17 | No | Yes |  | No | N. A. | No | N. A. | No | Yes | No | No | M. L.: MFG/MD/2022/63252 |  | 1 | ADLER PRODUCTS\LOCKED PLATE INSTRUMENTS | 0 | VL number changed to ML number | Y | Thick /Thin Guide Pin |  | No | No | Yes | No | Yes | N. A.
D1001.1215 | D1001.1215 | GUIDE WIRE 1.25MM WITH THREADED TIP, 150MM LENGTH, ADLER |  | D1001.1215 | 00 | 2020-01-15 | N. A. | N. A. | N. A. | QPF/D1001.1215 | 00 | 2017-04-07 | N. A. | N. A. | N. A. | PS/D1001.1215 | 00 | 2019-05-29 | N. A. | N. A. | N. A. | D1001.1215 | TF-IN | IU/5 | Class A | FINISHED GOODS | ADLER™ | GUIDE WIRE WITH THREADED TIP | 1.25MM, LENGTH 150MM | 17 | No | Yes |  | No | N. A. | No | N. A. | No | Yes | No | No | M. L.: MFG/MD/2022/63252 |  | 1 | ADLER PRODUCTS\INSTRUMENTS \OTHER INSTRUMENTS, ADLER | 0 | VL number changed to ML number | N | Thick /Thin Guide Pin |  | No | No | Yes | No | Yes | N. A.
966 | D1001.2023 | GUIDE WIRE 2.0MM WITH THREADED TIP, 230MM LENGTH, ADLER |  | D1001.2023 | 00 | 2020-01-15 | N. A. | N. A. | N. A. | QPF/966 | 00 | 2017-04-07 | N. A. | N. A. | N. A. | PS/966 | 00 | 2019-05-29 | N. A. | N. A. | N. A. | 284 | TF-IN | IU/5 | Class A | FINISHED GOODS | ADLER™ | GUIDE WIRE 2.0MM WITH THREADED TIP, 230MM LENGTH |  | 17 | No | Yes |  | No | N. A. | No | N. A. | No | Yes | No | No | M. L.: MFG/MD/2022/63252 |  | 1 | ADLER PRODUCTS\INSTRUMENTS \OTHER INSTRUMENTS, ADLER | 0.03 | VL number changed to ML number | N | Thick /Thin Guide Pin |  | No | No | Yes | No | Yes | N. A.
962 | D1002.4521 | CANNULATED DRILL BIT, DIA 4.5MM/2.1MM, 230MM LENGTH, ADLER |  | D1002.4521 | 04 | 2015-07-14 | N. A. | N. A. | N. A. | QPR/962 | N. A. | N. A. | N. A. | N. A. | N. A. | N. A. | N. A. | N. A. | N. A. | N. A. | N. A. | 280 | TF-IN | IU/5 | Class B | FINISHED GOODS | ADLER™ | CANNULATED DRILL BIT, DIA 4.5MM/2.1MM, 230MM LENGTH |  | 17 | No | Yes |  | No | N. A. | No | N. A. | No | Yes | No | No | M. L.: MFG/MD/2023/000312 |  | 1 | ADLER PRODUCTS\INSTRUMENTS \DRILL BITS, ADLER | 0 | CHANGED BRAND NAME, FAMILY GROUP, SNN DESCRIPTION AS PER EMAIL FROM ASP DTD 19JUN2020 ON 21JUN2020 | N | Surgical Drill & its attachment |  | No | No | Yes | No | Yes | N. A.
D1003 | D1003.70 | CANNULATED TAP, DIA 7MM, 230MM LENGTH, ADLER |  | D1003.70 | 04 | 2015-07-14 | N. A. | N. A. | N. A. | QPF/D1003 | N. A. | N. A. | N. A. | N. A. | N. A. | N. A. | N. A. | N. A. | N. A. | N. A. | N. A. | D1003 | TF-IN | IU/5 | Class A | FINISHED GOODS | ADLER™ | CANNULATED TAP, DIA 7MM, 230MM LENGTH |  | 17 | No | Yes |  | No | N. A. | No | N. A. | No | Yes | No | No | M. L.: MFG/MD/2022/63252 |  | 1 | ADLER PRODUCTS\INSTRUMENTS \TAPS, ADLER | 0 | VL number changed to ML number | N | Bone Tap |  | No | No | Yes | No | Yes | N. A.
D1004 | D1004.01 | CANNULATED HEX SCREWDRIVER, LENGTH 230MM FOR 7MM CANNULATED SCREWS, ADLER |  | D1004.01 | 04 | 2015-07-14 | N. A. | N. A. | N. A. | QPF/D1004 | N. A. | N. A. | N. A. | N. A. | N. A. | N. A. | N. A. | N. A. | N. A. | N. A. | N. A. | D1004 | TF-IN | IU/5 | Class A | FINISHED GOODS | ADLER™ | CANNULATED HEX SCREWDRIVER, LENGTH 230MM FOR 7MM CANNULATED SCREWS |  | 17 | No | Yes |  | No | N. A. | No | N. A. | No | Yes | No | No | M. L.: MFG/MD/2022/63252 |  | 1 | ADLER PRODUCTS\INSTRUMENTS \SCREW DRIVERS, ADLER | 0.121 | VL number changed to ML number | N | Surgical Screw Driver |  | No | No | Yes | No | Yes | N. A.
961 | D1005.00 | DIRECT MEASURING DEVICE FOR 7MM CANNULATED SCREWS, ADLER |  | D1005.00 | 04 | 2015-07-14 | N. A. | N. A. | N. A. | QPF/961 | N. A. | N. A. | N. A. | N. A. | N. A. | PS/961 | 00 | 2000-12-05 | N. A. | N. A. | N. A. | 279 | TF-IN | IU/5 | Class A | FINISHED GOODS | ADLER™ | DIRECT MEASURING DEVICE FOR 7MM CANNULATED SCREWS |  | 17 | No | Yes |  | No | N. A. | No | N. A. | No | Yes | No | No | M. L.: MFG/MD/2022/63252 |  | 1 | ADLER PRODUCTS\INSTRUMENTS \OTHER INSTRUMENTS, ADLER | 0.067 | VL number changed to ML number | N | Instrument set for Bone Screws & Plates |  | No | No | Yes | No | Yes | N. A.
D1005.00 | D1005.00.01 | DIRECT MEASURING DEVICE FOR 7MM CANNULATED SCREWS, ADLER,MAIN BODY |  | D1005.00 | 04 | 2015-07-14 | N. A. | N. A. | N. A. | N.A. | N. A. | N. A. | N. A. | N. A. | N. A. | PS/D1005.00.01 | N. A. | N. A. | N. A. | N. A. | N. A. | D1005.00 | N. A. | N. A. | N. A. | SEMIFINISHED GOODS | N. A. | N. A. | N. A. | N. A. | N. A. | N. A. |  | N. A. | N. A. | N. A. | N. A. | N. A. | N. A. | N. A. | N. A. | N. A. | N. A. | 0 | SUB COMPONENTS | 0 | ADDED NEW CODE NO AS PER EMAIL FROM PRATIK DTD 30DEC2018 ON 08JAN2019 | N | SUB COMPONENTS |  | No | No | N. A. | N. A. | N. A. | N. A.
D1005.00 | D1005.00.02 | DIRECT MEASURING DEVICE FOR 7MM CANNULATED SCREWS, ADLER,PIN |  | D1005.00 | 04 | 2015-07-14 | N. A. | N. A. | N. A. | N.A. | N. A. | N. A. | N. A. | N. A. | N. A. | PS/D1005.00.02 | N. A. | N. A. | N. A. | N. A. | N. A. | D1005.00 | N. A. | N. A. | N. A. | SEMIFINISHED GOODS | N. A. | N. A. | N. A. | N. A. | N. A. | N. A. |  | N. A. | N. A. | N. A. | N. A. | N. A. | N. A. | N. A. | N. A. | N. A. | N. A. | 0 | SUB COMPONENTS | 0 | ADDED NEW CODE NO AS PER EMAIL FROM PRATIK DTD 30DEC2018 ON 08JAN2019 | N | SUB COMPONENTS |  | No | No | N. A. | N. A. | N. A. | N. A.
965 | D1006.00 | PARALLEL WIRE GUIDE, ADLER |  | D1006.00 | 04 | 2015-07-14 | N. A. | N. A. | N. A. | QPF/965 | N. A. | N. A. | N. A. | N. A. | N. A. | PS/965 | 00 | 2000-12-05 | N. A. | N. A. | N. A. | 283 | TF-IN | IU/5 | Class A | FINISHED GOODS | ADLER™ | PARALLEL WIRE GUIDE |  | 17 | No | Yes |  | No | N. A. | No | N. A. | No | Yes | No | No | M. L.: MFG/MD/2022/63252 |  | 1 | ADLER PRODUCTS\INSTRUMENTS \OTHER INSTRUMENTS, ADLER | 0 | VL number changed to ML number | N | Instrument set for Bone Screws & Plates |  | No | No | Yes | No | Yes | N. A.
965/1 | D1006.00.01 | HANDLE WITH RODS FOR D1006.00 |  | D1006.00 | 04 | 2015-07-14 | N. A. | N. A. | N. A. | N. A. | N. A. | N. A. | N. A. | N. A. | N. A. | PS/965/1 | 00 | 2000-12-05 | N. A. | N. A. | N. A. | 283 | TF-IN | IU/5 | N. A. | SEMIFINISHED GOODS | N. A. | N. A. | N. A. | N. A. | N. A. | N. A. |  | N. A. | N. A. | N. A. | N. A. | N. A. | N. A. | N. A. | N. A. | N. A. | N. A. | 1 | SUB COMPONENTS | NA | ADDED NEW GROUP AND PRODUCTS UNDER SUB COMPONENTS | N | SUB COMPONENTS |  | No | No | N. A. | N. A. | N. A. | N. A.
965/2 | D1006.00.02 | HANDLE RODS FOR D1006.00 |  | D1006.00 | 04 | 2015-07-14 | N. A. | N. A. | N. A. | N. A. | N. A. | N. A. | N. A. | N. A. | N. A. | PS/965/2 | 00 | 2000-12-05 | N. A. | N. A. | N. A. | 283 | TF-IN | IU/5 | N. A. | SEMIFINISHED GOODS | N. A. | N. A. | N. A. | N. A. | N. A. | N. A. |  | N. A. | N. A. | N. A. | N. A. | N. A. | N. A. | N. A. | N. A. | N. A. | N. A. | 1 | SUB COMPONENTS | NA | ADDED NEW GROUP AND PRODUCTS UNDER SUB COMPONENTS | N | SUB COMPONENTS |  | No | No | N. A. | N. A. | N. A. | N. A.