967/1/1 | D1007.45.01.01 | SPRING FOR D1007.45.01 |  | D1007.45/1 | 04 | 2015-07-14 | N. A. | N. A. | N. A. | QPR/967/1/1 | N. A. | N. A. | N. A. | N. A. | N. A. | N. A. | N. A. | N. A. | N. A. | N. A. | N. A. | 285 | TF-IN | IU/5 | N. A. | SEMIFINISHED GOODS | N. A. | N. A. | N. A. | N. A. | N. A. | N. A. |  | N. A. | N. A. | N. A. | N. A. | N. A. | N. A. | N. A. | N. A. | N. A. | N. A. | 1 | SUB COMPONENTS | NA | ADDED NEW GROUP AND PRODUCTS UNDER SUB COMPONENTS | N | SUB COMPONENTS |  | No | No | N. A. | N. A. | N. A. | N. A.
967/1/2 | D1007.45.01.02 | BALL FOR D1007.45.01 |  | D1007.45/1 | 04 | 2015-07-14 | N. A. | N. A. | N. A. | QPR/967/1/2 | N. A. | N. A. | N. A. | N. A. | N. A. | N. A. | N. A. | N. A. | N. A. | N. A. | N. A. | 285 | TF-IN | IU/5 | N. A. | SEMIFINISHED GOODS | N. A. | N. A. | N. A. | N. A. | N. A. | N. A. |  | N. A. | N. A. | N. A. | N. A. | N. A. | N. A. | N. A. | N. A. | N. A. | N. A. | 1 | SUB COMPONENTS | NA | ADDED NEW GROUP AND PRODUCTS UNDER SUB COMPONENTS | N | SUB COMPONENTS |  | No | No | N. A. | N. A. | N. A. | N. A.
D1007.45.01 | D1007.45.01.03 | SPRING HOLDER FOR D1007.45.01 |  | D1007.45.01 | 00 | N. A. | N. A. | N. A. | N. A. | N.A. | N. A. | N. A. | N. A. | N. A. | N. A. | PS/D1007.45.01.03 | N. A. | N. A. | N. A. | N. A. | N. A. | D1007.45 | TF-IN | IU/5 | N. A. | SEMIFINISHED GOODS | N. A. | N. A. | N. A. | N. A. | N. A. | N. A. |  | N. A. | N. A. | N. A. | N. A. | N. A. | N. A. | N. A. | N. A. | N. A. | N. A. | 1 | SUB COMPONENTS | NA | ADDED NEW CODE NO AS PER EMAIL FROM PRATIK DTD 24AUG2019 ON 23NOV2019 | N | SUB COMPONENTS |  | No | No | N. A. | N. A. | N. A. | N. A.
967/2 | D1007.45.02 | HANDLE FOR D1007.45 |  | D1007.45 | 04 | 2015-07-14 | N. A. | N. A. | N. A. | N. A. | N. A. | N. A. | N. A. | N. A. | N. A. | PS/967/2 | 00 | 2000-12-05 | N. A. | N. A. | N. A. | 285 | TF-IN | IU/5 | N. A. | SEMIFINISHED GOODS | N. A. | N. A. | N. A. | N. A. | N. A. | N. A. |  | N. A. | N. A. | N. A. | N. A. | N. A. | N. A. | N. A. | N. A. | N. A. | N. A. | 1 | SUB COMPONENTS | NA | ADDED NEW GROUP AND PRODUCTS UNDER SUB COMPONENTS | N | SUB COMPONENTS |  | No | No | N. A. | N. A. | N. A. | N. A.
D1007.45 | D1007.45.03 | MAIN BODY FOR PARALLEL DRILL GUIDE 4.5MM |  | D1007.45 | 00 | N. A. | N. A. | N. A. | N. A. | N.A. | N. A. | N. A. | N. A. | N. A. | N. A. | PS/D1007.45.03 | N. A. | N. A. | N. A. | N. A. | N. A. | 285 | TF-IN | IU/5 | N. A. | SEMIFINISHED GOODS | N. A. | N. A. | N. A. | N. A. | N. A. | N. A. |  | N. A. | N. A. | N. A. | N. A. | N. A. | N. A. | N. A. | N. A. | N. A. | N. A. | 1 | SUB COMPONENTS | 0 | ADDED NEW CODE NO AS PER EMAIL FROM LAVESH DTD 05JUL2019 ON 05JUL2019 | N | SUB COMPONENTS |  | No | No | N. A. | N. A. | N. A. | N. A.
968 | D1008.01 | TROCAR 2.0MM, ADLER |  | D1008.01 | 04 | 2015-07-14 | N. A. | N. A. | N. A. | QPF/968 | N. A. | N. A. | N. A. | N. A. | N. A. | PS/968 | 00 | 2000-12-05 | N. A. | N. A. | N. A. | 286 | TF-IN | IU/5 | Class A | FINISHED GOODS | ADLER™ | TROCAR | 2.0MM | 17 | No | Yes |  | No | N. A. | No | N. A. | No | Yes | No | No | M. L.: MFG/MD/2022/63252 |  | 1 | ADLER PRODUCTS\INSTRUMENTS \OTHER INSTRUMENTS, ADLER | 0 | VL number changed to ML number | N | Surgical Punch/Bone Punch |  | No | No | Yes | No | Yes | N. A.
968/1 | D1008.01.01 | END BUSH FOR D1008.01 |  | D1008.01 | 04 | 2015-07-14 | N. A. | N. A. | N. A. | N. A. | N. A. | N. A. | N. A. | N. A. | N. A. | PS/968/1 | 00 | 2000-12-05 | N. A. | N. A. | N. A. | 286 | TF-IN | IU/5 | N. A. | SEMIFINISHED GOODS | N. A. | N. A. | N. A. | N. A. | N. A. | N. A. |  | N. A. | N. A. | N. A. | N. A. | N. A. | N. A. | N. A. | N. A. | N. A. | N. A. | 1 | SUB COMPONENTS | NA | ADDED NEW GROUP AND PRODUCTS UNDER SUB COMPONENTS | N | SUB COMPONENTS |  | No | No | N. A. | N. A. | N. A. | N. A.
968 | D1008.01.02 | MAIN BODY FOR D1008.01 |  | D1008.01 | N. A. | N. A. | N. A. | N. A. | N. A. | N.A. | N. A. | N. A. | N. A. | N. A. | N. A. | PS/D1008.01.02 | 00 | 2019-08-20 | N. A. | N. A. | N. A. | 286 | N. A. | N. A. | N. A. | SEMIFINISHED GOODS | N. A. | N. A. | N. A. | N. A. | N. A. | N. A. |  | N. A. | N. A. | N. A. | N. A. | N. A. | N. A. | N. A. | N. A. | N. A. | N. A. | 0 | SUB COMPONENTS | 0 | ADDED NEW CODE NO AS PER EMAIL FROM PRATIK DTD 30DEC2018 ON 08JAN2019 | N | SUB COMPONENTS |  | No | No | N. A. | N. A. | N. A. | N. A.
D0205.4532 | D0205.4532 | INSERT DRILL SLEEVE 4.5/3.2MM , S`RUT |  | D0205.4532 | 02 | 2015-05-26 | N. A. | N. A. | N. A. | QPF/D0205.4532 | 00 | 2017-01-07 | N. A. | N. A. | N. A. | PS/D0205.4532 | 00 | 2019-08-25 | N. A. | N. A. | N. A. | D0205.4532 | TF-IN | IU/5 | Class A | FINISHED GOODS | SUSHRUT™ | INSERT DRILL SLEEVE | 4.5/3.2MM | 17 | No | Yes |  | No | N. A. | No | N. A. | No | Yes | No | No | M. L.: MFG/MD/2022/63252 |  | 1 | SUSHRUT PRODUCTS\INTERNATIONAL INSTRUMENTS\PLATING INSTRUMENTS | 0 | VL number changed to ML number | N | Sleeves and its attachment |  | No | No | Yes | No | Yes | N. A.
969/1 | D1009.4520.01 | END BUSH FOR D1009.4520 |  | D1009.4520 | 04 | 2015-07-14 | N. A. | N. A. | N. A. | N. A. | N. A. | N. A. | N. A. | N. A. | N. A. | PS/969/1 | 00 | 2000-12-05 | N. A. | N. A. | N. A. | 287 | TF-IN | IU/5 | N. A. | SEMIFINISHED GOODS | N. A. | N. A. | N. A. | N. A. | N. A. | N. A. |  | N. A. | N. A. | N. A. | N. A. | N. A. | N. A. | N. A. | N. A. | N. A. | N. A. | 1 | SUB COMPONENTS | NA | ADDED NEW GROUP AND PRODUCTS UNDER SUB COMPONENTS | N | SUB COMPONENTS |  | No | No | N. A. | N. A. | N. A. | N. A.
969 | D1009.4520.02 | MAIN BODY FOR D1009.4520 |  | D1009.4520.02 | 00 | 2021-02-02 | N. A. | N. A. | N. A. | N.A. | N. A. | N. A. | N. A. | N. A. | N. A. | PS/D1009.4520.02 | 00 | 2019-08-23 | N. A. | N. A. | N. A. | 287 | N. A. | N. A. | N. A. | SEMIFINISHED GOODS | N. A. | N. A. | N. A. | N. A. | N. A. | N. A. |  | N. A. | N. A. | N. A. | N. A. | N. A. | N. A. | N. A. | N. A. | N. A. | N. A. | 0 | SUB COMPONENTS | 0 | ADDED NEW CODE NO AS PER ECR E0091119 | N | SUB COMPONENTS |  | No | No | N. A. | N. A. | N. A. | N. A.
I0518.0002 | I0518.0002 | EAZEE INNER SLEEVE SHORT, DIA. 5.5MM X 3.5MM |  | I0518.0002 | #N/A | #N/A | N. A. | N. A. | N. A. | QPF/I0518.0002 | #N/A | #N/A | #N/A | #N/A | #N/A | PS/I0518.0002 | #N/A | #N/A | #N/A | #N/A | #N/A | I0518.0002 | TF-IN | IU/5 | Class A | FINISHED GOODS | EAZEE™ | INNER SLEEVE | SHORT, DIA. 5.5MM X 3.5MM | 17 | No | Yes |  | No | N. A. | No | N. A. | No | Yes | No | No | M. L.: MFG/MD/2022/63252 |  | 1 | ADLER PRODUCTS\EAZEE INSTRUMENTS\EAZEE SUPRA INSTRUMENTS | 0 | VL number changed to ML number | Y | Sleeves and its attachment |  | No | No | Yes | No | Yes | N. A.
I0519.0002 | I0519.0002 | EAZEE INNER SLEEVE LONG, DIA. 5.5MM X 3.5MM |  | I0519.0002 | #N/A | #N/A | N. A. | N. A. | N. A. | QPF/I0519.0002 | #N/A | #N/A | #N/A | #N/A | #N/A | PS/I0519.0002 | #N/A | #N/A | #N/A | #N/A | #N/A | I0519.0002 | TF-IN | IU/5 | Class A | FINISHED GOODS | EAZEE™ | INNER SLEEVE | LONG, DIA. 5.5MM X 3.5MM | 17 | No | Yes |  | No | N. A. | No | N. A. | No | Yes | No | No | M. L.: MFG/MD/2022/63252 |  | 1 | ADLER PRODUCTS\EAZEE INSTRUMENTS\EAZEE SUPRA INSTRUMENTS | 0 | VL number changed to ML number | Y | Sleeves and its attachment |  | No | No | Yes | No | Yes | N. A.
971/1 | D1010.1108.01 | HANDLE FOR D1010.1108 |  | D1010.1108 | 04 | 2015-07-14 | N. A. | N. A. | N. A. | N. A. | N. A. | N. A. | N. A. | N. A. | N. A. | PS/971/1 | 00 | 2000-12-05 | N. A. | N. A. | N. A. | 289 | TF-IN | IU/5 | N. A. | SEMIFINISHED GOODS | N. A. | N. A. | N. A. | N. A. | N. A. | N. A. |  | N. A. | N. A. | N. A. | N. A. | N. A. | N. A. | N. A. | N. A. | N. A. | N. A. | 1 | SUB COMPONENTS | NA | ADDED NEW GROUP AND PRODUCTS UNDER SUB COMPONENTS | N | SUB COMPONENTS |  | No | No | N. A. | N. A. | N. A. | N. A.
971 | D1010.1108.02 | PROTECTION SLEEVE FOR D1010.1108 |  | D1010.1108 | 00 | N. A. | N. A. | N. A. | N. A. | N.A. | N. A. | N. A. | N. A. | N. A. | N. A. | PS/D1010.1108.02 | N. A. | N. A. | N. A. | N. A. | N. A. | 289 | N. A. | N. A. | N. A. | SEMIFINISHED GOODS | N. A. | N. A. | N. A. | N. A. | N. A. | N. A. |  | N. A. | N. A. | N. A. | N. A. | N. A. | N. A. | N. A. | N. A. | N. A. | N. A. | 0 | SUB COMPONENTS | 0 | ADDED NEW CODE NO AS PER EMAIL FROM PRATIK DTD 30DEC2018 ON 08JAN2019 | N | SUB COMPONENTS |  | No | No | N. A. | N. A. | N. A. | N. A.
971 | D1010.1108.03 | END BUSH FOR D1010.1108 |  | D1010.1108 | 00 | N. A. | N. A. | N. A. | N. A. | N.A. | N. A. | N. A. | N. A. | N. A. | N. A. | PS/D1010.1108.03 | N. A. | N. A. | N. A. | N. A. | N. A. | 289 | N. A. | N. A. | N. A. | SEMIFINISHED GOODS | N. A. | N. A. | N. A. | N. A. | N. A. | N. A. |  | N. A. | N. A. | N. A. | N. A. | N. A. | N. A. | N. A. | N. A. | N. A. | N. A. | 0 | SUB COMPONENTS | 0 | ADDED NEW CODE NO AS PER EMAIL FROM PRATIK DTD 30DEC2018 ON 08JAN2019 | N | SUB COMPONENTS |  | No | No | N. A. | N. A. | N. A. | N. A.
971 | D1010.1108.04 | END BUSH FOR D1010.1108,BALL |  | D1010.1108 | 00 | N. A. | N. A. | N. A. | N. A. | N.A. | N. A. | N. A. | N. A. | N. A. | N. A. | PS/D1010.1108.04 | N. A. | N. A. | N. A. | N. A. | N. A. | 289 | N. A. | N. A. | N. A. | SEMIFINISHED GOODS | N. A. | N. A. | N. A. | N. A. | N. A. | N. A. |  | N. A. | N. A. | N. A. | N. A. | N. A. | N. A. | N. A. | N. A. | N. A. | N. A. | 0 | SUB COMPONENTS | 0 | ADDED NEW CODE NO AS PER EMAIL FROM PRATIK DTD 02FEB2019 ON 12FEB2019 | N | SUB COMPONENTS |  | No | No | N. A. | N. A. | N. A. | N. A.
971 | D1010.1108.05 | END BUSH FOR D1010.1108,SPRING |  | D1010.1108 | 00 | N. A. | N. A. | N. A. | N. A. | N.A. | N. A. | N. A. | N. A. | N. A. | N. A. | PS/D1010.1108.05 | N. A. | N. A. | N. A. | N. A. | N. A. | 289 | N. A. | N. A. | N. A. | SEMIFINISHED GOODS | N. A. | N. A. | N. A. | N. A. | N. A. | N. A. |  | N. A. | N. A. | N. A. | N. A. | N. A. | N. A. | N. A. | N. A. | N. A. | N. A. | 0 | SUB COMPONENTS | 0 | ADDED NEW CODE NO AS PER EMAIL FROM PRATIK DTD 02FEB2019 ON 12FEB2019 | N | SUB COMPONENTS |  | No | No | N. A. | N. A. | N. A. | N. A.
D1102.1212 | D1102.1212 | ADLER GUIDE WIRE DIA.1.2 x 120mm |  | D1102.1212 | 00 | 2013-11-20 | N. A. | N. A. | N. A. | QPF/D1102.1830 | 01 | 2017-03-23 | N. A. | N. A. | N. A. | N. A. | N. A. | N. A. | N. A. | N. A. | N. A. | D1102.1212 | TF-IN | IU/5 | Class A | FINISHED GOODS | ADLER™ | ADLER GUIDE WIRE DIA.1.2 x 120mm |  | 17 | No | Yes |  | No | N. A. | No | N. A. | No | Yes | No | No | M. L.: MFG/MD/2022/63252 |  | 1 | ADLER PRODUCTS\RESTOR PRODUCTS\INSTRUMENTS | 0 | VL number changed to ML number | N | Thick /Thin Guide Pin |  | No | No | Yes | No | Yes | N. A.
D1201.00 | D1201.00 | C.H.S GUIDE WIRE DIA. 2.5MM X LENGTH 230MM, ADLER |  | D1201.00 | 00 | 2013-11-20 | N. A. | N. A. | N. A. | QPF/D1201.00 | 01 | 2017-03-23 | N. A. | N. A. | N. A. | PS/D1201.00 | N. A. | N. A. | N. A. | N. A. | N. A. | D1201.00 | TF-IN | IU/5 | Class A | FINISHED GOODS | ADLER™ | C.H.S GUIDE WIRE DIA. 2.5MM X LENGTH 230MM |  | 17 | No | Yes |  | No | N. A. | No | N. A. | No | Yes | No | No | M. L.: MFG/MD/2022/63252 |  | 1 | ADLER PRODUCTS\ADLER GERMAN INSTRUMENTS\DHS / DCS SET | 0 | VL number changed to ML number | N | Thick /Thin Guide Pin |  | No | No | Yes | No | Yes | N. A.
D1203.01 | D1203.01 | C.H.S T-HANDLE WITH QUICK COUPLING FOR D1202,D1205 & D1206, ADLER |  | D1203.01 | 00 | 2013-11-20 | N. A. | N. A. | N. A. | QPF/D1203.01 | 01 | 2017-03-23 | N. A. | N. A. | N. A. | PS/D1203.01 | N. A. | N. A. | N. A. | N. A. | N. A. | D1203.01 | TF-IN | IU/5 | Class A | FINISHED GOODS | ADLER™ | C.H.S T-HANDLE WITH QUICK COUPLING FOR D1202,D1205 & D1206 |  | 17 | No | Yes |  | No | N. A. | No | N. A. | No | Yes | No | No | M. L.: MFG/MD/2022/63252 |  | 1 | ADLER PRODUCTS\ADLER GERMAN INSTRUMENTS\DHS / DCS SET | 0 | VL number changed to ML number | N | Instrument set for Bone Screws & Plates |  | No | No | Yes | No | Yes | N. A.
D1204.00 | D1204.00 | DIRECT MEASURING DEVICE, ADLER |  | D1204.00 | 00 | 2013-11-20 | N. A. | N. A. | N. A. | QPF/D1204.00 | 01 | 2017-03-23 | N. A. | N. A. | N. A. | PS/D1204.00 | N. A. | N. A. | N. A. | N. A. | N. A. | D1204.00 | TF-IN | IU/5 | Class A | FINISHED GOODS | ADLER™ | DIRECT MEASURING DEVICE |  | 17 | No | Yes |  | No | N. A. | No | N. A. | No | Yes | No | No | M. L.: MFG/MD/2022/63252 |  | 1 | ADLER PRODUCTS\ADLER GERMAN INSTRUMENTS\DHS / DCS SET | 0 | VL number changed to ML number | N | Instrument set for Bone Screws & Plates |  | No | No | Yes | No | Yes | N. A.
D1205.04 | D1205.04 | C.H.S TRI-ACTION REAMER WITH QUICK COUPLING FOR 38MM BARREL, LENGTH, ADLER |  | D1205.04 | 00 | 2013-11-20 | N. A. | N. A. | N. A. | QPF/D1205.04 | 01 | 2017-03-23 | N. A. | N. A. | N. A. | PS/D1205.04 | N. A. | N. A. | N. A. | N. A. | N. A. | D1205.04 | TF-IN | IU/5 | Class A | FINISHED GOODS | ADLER™ | C.H.S TRI-ACTION REAMER WITH QUICK COUPLING | FOR 38MM BARREL, LENGTH | 17 | No | Yes |  | No | N. A. | No | N. A. | No | Yes | No | No | M. L.: MFG/MD/2022/63252 |  | 1 | ADLER PRODUCTS\ADLER GERMAN INSTRUMENTS\DHS / DCS SET | 0 | VL number changed to ML number | N | Reamer & its attachment |  | No | No | Yes | No | Yes | N. A.
D1205.05 | D1205.05 | C.H.S TRI-ACTION REAMER WITH QUICK COUPLING FOR 25MM BARREL, LENGTH, ADLER |  | D1205.05 | 00 | 2013-11-20 | N. A. | N. A. | N. A. | QPF/D1205.05 | 01 | 2017-03-23 | N. A. | N. A. | N. A. | PS/D1205.05 | N. A. | N. A. | N. A. | N. A. | N. A. | D1205.05 | TF-IN | IU/5 | Class A | FINISHED GOODS | ADLER™ | C.H.S TRI-ACTION REAMER WITH QUICK COUPLING | FOR 25MM BARREL, LENGTH | 17 | No | Yes |  | No | N. A. | No | N. A. | No | Yes | No | No | M. L.: MFG/MD/2022/63252 |  | 1 | ADLER PRODUCTS\ADLER GERMAN INSTRUMENTS\DHS / DCS SET | 0 | VL number changed to ML number | N | Reamer & its attachment |  | No | No | Yes | No | Yes | N. A.
D1205.06 | D1205.06 | D.C.S TRI-ACTION REAMER WITH QUICK COUPLING, ADLER |  | D1205.06 | 00 | 2013-11-20 | N. A. | N. A. | N. A. | QPF/D1205.06 | 01 | 2017-03-23 | N. A. | N. A. | N. A. | PS/D1205.06 | N. A. | N. A. | N. A. | N. A. | N. A. | D1205.06 | TF-IN | IU/5 | Class A | FINISHED GOODS | ADLER™ | D.C.S TRI-ACTION REAMER WITH QUICK COUPLING |  | 17 | No | Yes |  | No | N. A. | No | N. A. | No | Yes | No | No | M. L.: MFG/MD/2022/63252 |  | 1 | ADLER PRODUCTS\ADLER GERMAN INSTRUMENTS\DHS / DCS SET | 0 | VL number changed to ML number | N | Reamer & its attachment |  | No | No | Yes | No | Yes | N. A.
D1206.01 | D1206.01 | C.H.S / D.C.S TAP WITH QUICK COUPLING SHANK, 12.5MM, ADLER |  | D1206.01 | 00 | 2013-11-20 | N. A. | N. A. | N. A. | QPF/D1206.01 | 01 | 2017-03-23 | N. A. | N. A. | N. A. | PS/D1206.01 | N. A. | N. A. | N. A. | N. A. | N. A. | D1206.01 | TF-IN | IU/5 | Class A | FINISHED GOODS | ADLER™ | C.H.S / D.C.S TAP WITH QUICK COUPLING SHANK, 12.5MM |  | 17 | No | Yes |  | No | N. A. | No | N. A. | No | Yes | No | No | M. L.: MFG/MD/2022/63252 |  | 1 | ADLER PRODUCTS\ADLER GERMAN INSTRUMENTS\DHS / DCS SET | 0 | VL number changed to ML number | N | Bone Tap |  | No | No | Yes | No | Yes | N. A.
D0216.253 | D0216.253 | HOLDING SLEEVE, LENGTH 80MM FOR HEX SCREWDRIVER, SMALL, ADLER |  | D0216.253 | 05 | 2013-12-22 | N. A. | N. A. | N. A. | QPF/D0216.253 | 00 | 2017-03-30 | N. A. | N. A. | N. A. | PS/PUR001 | 00 | 2019-07-21 | N. A. | N. A. | N. A. | D0216.253 | TF-IN | IU/5 | Class A | FINISHED GOODS | ADLER™ | HOLDING SLEEVE, FOR HEXAGONAL SCREWDRIVER | LENGTH 80MM, SMALL | 17 | No | Yes |  | No | N. A. | No | N. A. | No | Yes | No | No | M. L.: MFG/MD/2022/63252 |  | 1 | ADLER PRODUCTS\ADLER GERMAN INSTRUMENTS\SMALL FRAGMENT SET | 0 | VL number changed to ML number | N | Sleeves and its attachment |  | No | No | Yes | No | Yes | N. A.
D1208.00 | D1208.00 | C.H.S / D.C.S WRENCH, ADLER |  | D1208.00 | 00 | 2013-11-20 | N. A. | N. A. | N. A. | QPF/D1208.00 | 01 | 2017-03-23 | N. A. | N. A. | N. A. | PS/D1208.00 | N. A. | N. A. | N. A. | N. A. | N. A. | D1208.00 | TF-IN | IU/5 | Class A | FINISHED GOODS | ADLER™ | C.H.S / D.C.S WRENCH |  | 17 | No | Yes |  | No | N. A. | No | N. A. | No | Yes | No | No | M. L.: MFG/MD/2022/63252 |  | 1 | ADLER PRODUCTS\ADLER GERMAN INSTRUMENTS\DHS / DCS SET | 0 | VL number changed to ML number | N | Wrench |  | No | No | Yes | No | Yes | N. A.
D0216.353 | D0216.353 | HOLDING SLEEVE LARGE, LENGTH 120MM, ADLER |  | D0216.353 | 05 | 2013-12-22 | N. A. | N. A. | N. A. | QPF/D0216.353 | 00 | 2017-03-30 | N. A. | N. A. | N. A. | PS/D0216.353 | 00 | 2019-07-21 | N. A. | N. A. | N. A. | D0216.353 | TF-IN | IU/5 | Class A | FINISHED GOODS | ADLER™ | HOLDING SLEEVE LARGE, LENGTH 120MM |  | 17 | No | Yes |  | No | N. A. | No | N. A. | No | Yes | No | No | M. L.: MFG/MD/2022/63252 |  | 1 | ADLER PRODUCTS\ADLER GERMAN INSTRUMENTS\OTHER GERMAN INSTRUMENTS | 0 | VL number changed to ML number | N | Sleeves and its attachment |  | No | No | Yes | No | Yes | N. A.
D1210.00 | D1210.00 | COUPLING SCREW, ADLER |  | D1210.00 | 00 | 2013-11-20 | N. A. | N. A. | N. A. | QPF/D1210.00 | 01 | 2017-03-23 | N. A. | N. A. | N. A. | PS/D1210.00 | N. A. | N. A. | N. A. | N. A. | N. A. | D1210.00 | TF-IN | IU/5 | Class A | FINISHED GOODS | ADLER™ | COUPLING SCREW |  | 17 | No | Yes |  | No | N. A. | No | N. A. | No | Yes | No | No | M. L.: MFG/MD/2022/63252 |  | 1 | ADLER PRODUCTS\ADLER GERMAN INSTRUMENTS\DHS / DCS SET | 0 | VL number changed to ML number | N | Insertion and removal instruments |  | No | No | Yes | No | Yes | N. A.
D1210.01 | D1210.01 | LONG COUPLING SCREW FOR REMOVAL, ADLER |  | D1210.01 | 00 | 2013-11-20 | N. A. | N. A. | N. A. | QPF/D1210.01 | 01 | 2017-03-23 | N. A. | N. A. | N. A. | PS/D1210.01 | N. A. | N. A. | N. A. | N. A. | N. A. | D1210.01 | TF-IN | IU/5 | Class A | FINISHED GOODS | ADLER™ | LONG COUPLING SCREW FOR REMOVAL |  | 17 | No | Yes |  | No | N. A. | No | N. A. | No | Yes | No | No | M. L.: MFG/MD/2022/63252 |  | 1 | ADLER PRODUCTS\ADLER GERMAN INSTRUMENTS\DHS / DCS SET | 0 | VL number changed to ML number | N | Insertion and removal instruments |  | No | No | Yes | No | Yes | N. A.
D1211.00 | D1211.00 | GUIDE SHAFT, ADLER |  | D1211.00 | 00 | 2013-11-20 | N. A. | N. A. | N. A. | QPF/D1211.00 | 01 | 2017-03-23 | N. A. | N. A. | N. A. | PS/D1211.00 | N. A. | N. A. | N. A. | N. A. | N. A. | D1211.00 | TF-IN | IU/5 | Class A | FINISHED GOODS | ADLER™ | GUIDE SHAFT |  | 17 | No | Yes |  | No | N. A. | No | N. A. | No | Yes | No | No | M. L.: MFG/MD/2022/63252 |  | 1 | ADLER PRODUCTS\ADLER GERMAN INSTRUMENTS\DHS / DCS SET | 0 | VL number changed to ML number | N | Instrument set for Bone Screws & Plates |  | No | No | Yes | No | Yes | N. A.
D1212.00 | D1212.00 | IMPACTOR FOR C.H.S / D.C.S PLATE, ADLER |  | D1212.00 | 00 | 2013-11-20 | N. A. | N. A. | N. A. | QPF/D1212.00 | 01 | 2017-03-23 | N. A. | N. A. | N. A. | PS/D1212.00 | N. A. | N. A. | N. A. | N. A. | N. A. | D1212.00 | TF-IN | IU/5 | Class B | FINISHED GOODS | ADLER™ | IMPACTOR FOR C.H.S / D.C.S PLATE |  | 17 | No | Yes |  | No | N. A. | No | N. A. | No | Yes | No | No | M. L.: MFG/MD/2023/000312 |  | 1 | ADLER PRODUCTS\ADLER GERMAN INSTRUMENTS\DHS / DCS SET | 0 | CHANGED BRAND NAME, FAMILY GROUP, SNN DESCRIPTION AS PER EMAIL FROM ASP DTD 19JUN2020 ON 21JUN2020 | N | Hip System Instrument |  | No | No | Yes | No | Yes | N. A.
D1212.015 | D1212.015 | ADJUSTABLE CHS ANGLE GUIDE TO FIT QUICK COUPLING. T-HANDLE 125 DEG. TO 150DEG., ADLER |  | D1212.015 | 00 | 2013-11-20 | N. A. | N. A. | N. A. | QPF/D1212.015 | 01 | 2017-03-23 | N. A. | N. A. | N. A. | PS/D1212.015 | N. A. | N. A. | N. A. | N. A. | N. A. | D1212.015 | TF-IN | IU/5 | Class A | FINISHED GOODS | ADLER™ | ADJUSTABLE CHS ANGLE GUIDE TO FIT QUICK COUPLING. | T-HANDLE 125 DEG. TO 150DEG. | 17 | No | Yes |  | No | N. A. | No | N. A. | No | Yes | No | No | M. L.: MFG/MD/2022/63252 |  | 1 | ADLER PRODUCTS\ADLER GERMAN INSTRUMENTS\DHS / DCS SET | 0 | VL number changed to ML number | N | Instrument set for Bone Screws & Plates |  | No | No | Yes | No | Yes | N. A.
D1212.095 | D1212.095 | D.C.S. ANGLE GUIDE TO FIT QUICK COUPLING. T-HANDLE 95°, ADLER |  | D1212.095 | 00 | 2013-11-20 | N. A. | N. A. | N. A. | QPF/D1212.095 | 01 | 2017-03-23 | N. A. | N. A. | N. A. | PS/D1212.095 | N. A. | N. A. | N. A. | N. A. | N. A. | D1212.095 | TF-IN | IU/5 | Class A | FINISHED GOODS | ADLER™ | D.C.S. ANGLE GUIDE TO FIT QUICK COUPLING. T-HANDLE 95° |  | 17 | No | Yes |  | No | N. A. | No | N. A. | No | Yes | No | No | M. L.: MFG/MD/2022/63252 |  | 1 | ADLER PRODUCTS\ADLER GERMAN INSTRUMENTS\DHS / DCS SET | 0 | VL number changed to ML number | N | Instrument set for Bone Screws & Plates |  | No | No | Yes | No | Yes | N. A.
D1212.150 | D1212.150 | C.H.S ANGLE GUIDE TO FIT QUICK COUPLING T-HANDLE 150°, ADLER |  | D1212.150 | #N/A | #N/A | N. A. | N. A. | N. A. | QPF/D1212.150 | #N/A | #N/A | #N/A | #N/A | #N/A | PS/D1212.150 | #N/A | #N/A | #N/A | #N/A | #N/A | D1212.150 | TF-IN | IU/5 | Class A | FINISHED GOODS | ADLER™ | C.H.S ANGLE GUIDE TO FIT QUICK COUPLING T-HANDLE 150° |  | 17 | No | Yes |  | No | N. A. | No | N. A. | No | Yes | No | No | M. L.: MFG/MD/2022/63252 |  | 1 | ADLER PRODUCTS\ADLER GERMAN INSTRUMENTS\DHS / DCS SET | 0 | VL number changed to ML number | Y | Instrument set for Bone Screws & Plates |  | No | No | Yes | No | Yes | N. A.
D1301.1215 | D1301.1215 | GUIDE WIRE 1.25MM DIA WITH SPADE POINT LENGTH 150MM STAINLESS STEEL., ADLER |  | D1301.1215 | #N/A | #N/A | N. A. | N. A. | N. A. | QPF/D1301.1215 | #N/A | #N/A | #N/A | #N/A | #N/A | PS/D1301.1215 | #N/A | #N/A | #N/A | #N/A | #N/A | D1301.1215 | TF-IN | IU/5 | Class A | FINISHED GOODS | ADLER™ | GUIDE WIRE 1.25MM DIA WITH SPADE POINT | LENGTH 150MM STAINLESS STEEL. | 17 | No | Yes |  | No | N. A. | No | N. A. | No | Yes | No | No | M. L.: MFG/MD/2022/63252 |  | 1 | ADLER PRODUCTS\ADLER GERMAN INSTRUMENTS\DHS / DCS SET | 0 | VL number changed to ML number | Y | Thick /Thin Guide Pin |  | No | No | Yes | No | Yes | N. A.
D1302.2713 | D1302.2713 | DRILL BIT, 2.7/1.35MM DIA CANNULATED LENGTH 160/130MM, FOR QUICK COUPLING, ADLER |  | D1302.2713 | 01 | 2014-10-30 | N. A. | N. A. | N. A. | QPF/D1302.2713 | 00 | 2017-02-24 | N. A. | N. A. | N. A. | PS/D1302.2713 | 00 | 2018-06-07 | N. A. | N. A. | N. A. | D1302.2713 | TF-IN | IU/5 | Class B | FINISHED GOODS | ADLER™ | DRILL BIT, 2.7/1.35MM DIA CANNULATED | LENGTH 160/130MM, FOR QUICK COUPLING | 17 | No | Yes |  | No | N. A. | No | N. A. | No | Yes | No | No | M. L.: MFG/MD/2023/000312 |  | 1 | ADLER PRODUCTS\ADLER GERMAN INSTRUMENTS\DHS / DCS SET | 0 | CHANGED BRAND NAME, FAMILY GROUP, SNN DESCRIPTION AS PER EMAIL FROM ASP DTD 19JUN2020 ON 21JUN2020 | N | Surgical Drill & its attachment |  | No | No | Yes | No | Yes | N. A.
D1304.4001 | D1304.4001 | TAP CANNULATED FOR 4MM CANNULATED SCREWS WITH QUICK COUPLING, LENGTH 147/60MM, ADLER |  | D1304.4001 | 01 | 2014-10-30 | N. A. | N. A. | N. A. | QPF/D1304 | 00 | 2017-02-24 | N. A. | N. A. | N. A. | PS/PUR003 | 00 | 2019-07-14 | N. A. | N. A. | N. A. | D1304 | TF-IN | IU/5 | Class A | FINISHED GOODS | ADLER™ | TAP CANNULATED FOR 4MM CANNULATED SCREWS WITH QUICK COUPLING, LENGTH 147/60MM |  | 17 | No | Yes |  | No | N. A. | No | N. A. | No | Yes | No | No | M. L.: MFG/MD/2022/63252 |  | 1 | ADLER PRODUCTS\INSTRUMENTS \TAPS, ADLER | 0 | VL number changed to ML number | N | Bone Tap |  | No | No | Yes | No | Yes | N. A.
D1308.35 | D1308.35 | SCREWDRIVER, HEXAGONAL, CANNULATED, FOR 3.5MM CANNULATED SCREWS, LENGTH 190MM, ADLER |  | D1308.35 | 01 | 2014-10-30 | N. A. | N. A. | N. A. | QPF/D1308.35 | 00 | 2017-02-24 | N. A. | N. A. | N. A. | PS/D1308.35 | 00 | 2018-06-07 | N. A. | N. A. | N. A. | D1308.35 | TF-IN | IU/5 | Class A | FINISHED GOODS | ADLER™ | SCREWDRIVER, HEXAGONAL, CANNULATED | FOR 3.5MM CANNULATED SCREWS, LENGTH 190MM | 17 | No | Yes |  | No | N. A. | No | N. A. | No | Yes | No | No | M. L.: MFG/MD/2022/63252 |  | 1 | ADLER PRODUCTS\ADLER GERMAN INSTRUMENTS\DHS / DCS SET | 0 | VL number changed to ML number | N | Surgical Screw Driver |  | No | No | Yes | No | Yes | N. A.
D1401.20 | D1401.20 | DRILL BIT QUICK COUPLING, 2MM, WITH STOPPER, ADLER |  | D1401.20 | #N/A | #N/A | N. A. | N. A. | N. A. | QPF/D1401.20 | #N/A | #N/A | #N/A | #N/A | #N/A | PS/D1401.20 | #N/A | #N/A | #N/A | #N/A | #N/A | D1401.20 | TF-IN | IU/5 | Class B | FINISHED GOODS | ADLER™ | DRILL BIT QUICK COUPLING | DIA. 2MM, WITH STOPPER | 17 | No | Yes |  | No | N. A. | No | N. A. | No | Yes | No | No | M. L.: MFG/MD/2023/000312 |  | 1 | SPINE PRODUCTS\CERVIEDGE SYSTEM\INSTRUMENTS CASES AND TRAYS | 0 | CHANGED PRODUCT BRAND DETAILS, FAMILY NAME & SNN DESCRIPTION AS PER EMAIL FROM ASP DTD 04JUN2020 ON 06JUN2020 | Y | Surgical Drill & its attachment |  | No | No | Yes | No | Yes | N. A.
D1401.25 | D1401.25 | DRILL BIT QUICK COUPLING, 2.5MM, WITH STOPPER, ADLER |  | D1401.25 | 00 | 2015-07-25 | N. A. | N. A. | N. A. | QPF/D1401.25 | 00 | 2017-02-24 | N. A. | N. A. | N. A. | PS/PUR004 | 00 | 2019-07-14 | N. A. | N. A. | N. A. | D1401.25 | TF-IN | IU/5 | Class B | FINISHED GOODS | CERVIEDGE™ | DRILL BIT QUICK COUPLING | DIA. 2.5MM, WITH STOPPER | 17 | No | Yes |  | No | N. A. | No | N. A. | No | Yes | No | No | M. L.: MFG/MD/2023/000312 |  | 1 | SPINE PRODUCTS\CERVIEDGE SYSTEM\INSTRUMENTS CASES AND TRAYS | 0 | CHANGED STATUS TO INACTIVE Y AS PER ECR E0020920 DTD 02SEP2020 ON 08SEP2020 | Y | Surgical Drill & its attachment |  | No | No | Yes | No | Yes | N. A.
D1405.252 | D1405.252 | HOLDING SLEEVE FOR HEX. SCREWDRIVER D1405.25, ADLER |  | D1405.252 | #N/A | #N/A | N. A. | N. A. | N. A. | QPF/D1405.252 | #N/A | #N/A | #N/A | #N/A | #N/A | PS/D1405.252 | #N/A | #N/A | #N/A | #N/A | #N/A | D1405.252 | TF-IN | IU/5 | Class A | FINISHED GOODS | ADLER™ | HOLDING SLEEVE | FOR HEX. SCREWDRIVER D1405.25 | 17 | No | Yes |  | No | N. A. | No | N. A. | No | Yes | No | No | M. L.: MFG/MD/2022/63252 |  | 1 | SPINE PRODUCTS\CERVIEDGE SYSTEM\INSTRUMENTS CASES AND TRAYS | 0 | VL number changed to ML number | Y | Sleeves and its attachment |  | No | No | Yes | No | Yes | N. A.
I0545.00 | I0545.00 | ATLAS HFN LAG SCREW OUTER SLEEVE |  | I0545.00 | 03 | 2016-06-01 | N. A. | N. A. | N. A. | QPF/I0545.00 | 04 | 2017-03-05 | N. A. | N. A. | N. A. | PS/I0545.00 | 00 | 2017-04-19 | N. A. | N. A. | N. A. | I0545.00 | TF-IN | IU/5 | Class A | FINISHED GOODS | ATLAS™ HFN | HFN Instruments | LAG SCREW OUTER SLEEVE | 17 | No | Yes |  | No | N. A. | No | N. A. | No | Yes | No | No | M. L.: MFG/MD/2022/63252 |  | 1 | ADLER PRODUCTS\ATLAS HF NAILING SYSTEM\ATLAS HFN INSTRUMENTS | 0 | VL number changed to ML number | N | Sleeves and its attachment |  | No | No | Yes | No | Yes | N. A.
I0546.00 | I0546.00 | ATLAS HFN GUIDE PIN SLEEVE |  | I0546.00 | 02 | 2016-06-01 | N. A. | N. A. | N. A. | QPF/I0546.00 | 04 | 2017-03-22 | N. A. | N. A. | N. A. | PS/I0546.00 | 00 | 2017-04-19 | N. A. | N. A. | N. A. | I0546.00 | TF-IN | IU/5 | Class A | FINISHED GOODS | ATLAS™ HFN | HFN Instruments | GUIDE PIN SLEEVE | 17 | No | Yes |  | No | N. A. | No | N. A. | No | Yes | No | No | M. L.: MFG/MD/2022/63252 |  | 1 | ADLER PRODUCTS\ATLAS HF NAILING SYSTEM\ATLAS HFN INSTRUMENTS | 0 | VL number changed to ML number | N | Sleeves and its attachment |  | No | No | Yes | No | Yes | N. A.
I0556.90 | I0556.90 | ATLAS HFN 9MM DISTAL DRILL SLEEVE |  | I0556.90 | 04 | 2016-06-01 | N. A. | N. A. | N. A. | QPF/I0556.90 | 04 | 2017-04-18 | N. A. | N. A. | N. A. | PS/I0556.90 | 04 | 2017-04-18 | N. A. | N. A. | N. A. | I0556.90 | TF-IN | IU/5 | Class A | FINISHED GOODS | ATLAS™ HFN | HFN Instruments | 9MM DISTAL DRILL SLEEVE | 17 | No | Yes |  | No | N. A. | No | N. A. | No | Yes | No | No | M. L.: MFG/MD/2022/63252 |  | 1 | ADLER PRODUCTS\ATLAS HF NAILING SYSTEM\ATLAS HFN INSTRUMENTS | 0 | VL number changed to ML number | N | Sleeves and its attachment |  | No | No | Yes | No | Yes | N. A.
D1403.00 | D1403.00 | CERVICAL PLATE HOLDER, CERVIEDGE |  | D1403.00 | #N/A | #N/A | N. A. | N. A. | N. A. | QPF/D1403.00 | #N/A | #N/A | #N/A | #N/A | #N/A | PS/D1403.00 | #N/A | #N/A | #N/A | #N/A | #N/A | D1403.00 | TF-IN | IU/5 | Class A | FINISHED GOODS | CERVIEDGE™ | PLATE HOLDER |  | 17 | No | Yes |  | No | N. A. | No | N. A. | No | Yes | No | No | M. L.: MFG/MD/2022/63252 |  | 1 | SPINE PRODUCTS\CERVIEDGE SYSTEM\INSTRUMENTS CASES AND TRAYS | 0 | VL number changed to ML number | Y | Cervical plate system instrument |  | No | No | Yes | No | Yes | N. A.
D1404.00 | D1404.00 | CERVICAL PLATE BENDER, CERVIEDGE |  | D1404.00 | #N/A | #N/A | N. A. | N. A. | N. A. | QPF/D1404.00 | #N/A | #N/A | #N/A | #N/A | #N/A | PS/D1404.00 | #N/A | #N/A | #N/A | #N/A | #N/A | D1404.00 | TF-IN | IU/5 | Class A | FINISHED GOODS | CERVIEDGE™ | CERVICAL PLATE BENDER |  | 17 | No | Yes |  | No | N. A. | No | N. A. | No | Yes | No | No | M. L.: MFG/MD/2022/63252 |  | 1 | SPINE PRODUCTS\CERVIEDGE SYSTEM\INSTRUMENTS CASES AND TRAYS | 0 | VL number changed to ML number | Y | Cervical plate system instrument |  | No | No | Yes | No | Yes | N. A.
D1404.01 | D1404.01 | BENDING PLIER FOR CERVICAL PLATES, CERVIEDGE |  | D1404.01 | #N/A | #N/A | N. A. | N. A. | N. A. | QPF/D1404.01 | #N/A | #N/A | #N/A | #N/A | #N/A | PS/D1404.01 | #N/A | #N/A | #N/A | #N/A | #N/A | D1404.01 | TF-IN | IU/5 | Class A | FINISHED GOODS | CERVIEDGE™ | BENDING PLIER | FOR PLATES | 17 | No | Yes |  | No | N. A. | No | N. A. | No | Yes | No | No | M. L.: MFG/MD/2022/63252 |  | 1 | SPINE PRODUCTS\CERVIEDGE SYSTEM\INSTRUMENTS CASES AND TRAYS | 0 | VL number changed to ML number | Y | Cervical plate system instrument |  | No | No | Yes | No | Yes | N. A.
D1405.25 | D1405.25 | HEX. SCREWDRIVER, 2.5MM A/F, LONG, WITH SELF HOLDING SLEEVE, ADLER |  | D1405.25 | 00 | 2015-07-25 | N. A. | N. A. | N. A. | QPF/D1405.25 | 00 | 2017-02-24 | N. A. | N. A. | N. A. | PS/PUR004 | 00 | 2019-07-14 | N. A. | N. A. | N. A. | D1405.25 | TF-IN | IU/5 | Class A | FINISHED GOODS | ADLER™ | HEX. SCREWDRIVER | 2.5MM A/F, LONG, WITH SELF HOLDING SLEEVE | 17 | No | Yes |  | No | N. A. | No | N. A. | No | Yes | No | No | M. L.: MFG/MD/2022/63252 |  | 1 | SPINE PRODUCTS\CERVIEDGE SYSTEM\INSTRUMENTS CASES AND TRAYS | 0 | VL number changed to ML number | Y | Surgical Screw Driver |  | No | No | Yes | No | Yes | N. A.
D1405.251 | D1405.251 | HEX. SCREWDRIVER, 2.5MM A/F, LONG, WITHOUT SLEEVE, ADLER |  | D1405.251 | #N/A | #N/A | N. A. | N. A. | N. A. | QPF/D1405.251 | #N/A | #N/A | #N/A | #N/A | #N/A | PS/D1405.251 | #N/A | #N/A | #N/A | #N/A | #N/A | D1405.251 | TF-IN | IU/5 | Class A | FINISHED GOODS | ADLER™ | HEX. SCREWDRIVER | 2.5MM A/F, LONG, WITHOUT SLEEVE | 17 | No | Yes |  | No | N. A. | No | N. A. | No | Yes | No | No | M. L.: MFG/MD/2022/63252 |  | 1 | SPINE PRODUCTS\CERVIEDGE SYSTEM\INSTRUMENTS CASES AND TRAYS | 0 | VL number changed to ML number | Y | Surgical Screw Driver |  | No | No | Yes | No | Yes | N. A.
I0557.40 | I0557.40 | ATLAS HFN 4MM DISTAL INNER DRILL SLEEVE |  | I0557.40 | N. A. | N. A. | N. A. | N. A. | N. A. | QPF/I0557.40 | N. A. | N. A. | N. A. | N. A. | N. A. | PS/I0557.40 | N. A. | N. A. | N. A. | N. A. | N. A. | I0557.40 | TF-IN | IU/5 | Class A | FINISHED GOODS | ATLAS™ HFN | HFN Instruments | 4MM DISTAL INNER DRILL SLEEVE | 17 | No | Yes |  | No | N. A. | No | N. A. | No | Yes | No | No | M. L.: MFG/MD/2022/63252 |  | 1 | ADLER PRODUCTS\ATLAS HF NAILING SYSTEM\ATLAS HFN INSTRUMENTS | 0 | VL number changed to ML number | Y | Sleeves and its attachment |  | No | No | Yes | No | Yes | N. A.
D1406.01 | D1406.01 | TEMPLATE FOR SIZING, 1 LEVEL , ADLER |  | D1406.01 | #N/A | #N/A | N. A. | N. A. | N. A. | QPF/D1406 | #N/A | #N/A | #N/A | #N/A | #N/A | PS/D1406 | #N/A | #N/A | #N/A | #N/A | #N/A | D1406 | TF-IN | IU/5 | Class A | FINISHED GOODS | CERVIEDGE™ | TEMPLATE FOR SIZING | 1 LEVEL | 17 | No | Yes |  | No | N. A. | No | N. A. | No | Yes | No | No | M. L.: MFG/MD/2022/63252 |  | 1 | SPINE PRODUCTS\CERVIEDGE SYSTEM\INSTRUMENTS CASES AND TRAYS | 0 | VL number changed to ML number | Y | Templates |  | No | No | Yes | No | Yes | N. A.
D1406.02 | D1406.02 | TEMPLATE FOR SIZING, 2 LEVEL, ADLER |  | D1406.02 | #N/A | #N/A | N. A. | N. A. | N. A. | QPF/D1406 | #N/A | #N/A | #N/A | #N/A | #N/A | PS/D1406 | #N/A | #N/A | #N/A | #N/A | #N/A | D1406 | TF-IN | IU/5 | Class A | FINISHED GOODS | CERVIEDGE™ | TEMPLATE FOR SIZING | 2 LEVEL | 17 | No | Yes |  | No | N. A. | No | N. A. | No | Yes | No | No | M. L.: MFG/MD/2022/63252 |  | 1 | SPINE PRODUCTS\CERVIEDGE SYSTEM\INSTRUMENTS CASES AND TRAYS | 0 | VL number changed to ML number | Y | Templates |  | No | No | Yes | No | Yes | N. A.
D1406.03 | D1406.03 | TEMPLATE FOR SIZING, 3 LEVEL , ADLER |  | D1406.03 | #N/A | #N/A | N. A. | N. A. | N. A. | QPF/D1406 | #N/A | #N/A | #N/A | #N/A | #N/A | PS/D1406 | #N/A | #N/A | #N/A | #N/A | #N/A | D1406 | TF-IN | IU/5 | Class A | FINISHED GOODS | CERVIEDGE™ | TEMPLATE FOR SIZING | 3 LEVEL | 17 | No | Yes |  | No | N. A. | No | N. A. | No | Yes | No | No | M. L.: MFG/MD/2022/63252 |  | 1 | SPINE PRODUCTS\CERVIEDGE SYSTEM\INSTRUMENTS CASES AND TRAYS | 0 | VL number changed to ML number | Y | Templates |  | No | No | Yes | No | Yes | N. A.
D1406.04 | D1406.04 | TEMPLATE FOR SIZING, 4 LEVEL , ADLER |  | D1406.04 | #N/A | #N/A | N. A. | N. A. | N. A. | QPF/D1406 | #N/A | #N/A | #N/A | #N/A | #N/A | PS/D1406 | #N/A | #N/A | #N/A | #N/A | #N/A | D1406 | TF-IN | IU/5 | Class A | FINISHED GOODS | CERVIEDGE™ | TEMPLATE FOR SIZING | 4 LEVEL | 17 | No | Yes |  | No | N. A. | No | N. A. | No | Yes | No | No | M. L.: MFG/MD/2022/63252 |  | 1 | SPINE PRODUCTS\CERVIEDGE SYSTEM\INSTRUMENTS CASES AND TRAYS | 0 | VL number changed to ML number | Y | Templates |  | No | No | Yes | No | Yes | N. A.
D1407.00 | D1407.00 | TEMPORARY STABILIZING PIN, ADLER |  | D1407.00 | 00 | 2015-07-25 | N. A. | N. A. | N. A. | QPF/D1407.00 | 00 | 2017-02-24 | N. A. | N. A. | N. A. | PS/D1407.00 | 00 | 2018-06-07 | N. A. | N. A. | N. A. | D1407.00 | TF-IN | IU/5 | Class B | FINISHED GOODS | CERVIEDGE™ | TEMPORARY STABILIZING PIN |  | 17 | No | Yes |  | No | N. A. | No | N. A. | No | Yes | No | No | M. L.: MFG/MD/2023/000312 |  | 1 | SPINE PRODUCTS\CERVIEDGE SYSTEM\INSTRUMENTS CASES AND TRAYS | 0 | CHANGED STATUS TO INACTIVE Y AS PER ECR E0020920 DTD 02SEP2020 ON 08SEP2020 | Y | Knee System Instruments |  | No | No | Yes | No | Yes | N. A.
D1408.00 | D1408.00 | QUICK COUPLING HANDLE FOR D1401.25, ADLER |  | D1408.00 | 00 | 2015-07-25 | N. A. | N. A. | N. A. | QPF/D1408.00 | 00 | 2017-02-24 | N. A. | N. A. | N. A. | PS/D1408.00 | 00 | 2018-06-07 | N. A. | N. A. | N. A. | D1408.00 | TF-IN | IU/5 | Class A | FINISHED GOODS | ADLER™ | QUICK COUPLING HANDLE | FOR D1401.25 | 17 | No | Yes |  | No | N. A. | No | N. A. | No | Yes | No | No | M. L.: MFG/MD/2022/63252 |  | 1 | SPINE PRODUCTS\CERVIEDGE SYSTEM\INSTRUMENTS CASES AND TRAYS | 0 | VL number changed to ML number | Y | Instrument set for Bone Screws & Plates |  | No | No | Yes | No | Yes | N. A.
D1408.00 | D1408.00.01 | QUICK COUPLING HANDLE FOR D1401.25, ADLER,SHAFT & PIN ASSEMBLY |  | D1408.00 | 00 | 2016-03-18 | N. A. | N. A. | N. A. | N.A. | N. A. | N. A. | N. A. | N. A. | N. A. | PS/D1408.00.01 | N. A. | N. A. | N. A. | N. A. | N. A. | D1408.00 | N. A. | N. A. | N. A. | SEMIFINISHED GOODS | N. A. | N. A. | N. A. | N. A. | N. A. | N. A. |  | N. A. | N. A. | N. A. | N. A. | N. A. | N. A. | N. A. | N. A. | N. A. | N. A. | 0 | SUB COMPONENTS | 0 | ADDED NEW CODE NO AS PER EMAIL FROM PRATIK DTD 30DEC2018 ON 08JAN2019 | N | SUB COMPONENTS |  | No | No | N. A. | N. A. | N. A. | N. A.
D1408.00 | D1408.00.02 | QUICK COUPLING HANDLE FOR D1401.25, ADLER,SHAFT & PIN ASSEMBLY,SHAFT |  | D1408.00 | 00 | 2016-03-18 | N. A. | N. A. | N. A. | N.A. | N. A. | N. A. | N. A. | N. A. | N. A. | PS/D1408.00.02 | N. A. | N. A. | N. A. | N. A. | N. A. | D1408.00 | N. A. | N. A. | N. A. | SEMIFINISHED GOODS | N. A. | N. A. | N. A. | N. A. | N. A. | N. A. |  | N. A. | N. A. | N. A. | N. A. | N. A. | N. A. | N. A. | N. A. | N. A. | N. A. | 0 | SUB COMPONENTS | 0 | ADDED NEW CODE NO AS PER EMAIL FROM PRATIK DTD 30DEC2018 ON 08JAN2019 | N | SUB COMPONENTS |  | No | No | N. A. | N. A. | N. A. | N. A.
D1408.00 | D1408.00.03 | QUICK COUPLING HANDLE FOR D1401.25, ADLER,SHAFT & PIN ASSEMBLY,PIN |  | D1408.00 | 00 | 2016-03-18 | N. A. | N. A. | N. A. | N.A. | N. A. | N. A. | N. A. | N. A. | N. A. | PS/D1408.00.03 | N. A. | N. A. | N. A. | N. A. | N. A. | D1408.00 | N. A. | N. A. | N. A. | SEMIFINISHED GOODS | N. A. | N. A. | N. A. | N. A. | N. A. | N. A. |  | N. A. | N. A. | N. A. | N. A. | N. A. | N. A. | N. A. | N. A. | N. A. | N. A. | 0 | SUB COMPONENTS | 0 | ADDED NEW CODE NO AS PER EMAIL FROM PRATIK DTD 30DEC2018 ON 08JAN2019 | N | SUB COMPONENTS |  | No | No | N. A. | N. A. | N. A. | N. A.
D1408.00 | D1408.00.04 | QUICK COUPLING HANDLE FOR D1401.25, ADLER,SLIDING SLEEVE,MAIN BODY |  | D1408.00 | 00 | 2016-03-18 | N. A. | N. A. | N. A. | N.A. | N. A. | N. A. | N. A. | N. A. | N. A. | PS/D1408.00.04 | N. A. | N. A. | N. A. | N. A. | N. A. | D1408.00 | N. A. | N. A. | N. A. | SEMIFINISHED GOODS | N. A. | N. A. | N. A. | N. A. | N. A. | N. A. |  | N. A. | N. A. | N. A. | N. A. | N. A. | N. A. | N. A. | N. A. | N. A. | N. A. | 0 | SUB COMPONENTS | 0 | ADDED NEW CODE NO AS PER EMAIL FROM PRATIK DTD 30DEC2018 ON 08JAN2019 | N | SUB COMPONENTS |  | No | No | N. A. | N. A. | N. A. | N. A.
D1408.00 | D1408.00.05 | QUICK COUPLING HANDLE FOR D1401.25, ADLER,S.S.BALL DIA.3MM |  | D1408.00 | 00 | 2016-03-18 | N. A. | N. A. | N. A. | N.A. | N. A. | N. A. | N. A. | N. A. | N. A. | PS/D1408.00.05 | N. A. | N. A. | N. A. | N. A. | N. A. | D1408.00 | N. A. | N. A. | N. A. | SEMIFINISHED GOODS | N. A. | N. A. | N. A. | N. A. | N. A. | N. A. |  | N. A. | N. A. | N. A. | N. A. | N. A. | N. A. | N. A. | N. A. | N. A. | N. A. | 0 | SUB COMPONENTS | 0 | ADDED NEW CODE NO AS PER EMAIL FROM PRATIK DTD 30DEC2018 ON 08JAN2019 | N | SUB COMPONENTS |  | No | No | N. A. | N. A. | N. A. | N. A.
D1408.00 | D1408.00.06 | QUICK COUPLING HANDLE FOR D1401.25, ADLER,COMPRESSION SPRING |  | D1408.00 | 00 | 2016-03-18 | N. A. | N. A. | N. A. | N.A. | N. A. | N. A. | N. A. | N. A. | N. A. | PS/D1408.00.06 | N. A. | N. A. | N. A. | N. A. | N. A. | D1408.00 | N. A. | N. A. | N. A. | SEMIFINISHED GOODS | N. A. | N. A. | N. A. | N. A. | N. A. | N. A. |  | N. A. | N. A. | N. A. | N. A. | N. A. | N. A. | N. A. | N. A. | N. A. | N. A. | 0 | SUB COMPONENTS | 0 | ADDED NEW CODE NO AS PER EMAIL FROM PRATIK DTD 30DEC2018 ON 08JAN2019 | N | SUB COMPONENTS |  | No | No | N. A. | N. A. | N. A. | N. A.
D1408.00 | D1408.00.07 | QUICK COUPLING HANDLE FOR D1401.25, ADLER,SLIDING SLEEVE,CAP |  | D1408.00 | 00 | 2016-03-18 | N. A. | N. A. | N. A. | N.A. | N. A. | N. A. | N. A. | N. A. | N. A. | PS/D1408.00.07 | N. A. | N. A. | N. A. | N. A. | N. A. | D1408.00 | N. A. | N. A. | N. A. | SEMIFINISHED GOODS | N. A. | N. A. | N. A. | N. A. | N. A. | N. A. |  | N. A. | N. A. | N. A. | N. A. | N. A. | N. A. | N. A. | N. A. | N. A. | N. A. | 0 | SUB COMPONENTS | 0 | ADDED NEW CODE NO AS PER EMAIL FROM PRATIK DTD 30DEC2018 ON 08JAN2019 | N | SUB COMPONENTS |  | No | No | N. A. | N. A. | N. A. | N. A.
D1408.00 | D1408.00.08 | QUICK COUPLING HANDLE FOR D1401.25, ADLER,HANDLE ASSEMBLY |  | D1408.00 | 00 | 2016-03-18 | N. A. | N. A. | N. A. | N.A. | N. A. | N. A. | N. A. | N. A. | N. A. | PS/D1408.00.08 | N. A. | N. A. | N. A. | N. A. | N. A. | D1408.00 | N. A. | N. A. | N. A. | SEMIFINISHED GOODS | N. A. | N. A. | N. A. | N. A. | N. A. | N. A. |  | N. A. | N. A. | N. A. | N. A. | N. A. | N. A. | N. A. | N. A. | N. A. | N. A. | 0 | SUB COMPONENTS | 0 | ADDED NEW CODE NO AS PER EMAIL FROM PRATIK DTD 30DEC2018 ON 08JAN2019 | N | SUB COMPONENTS |  | No | No | N. A. | N. A. | N. A. | N. A.
D1408.00 | D1408.00.09 | QUICK COUPLING HANDLE FOR D1401.25, ADLER,HANDLE ASSEMBLY,FIBRE HANDLE |  | D1408.00 | 00 | 2016-03-18 | N. A. | N. A. | N. A. | N.A. | N. A. | N. A. | N. A. | N. A. | N. A. | PS/D1408.00.09 | N. A. | N. A. | N. A. | N. A. | N. A. | D1408.00 | N. A. | N. A. | N. A. | SEMIFINISHED GOODS | N. A. | N. A. | N. A. | N. A. | N. A. | N. A. |  | N. A. | N. A. | N. A. | N. A. | N. A. | N. A. | N. A. | N. A. | N. A. | N. A. | 0 | SUB COMPONENTS | 0 | ADDED NEW CODE NO AS PER EMAIL FROM PRATIK DTD 30DEC2018 ON 08JAN2019 | N | SUB COMPONENTS |  | No | No | N. A. | N. A. | N. A. | N. A.
D1408.00 | D1408.00.10 | QUICK COUPLING HANDLE FOR D1401.25, ADLER,HANDLE ASSEMBLY,COLLET |  | D1408.00 | 00 | 2016-03-18 | N. A. | N. A. | N. A. | N.A. | N. A. | N. A. | N. A. | N. A. | N. A. | PS/D1408.00.10 | N. A. | N. A. | N. A. | N. A. | N. A. | D1408.00 | N. A. | N. A. | N. A. | SEMIFINISHED GOODS | N. A. | N. A. | N. A. | N. A. | N. A. | N. A. |  | N. A. | N. A. | N. A. | N. A. | N. A. | N. A. | N. A. | N. A. | N. A. | N. A. | 0 | SUB COMPONENTS | 0 | ADDED NEW CODE NO AS PER EMAIL FROM PRATIK DTD 30DEC2018 ON 08JAN2019 | N | SUB COMPONENTS |  | No | No | N. A. | N. A. | N. A. | N. A.
D1408.00 | D1408.00.11 | QUICK COUPLING HANDLE FOR D1401.25, ADLER,DOWEL PIN,DIA.2.5MM +0.0/-0.02 |  | D1408.00 | 00 | 2016-03-18 | N. A. | N. A. | N. A. | N.A. | N. A. | N. A. | N. A. | N. A. | N. A. | PS/D1408.00.11 | N. A. | N. A. | N. A. | N. A. | N. A. | D1408.00 | N. A. | N. A. | N. A. | SEMIFINISHED GOODS | N. A. | N. A. | N. A. | N. A. | N. A. | N. A. |  | N. A. | N. A. | N. A. | N. A. | N. A. | N. A. | N. A. | N. A. | N. A. | N. A. | 0 | SUB COMPONENTS | 0 | ADDED NEW CODE NO AS PER EMAIL FROM PRATIK DTD 30DEC2018 ON 08JAN2019 | N | SUB COMPONENTS |  | No | No | N. A. | N. A. | N. A. | N. A.
D1408.00 | D1408.00.12 | QUICK COUPLING HANDLE FOR D1401.25, ADLER,HANDLE END BUSH |  | D1408.00 | 00 | 2016-03-18 | N. A. | N. A. | N. A. | N.A. | N. A. | N. A. | N. A. | N. A. | N. A. | PS/D1408.00.12 | N. A. | N. A. | N. A. | N. A. | N. A. | D1408.00 | N. A. | N. A. | N. A. | SEMIFINISHED GOODS | N. A. | N. A. | N. A. | N. A. | N. A. | N. A. |  | N. A. | N. A. | N. A. | N. A. | N. A. | N. A. | N. A. | N. A. | N. A. | N. A. | 0 | SUB COMPONENTS | 0 | ADDED NEW CODE NO AS PER EMAIL FROM PRATIK DTD 30DEC2018 ON 08JAN2019 | N | SUB COMPONENTS |  | No | No | N. A. | N. A. | N. A. | N. A.
D1501.00 | D1501.00 | TORQUE HANDLE QC, HUDSON TYPE, 8 NM |  | D1501.00 | #N/A | #N/A | N. A. | N. A. | N. A. | QPF/D1501.00 | #N/A | #N/A | #N/A | #N/A | #N/A | PS/D1501.00 | #N/A | #N/A | #N/A | #N/A | #N/A | D1501.00 | TF-IN | IU/5 | Class A | FINISHED GOODS | ADLER™ | TORQUE HANDLE QC, HUDSON TYPE, 8 NM |  | 17 | No | Yes |  | No | N. A. | No | N. A. | No | Yes | No | No | M. L.: MFG/MD/2022/63252 |  | 1 | ADLER PRODUCTS\INSTRUMENTS \SCREW DRIVERS, ADLER | 0 | VL number changed to ML number | Y | Spinal cage system instruments |  | No | No | Yes | No | Yes | N. A.
D1501.01 | D1501.01 | MOULDED HANDLE ASSEMBLY FOR TORQUE HANDLE QC, HUDSON TYPE |  | D1501.01 | 02 | 2009-12-29 | N. A. | N. A. | N. A. | QPR/D1501.01 | 00 | 2017-02-24 | N. A. | N. A. | N. A. | N. A. | N. A. | N. A. | N. A. | N. A. | N. A. | D1501.00 | TF-IN | IU/5 | Class A | SEMIFINISHED GOODS | N. A. | N. A. | N. A. | N. A. | N. A. | N. A. |  | N. A. | N. A. | N. A. | N. A. | N. A. | N. A. | N. A. | N. A. | N. A. | N. A. | 1 | SUB COMPONENTS | 0 | CHANGED STATUS TO INACTIVE Y AS PER ECR E0030520 DTD 06FEB2020 | Y | Spinal cage system instruments |  | No | No | N. A. | N. A. | N. A. | N. A.
D1501.01 | D1501.01.07 | BALL 4.0MM, 440C |  | D1501.01 | 02 | 2009-12-29 | N. A. | N. A. | N. A. | QPR/D1501.01 | 00 | 2017-02-24 | N. A. | N. A. | N. A. | PS/D1501.01 | 00 | 2018-06-07 | N. A. | N. A. | N. A. | D1501.00 | TF-IN | IU/5 | N. A. | SEMIFINISHED GOODS | N. A. | N. A. | N. A. | N. A. | N. A. | N. A. |  | N. A. | N. A. | N. A. | N. A. | N. A. | N. A. | N. A. | N. A. | N. A. | N. A. | 1 | SUB COMPONENTS | 0 | CHANGED PS NO AS PER EMAIL FROM PRATIK DTD 07JUL2019 ON 10JUL2019 | N | SUB COMPONENTS |  | No | No | N. A. | N. A. | N. A. | N. A.
D1501.0101 | D1501.0101 | HANDLE MOULD FOR TORQUE HANDLE QC, HUDSON TYPE, 8 NM |  | D1501.0101 | 02 | 2009-12-29 | N. A. | N. A. | N. A. | QPR/D1501.0101 | 00 | 2017-02-24 | N. A. | N. A. | N. A. | N. A. | N. A. | N. A. | N. A. | N. A. | N. A. | D1501.00 | TF-IN | IU/5 | N. A. | SEMIFINISHED GOODS | N. A. | N. A. | N. A. | N. A. | N. A. | N. A. |  | N. A. | N. A. | N. A. | N. A. | N. A. | N. A. | N. A. | N. A. | N. A. | N. A. | 1 | SUB COMPONENTS | 0 | CHANGED STATUS TO INACTIVE Y AS PER ECR E0030520 DTD 06FEB2020 | Y | INSTRUMENTS |  | No | No | N. A. | N. A. | N. A. | N. A.
D1501.0102 | D1501.0102 | HANDLE BODY FOR TORQUE HANDLE QC, HUDSON TYPE, 8 NM |  | D1501.0102 | 02 | 2009-12-29 | N. A. | N. A. | N. A. | QPR/D1501.0102 | 00 | 2017-02-24 | N. A. | N. A. | N. A. | N. A. | N. A. | N. A. | N. A. | N. A. | N. A. | D1501.00 | TF-IN | IU/5 | N. A. | SEMIFINISHED GOODS | N. A. | N. A. | N. A. | N. A. | N. A. | N. A. |  | N. A. | N. A. | N. A. | N. A. | N. A. | N. A. | N. A. | N. A. | N. A. | N. A. | 1 | SUB COMPONENTS | 0 | CHANGED STATUS TO INACTIVE Y AS PER ECR E0030520 DTD 06FEB2020 | Y | INSTRUMENTS |  | No | No | N. A. | N. A. | N. A. | N. A.
D1501.0103 | D1501.0103 | HANDLE BODY SCREW FOR TORQUE HANDLE QC, HUDSON TYPE, 8 NM |  | D1501.0103 | 02 | 2009-12-29 | N. A. | N. A. | N. A. | QPR/D1501.0103 | 00 | 2017-02-24 | N. A. | N. A. | N. A. | N. A. | N. A. | N. A. | N. A. | N. A. | N. A. | D1501.00 | TF-IN | IU/5 | N. A. | SEMIFINISHED GOODS | N. A. | N. A. | N. A. | N. A. | N. A. | N. A. |  | N. A. | N. A. | N. A. | N. A. | N. A. | N. A. | N. A. | N. A. | N. A. | N. A. | 1 | SUB COMPONENTS | 0 | CHANGED STATUS TO INACTIVE Y AS PER ECR E0030520 DTD 06FEB2020 | Y | INSTRUMENTS |  | No | No | N. A. | N. A. | N. A. | N. A.
D1501.0104 | D1501.0104 | HANDLE BODY ALUMINIUM INSERT FOR TORQUE HANDLE QC, HUDSON TYPE, 8 NM |  | D1501.0104 | 02 | 2009-12-29 | N. A. | N. A. | N. A. | QPR/D1501.0104 | 00 | 2017-02-24 | N. A. | N. A. | N. A. | N. A. | N. A. | N. A. | N. A. | N. A. | N. A. | D1501.00 | TF-IN | IU/5 | N. A. | SEMIFINISHED GOODS | N. A. | N. A. | N. A. | N. A. | N. A. | N. A. |  | N. A. | N. A. | N. A. | N. A. | N. A. | N. A. | N. A. | N. A. | N. A. | N. A. | 1 | SUB COMPONENTS | 0 | CHANGED STATUS TO INACTIVE Y AS PER ECR E0030520 DTD 06FEB2020 | Y | INSTRUMENTS |  | No | No | N. A. | N. A. | N. A. | N. A.
D1501.0602 | D1501.0602 | END CAP SCREW FOR TORQUE HANDLE QC, HUDSON TYPE, 8 NM |  | D1501.0602 | 02 | 2009-12-29 | N. A. | N. A. | N. A. | QPR/D1501.0602 | 00 | 2017-02-24 | N. A. | N. A. | N. A. | N. A. | N. A. | N. A. | N. A. | N. A. | N. A. | D1501.00 | TF-IN | IU/5 | N. A. | SEMIFINISHED GOODS | N. A. | N. A. | N. A. | N. A. | N. A. | N. A. |  | N. A. | N. A. | N. A. | N. A. | N. A. | N. A. | N. A. | N. A. | N. A. | N. A. | 1 | SUB COMPONENTS | 0 | CHANGED STATUS TO INACTIVE Y AS PER ECR E0030520 DTD 06FEB2020 | Y | INSTRUMENTS |  | No | No | N. A. | N. A. | N. A. | N. A.
D1501.07 | D1501.07 | 4.0 MM SS BALL BEARING FOR TORQUE HANDLE QC, HUDSON TYPE, 8 NM |  | D1501.07 | 02 | 2009-12-29 | N. A. | N. A. | N. A. | QPR/D1501.07 | 00 | 2017-02-24 | N. A. | N. A. | N. A. | N. A. | N. A. | N. A. | N. A. | N. A. | N. A. | D1501.07 | TF-IN | IU/5 | Class A | SEMIFINISHED GOODS | N. A. | N. A. | N. A. | N. A. | N. A. | N. A. |  | N. A. | N. A. | N. A. | N. A. | N. A. | N. A. | N. A. | N. A. | N. A. | N. A. | 1 | SUB COMPONENTS | 0 | CHANGED STATUS TO INACTIVE Y AS PER ECR E0030520 DTD 06FEB2020 | Y | Spinal cage system instruments |  | No | No | N. A. | N. A. | N. A. | N. A.
I0559.00 | I0559.00 | ATLAS HFN ENTRY PORTAL SLEEVE |  | I0559.00 | 02 | 2016-06-01 | N. A. | N. A. | N. A. | QPF/I0559.00 | 04 | 2017-02-17 | N. A. | N. A. | N. A. | PS/I0559.00 | 00 | 2017-04-19 | N. A. | N. A. | N. A. | I0559.00 | TF-IN | IU/5 | Class A | FINISHED GOODS | ATLAS™ HFN | HFN Instruments | ENTRY PORTAL SLEEVE | 17 | No | Yes |  | No | N. A. | No | N. A. | No | Yes | No | No | M. L.: MFG/MD/2022/63252 |  | 1 | ADLER PRODUCTS\ATLAS HF NAILING SYSTEM\ATLAS HFN INSTRUMENTS | 0 | VL number changed to ML number | N | Sleeves and its attachment |  | No | No | Yes | No | Yes | N. A.
I0575.9040 | I0575.9040 | ATLAS TROCAR SLEEVE, 4MM |  | I0575.9040 | 00 | 2018-03-08 | N. A. | N. A. | N. A. | QPF/I0575.9040 | 01 | 2021-02-10 | N. A. | N. A. | N. A. | PS/I0575.9040 | 00 | 2018-03-21 | N. A. | N. A. | N. A. | I0575.9040 | TF/IN | IU/5 | Class A | FINISHED GOODS | ATLAS™ FFN | FFN Instrument | ATLAS TROCAR SLEEVE, 4MM | 17 | No | Yes |  | No | N. A. | No | N. A. | No | Yes | No | No | M. L.: MFG/MD/2022/63252 |  | 1 | ADLER PRODUCTS\ATLAS FFN PRODUCTS |  | VL number changed to ML number | N | Sleeves and its attachment |  | No | No | Yes | No | Yes | N. A.
D1501.1103 | D1501.1103 | DRIVER HOUSING TOP O RING FOR TORQUE HANDLE QC, HUDSON TYPE, 8 NM |  | D1501.1103 | 02 | 2009-12-29 | N. A. | N. A. | N. A. | QPR/D1501.1103 | 00 | 2017-02-24 | N. A. | N. A. | N. A. | N. A. | N. A. | N. A. | N. A. | N. A. | N. A. | D1501 | TF-IN | IU/5 | Class A | SEMIFINISHED GOODS | N. A. | N. A. | N. A. | N. A. | N. A. | N. A. |  | N. A. | N. A. | N. A. | N. A. | N. A. | N. A. | N. A. | N. A. | N. A. | N. A. | 1 | SUB COMPONENTS | 0 | Changed Description as discussed with SSJ on 31JAN2010 | N | Surgical Screw Driver |  | No | No | N. A. | N. A. | N. A. | N. A.
D1501.1208 | D1501.1208 | 1.27 MM FLAT WASHER FOR TORQUE HANDLE QC, HUDSON TYPE, 8 NM |  | D1501.1208 | 02 | 2009-12-29 | N. A. | N. A. | N. A. | QPR/D1501.1208 | 00 | 2017-02-24 | N. A. | N. A. | N. A. | N. A. | N. A. | N. A. | N. A. | N. A. | N. A. | D1501 | TF-IN | IU/5 | Class A | SEMIFINISHED GOODS | N. A. | N. A. | N. A. | N. A. | N. A. | N. A. |  | N. A. | N. A. | N. A. | N. A. | N. A. | N. A. | N. A. | N. A. | N. A. | N. A. | 1 | SUB COMPONENTS | 0 | Changed Description as discussed with SSJ on 31JAN2010 | N | Spinal cage system instruments |  | No | No | N. A. | N. A. | N. A. | N. A.
D1501.14 | D1501.14 | QC STRAIGHT HANDLE, SOFTGRIP, HUDSON TYPE |  | D1501.14 | 02 | 2009-12-29 | N. A. | N. A. | N. A. | QPF/D1501.14 | 00 | 2017-02-24 | N. A. | N. A. | N. A. | PS/D1501.14 | 00 | 2018-06-07 | N. A. | N. A. | N. A. | D1501.14 | TF-IN | IU/5 | Class A | FINISHED GOODS | ADLER™ | QUICK COUPLING HANDLE | STRAIGHT, SOFTGRIP, HUDSON TYPE | 17 | No | Yes |  | No | N. A. | No | N. A. | No | Yes | No | No | M. L.: MFG/MD/2022/63252 |  | 1 | ADLER PRODUCTS\INSTRUMENTS \SCREW DRIVERS, ADLER | 0 | VL number changed to ML number | N | Spinal cage system instruments |  | No | No | Yes | No | Yes | N. A.
D1501.14 | D1501.14.01 | QC STRAIGHT HANDLE, SOFTGRIP, HUDSON TYPE, SHAFT ASSEMBLY |  | D1501.14.01 | 02 | 2009-12-29 | N. A. | N. A. | N. A. | N. A. | N. A. | N. A. | N. A. | N. A. | N. A. | PS/D1501.14.01 | 00 | 2018-06-07 | N. A. | N. A. | N. A. | D1501.14 | TF-IN | IU/5 | N. A. | SEMIFINISHED GOODS | N. A. | N. A. | N. A. | N. A. | N. A. | N. A. |  | N. A. | N. A. | N. A. | N. A. | N. A. | N. A. | N. A. | N. A. | N. A. | N. A. | 1 | SUB COMPONENTS | 0 | Added new product as discussed with RS on 01MAR2012 | N | SUB COMPONENTS |  | No | No | N. A. | N. A. | N. A. | N. A.
D1501.14 | D1501.14.01.01 | QC STRAIGHT HANDLE, SOFTGRIP, HUDSON TYPE, SHAFT |  | D1501.14.01.01 | 02 | 2009-12-29 | N. A. | N. A. | N. A. | N. A. | N. A. | N. A. | N. A. | N. A. | N. A. | PS/D1501.14.01.01 | 00 | 2018-06-07 | N. A. | N. A. | N. A. | D1501.14 | TF-IN | IU/5 | N. A. | SEMIFINISHED GOODS | N. A. | N. A. | N. A. | N. A. | N. A. | N. A. |  | N. A. | N. A. | N. A. | N. A. | N. A. | N. A. | N. A. | N. A. | N. A. | N. A. | 1 | SUB COMPONENTS | 0 | Added new product as discussed with RS on 01MAR2012 | N | SUB COMPONENTS |  | No | No | N. A. | N. A. | N. A. | N. A.
D1501.14 | D1501.14.02 | QC STRAIGHT HANDLE, SOFTGRIP, HUDSON TYPE, STRAIGHT SILICON GRIP ASSEMBLY (SEAT MACHINING) |  | D1501.14.02 | 02 | 2009-12-29 | N. A. | N. A. | N. A. | N. A. | N. A. | N. A. | N. A. | N. A. | N. A. | PS/D1501.14.02 | 00 | 2018-06-07 | N. A. | N. A. | N. A. | D1501.14 | TF-IN | IU/5 | N. A. | SEMIFINISHED GOODS | N. A. | N. A. | N. A. | N. A. | N. A. | N. A. |  | N. A. | N. A. | N. A. | N. A. | N. A. | N. A. | N. A. | N. A. | N. A. | N. A. | 1 | SUB COMPONENTS | 0 | Added new product as discussed with RS on 01MAR2012 | N | SUB COMPONENTS |  | No | No | N. A. | N. A. | N. A. | N. A.
D1501.14 | D1501.14.03 | QC STRAIGHT HANDLE, SOFTGRIP, HUDSON TYPE, CAP |  | D1501.14.03 | N. A. | N. A. | N. A. | N. A. | N. A. | N.A. | N. A. | N. A. | N. A. | N. A. | N. A. | PS/D1501.14.03 | N. A. | N. A. | N. A. | N. A. | N. A. | D1501.14 | N. A. | N. A. | N. A. | SEMIFINISHED GOODS | N. A. | N. A. | N. A. | N. A. | N. A. | N. A. |  | N. A. | N. A. | N. A. | N. A. | N. A. | N. A. | N. A. | N. A. | N. A. | N. A. | 0 | SUB COMPONENTS | 0 | ADDED NEW CODE NO AS PER EMAIL FROM PRATIK DTD 30DEC2018 ON 08JAN2019 | N | SUB COMPONENTS |  | No | No | N. A. | N. A. | N. A. | N. A.
D1501.15 | D1501.15 | ADLER, TORQUE LIMITING SCREWDRIVER HANDLE, 8 NM |  | D1501.15 | 00 | 2018-06-23 | N. A. | N. A. | N. A. | QPR/D1501.15 | 00 | 2018-06-29 | N. A. | N. A. | N. A. | PS/D1501.15 | 00 | 2017-03-04 | N. A. | N. A. | N. A. | D1501.15 | TF-IN | IU/5 | Class A | FINISHED GOODS | ADLER™ | TORQUE LIMITING SCREWDRIVER HANDLE | TORQUE 8NM | 17 | No | Yes |  | No | N. A. | No | N. A. | No | Yes | No | No | M. L.: MFG/MD/2022/63252 |  | 1 | ADLER PRODUCTS\INSTRUMENTS \SCREW DRIVERS, ADLER | 0 | VL number changed to ML number | Y | Surgical Screw Driver |  | No | No | Yes | No | Yes | N. A.
D1501.1508 | D1501.1508 | 0.8 NM TORQUE LIMITING SCREW DRIVER 1.5A/F HEX (FOR 2.4 MM LOCKING SCREWS) |  | D1501.1508 | 01 | 2019-03-22 | N. A. | N. A. | N. A. | QPR/D1501.1508 | 00 | 2019-01-17 | N. A. | N. A. | N. A. | PS/D1501.1508 | 00 | 2018-12-08 | N. A. | N. A. | N. A. | D1501.1508 | TF-IN | IU/5 | Class A | FINISHED GOODS | ADLER™ | TORQUE LIMITING SCREW DRIVER | 1.5A/F HEX (FOR 2.4 MM LOCKING SCREWS) | 17 | No | Yes |  | No | N. A. | No | N. A. | No | Yes | No | No | M. L.: MFG/MD/2022/63252 |  | 1 | ADLER PRODUCTS\INSTRUMENTS \SCREW DRIVERS, ADLER | 0 | VL number changed to ML number | Y | Surgical Screw Driver |  | No | No | Yes | No | Yes | N. A.
D1501.1515 | D1501.1515 | 1.5 NM TORQUE LIMITING SCREW DRIVER WITH 2.5A/F HEX (FOR 3.5 MM LOCKING SCREWS |  | D1501.1515 | 00 | 2018-12-03 | N. A. | N. A. | N. A. | QPR/D1501.1515 | 00 | 2019-01-17 | N. A. | N. A. | N. A. | PS/D1501.1515 | 00 | 2018-12-08 | N. A. | N. A. | N. A. | D1501.1515 | TF-IN | IU/5 | Class A | FINISHED GOODS | ADLER™ | TORQUE LIMITING SCREW DRIVER | 2.5A/F HEX (FOR 3.5 MM LOCKING SCREWS | 17 | No | Yes |  | No | N. A. | No | N. A. | No | Yes | No | No | M. L.: MFG/MD/2022/63252 |  | 1 | ADLER PRODUCTS\INSTRUMENTS \SCREW DRIVERS, ADLER | 0 | VL number changed to ML number | Y | Surgical Screw Driver |  | No | No | Yes | No | Yes | N. A.
DSA0601 | DSA0601.041 | AUSTIN MOORE PROSTHESIS, XL, S`RUT, NARROW STEM, NON STERILE 41MM, DUMMY SAMPLE |  | N. A. | N. A. | N. A. | N. A. | N. A. | N. A. | N. A. | N. A. | N. A. | N. A. | N. A. | N. A. | N. A. | N. A. | N. A. | N. A. | N. A. | N. A. | N. A. | N. A. | N. A. | N. A. | FINISHED GOODS | SUSHRUT™ | AUSTIN MOORE PROSTHESIS, XL, NARROW STEM | NON STERILE 41MMDUMMY SAMPLE | 04 | YES | No | R | Yes | N. A. | No | N. A. | No | Yes | No | Yes | M. L.: MFG/MD/2021/000369 |  | 1 | DUMMY SAMPLES FOR STERILITY TESTING | 0 | Changed GS1 Code for these Items on 08DEC2021 | Y | SUB COMPONENTS |  | No | No | Yes | Yes | No | N. A. | DUMMY | SAMPLE
DSA0601 | DSA0601.042 | AUSTIN MOORE PROSTHESIS, XL, S`RUT, NARROW STEM, NON STERILE 42MM, DUMMY SAMPLE |  | N. A. | N. A. | N. A. | N. A. | N. A. | N. A. | N. A. | N. A. | N. A. | N. A. | N. A. | N. A. | N. A. | N. A. | N. A. | N. A. | N. A. | N. A. | N. A. | N. A. | N. A. | N. A. | FINISHED GOODS | SUSHRUT™ | AUSTIN MOORE PROSTHESIS, XL, NARROW STEM | NON STERILE 42MMDUMMY SAMPLE | 02 | YES | No | R | Yes | N. A. | No | N. A. | No | Yes | No | Yes | M. L.: MFG/MD/2021/000369 |  | 1 | DUMMY SAMPLES FOR STERILITY TESTING | 0 | Changed GS1 Code for these Items on 08DEC2021 | Y | SUB COMPONENTS |  | No | No | Yes | Yes | No | N. A. | DUMMY | SAMPLE
DSA0601 | DSA0601.047 | AUSTIN MOORE PROSTHESIS, XL, S`RUT, NARROW STEM, NON STERILE 47MM, DUMMY SAMPLE |  | N. A. | N. A. | N. A. | N. A. | N. A. | N. A. | N. A. | N. A. | N. A. | N. A. | N. A. | N. A. | N. A. | N. A. | N. A. | N. A. | N. A. | N. A. | N. A. | N. A. | N. A. | N. A. | FINISHED GOODS | SUSHRUT™ | AUSTIN MOORE PROSTHESIS, XL, NARROW STEM | NON STERILE 47MMDUMMY SAMPLE | 02 | YES | No | R | Yes | N. A. | No | N. A. | No | Yes | No | Yes | M. L.: MFG/MD/2021/000369 |  | 1 | DUMMY SAMPLES FOR STERILITY TESTING | 0 | Changed GS1 Code for these Items on 08DEC2021 | Y | SUB COMPONENTS |  | No | No | Yes | Yes | No | N. A. | DUMMY | SAMPLE
DSA0601 | DSA0601.054 | AUSTIN MOORE PROSTHESIS, XL, S`RUT, NARROW STEM, NON STERILE 54MM, DUMMY SAMPLE |  | N. A. | N. A. | N. A. | N. A. | N. A. | N. A. | N. A. | N. A. | N. A. | N. A. | N. A. | N. A. | N. A. | N. A. | N. A. | N. A. | N. A. | N. A. | N. A. | N. A. | N. A. | N. A. | FINISHED GOODS | SUSHRUT™ | AUSTIN MOORE PROSTHESIS, XL, NARROW STEM | NON STERILE 54MMDUMMY SAMPLE | 02 | YES | No | R | Yes | N. A. | No | N. A. | No | Yes | No | Yes | M. L.: MFG/MD/2021/000369 |  | 1 | DUMMY SAMPLES FOR STERILITY TESTING | 0 | Changed GS1 Code for these Items on 08DEC2021 | Y | SUB COMPONENTS |  | No | No | Yes | Yes | No | N. A. | DUMMY | SAMPLE
DSA0603 | DSA0603.040 | AUSTIN MOORE PROSTHESIS, XL, S`RUT, NARROW STEM, STERILE 40MM, DUMMY SAMPLE |  | N. A. | N. A. | N. A. | N. A. | N. A. | N. A. | N. A. | N. A. | N. A. | N. A. | N. A. | N. A. | N. A. | N. A. | N. A. | N. A. | N. A. | N. A. | N. A. | N. A. | N. A. | N. A. | FINISHED GOODS | SUSHRUT™ | AUSTIN MOORE PROSTHESIS, XL, NARROW STEM | STERILE 40MMDUMMY SAMPLE | 02 | Yes | No | R | Yes | N. A. | No | N. A. | No | Yes | No | Yes | M. L.: MFG/MD/2021/000369 |  | 1 | DUMMY SAMPLES FOR STERILITY TESTING | 0 | Changed GS1 Code for these Items on 08DEC2021 | Y | SUB COMPONENTS |  | No | No | Yes | Yes | No | N. A. | DUMMY | SAMPLE
DSA1601 | DSA1601.0212 | RESTOR CURVED INTRAMEDULLARY STEM 12MM, DUMMY SAMPLE |  | N. A. | N. A. | N. A. | N. A. | N. A. | N. A. | N. A. | N. A. | N. A. | N. A. | N. A. | N. A. | N. A. | N. A. | N. A. | N. A. | N. A. | N. A. | N. A. | N. A. | N. A. | N. A. | FINISHED GOODS | RESTOR™ | CURVED INTRAMEDULLARY STEM 12MM, DUMMY SAMPLE | CURVED INTRAMEDULLARY STEM 12MM, DUMMY SAMPLE | 16 | No | Yes |  | No | N. A. | No | N. A. | No | Yes | No | No | M. L.: MFG/MD/2022/63252 |  | 1 | DUMMY SAMPLES FOR STERILITY TESTING | 0 | VL number changed to ML number | Y | SUB COMPONENTS |  | No | No | Yes | No | Yes | N. A. | DUMMY | SAMPLE
DSA1601 | DSA1601.0304 | RESTOR RESECTION PIECE S.STEEL 40MM, DUMMY SAMPLE |  | N. A. | N. A. | N. A. | N. A. | N. A. | N. A. | N. A. | N. A. | N. A. | N. A. | N. A. | N. A. | N. A. | N. A. | N. A. | N. A. | N. A. | N. A. | N. A. | N. A. | N. A. | N. A. | FINISHED GOODS | RESTOR™ | RESECTION PIECE SS | 40MM, DUMMY SAMPLE | 16 | No | Yes |  | No | N. A. | No | N. A. | No | Yes | No | No | M. L.: MFG/MD/2022/63252 |  | 1 | DUMMY SAMPLES FOR STERILITY TESTING | 0 | VL number changed to ML number | Y | SUB COMPONENTS |  | No | No | Yes | No | Yes | N. A. | DUMMY | SAMPLE
DSA1601 | DSA1601.0311 | RESTOR RESECTION PIECE S.STEEL 110MM, DUMMY SAMPLE |  | N. A. | N. A. | N. A. | N. A. | N. A. | N. A. | N. A. | N. A. | N. A. | N. A. | N. A. | N. A. | N. A. | N. A. | N. A. | N. A. | N. A. | N. A. | N. A. | N. A. | N. A. | N. A. | FINISHED GOODS | RESTOR™ | RESECTION PIECE S.STEEL 110MM, DUMMY SAMPLE | 110MM, DUMMY SAMPLE | 16 | No | Yes |  | No | N. A. | No | N. A. | No | Yes | No | No | M. L.: MFG/MD/2022/63252 |  | 1 | DUMMY SAMPLES FOR STERILITY TESTING | 0 | VL number changed to ML number | Y | SUB COMPONENTS |  | No | No | Yes | No | Yes | N. A. | DUMMY | SAMPLE
DSA1601 | DSA1601.0316 | RESTOR RESECTION PIECE S.STEEL 160MM, DUMMY SAMPLE |  | N. A. | N. A. | N. A. | N. A. | N. A. | N. A. | N. A. | N. A. | N. A. | N. A. | N. A. | N. A. | N. A. | N. A. | N. A. | N. A. | N. A. | N. A. | N. A. | N. A. | N. A. | N. A. | FINISHED GOODS | RESTOR™ | RESECTION PIECE S.STEEL 160MM, DUMMY SAMPLE | 160MM, DUMMY SAMPLE | 16 | No | Yes |  | No | N. A. | No | N. A. | No | Yes | No | No | M. L.: MFG/MD/2022/63252 |  | 1 | DUMMY SAMPLES FOR STERILITY TESTING | 0 | VL number changed to ML number | Y | SUB COMPONENTS |  | No | No | Yes | No | Yes | N. A. | DUMMY | SAMPLE
DSA1601 | DSA1601.1011 | RESTOR FEMUR FR, LEFT (WITH PIVOT PIN & RETAINING RING) COCR, DUMMY SAMPLE |  | N. A. | N. A. | N. A. | N. A. | N. A. | N. A. | N. A. | N. A. | N. A. | N. A. | N. A. | N. A. | N. A. | N. A. | N. A. | N. A. | N. A. | N. A. | N. A. | N. A. | N. A. | N. A. | FINISHED GOODS | RESTOR™ | FEMUR FR, LEFT | WITH PIVOT PIN & RETAINING RING, COCR, DUMMY SAMPLE | 16 | No | Yes |  | No | N. A. | No | N. A. | No | Yes | No | No | M. L.: MFG/MD/2022/63252 |  | 1 | DUMMY SAMPLES FOR STERILITY TESTING | 0 | VL number changed to ML number | Y | SUB COMPONENTS |  | No | No | Yes | No | Yes | N. A. | DUMMY | SAMPLE
DSA1601 | DSA1601.1012 | RESTOR FEMUR FR, RIGHT (WITH PIVOT PIN & RETAINING RING) COCR, DUMMY SAMPLE |  | N. A. | N. A. | N. A. | N. A. | N. A. | N. A. | N. A. | N. A. | N. A. | N. A. | N. A. | N. A. | N. A. | N. A. | N. A. | N. A. | N. A. | N. A. | N. A. | N. A. | N. A. | N. A. | FINISHED GOODS | RESTOR™ | FEMUR FR, RIGHT | WITH PIVOT PIN & RETAINING RING, COCR, DUMMY SAMPLE | 16 | No | Yes |  | No | N. A. | No | N. A. | No | Yes | No | No | M. L.: MFG/MD/2022/63252 |  | 1 | DUMMY SAMPLES FOR STERILITY TESTING | 0 | VL number changed to ML number | Y | SUB COMPONENTS |  | No | No | Yes | No | Yes | N. A. | DUMMY | SAMPLE
DSA1601 | DSA1601.1161 | RESTOR FEMUR TR, LEFT, SS (MP) (INCL. PIVOT PIN AND RETAINING RING), DUMMY SAMPLE |  | N. A. | N. A. | N. A. | N. A. | N. A. | N. A. | N. A. | N. A. | N. A. | N. A. | N. A. | N. A. | N. A. | N. A. | N. A. | N. A. | N. A. | N. A. | N. A. | N. A. | N. A. | N. A. | FINISHED GOODS | RESTOR™ | FEMUR TR, LEFT | SS (MP) (INCL. PIVOT PIN AND RETAINING RING), DUMMY SAMPLE | 16 | No | Yes |  | No | N. A. | No | N. A. | No | Yes | No | No | M. L.: MFG/MD/2022/63252 |  | 1 | DUMMY SAMPLES FOR STERILITY TESTING | 0 | VL number changed to ML number | Y | SUB COMPONENTS |  | No | No | Yes | No | Yes | N. A. | DUMMY | SAMPLE
DSA1601 | DSA1601.1162 | RESTOR FEMUR TR, RIGHT, SS (MP) (INCL. PIVOT PIN AND RETAINING RING), DUMMY SAMPLE |  | N. A. | N. A. | N. A. | N. A. | N. A. | N. A. | N. A. | N. A. | N. A. | N. A. | N. A. | N. A. | N. A. | N. A. | N. A. | N. A. | N. A. | N. A. | N. A. | N. A. | N. A. | N. A. | FINISHED GOODS | RESTOR™ | FEMUR TR, RIGHT | SS (MP) (INCL. PIVOT PIN AND RETAINING RING), DUMMY SAMPLE | 16 | No | Yes |  | No | N. A. | No | N. A. | No | Yes | No | No | M. L.: MFG/MD/2022/63252 |  | 1 | DUMMY SAMPLES FOR STERILITY TESTING | 0 | VL number changed to ML number | Y | SUB COMPONENTS |  | No | No | Yes | No | Yes | N. A. | DUMMY | SAMPLE
DSA1605 | DSA1605.1238 | RESTOR TROCHANTERIC COMPONENT, OFFSET 38, 15DEG. ANTEVERSION, RIGHT, COCR, DUMMY SAMPLE |  | N. A. | N. A. | N. A. | N. A. | N. A. | N. A. | N. A. | N. A. | N. A. | N. A. | N. A. | N. A. | N. A. | N. A. | N. A. | N. A. | N. A. | N. A. | N. A. | N. A. | N. A. | N. A. | FINISHED GOODS | RESTOR™ | TROCHANTERIC COMPONENT | OFFSET 38, 15DEG. ANTEVERSION, RIGHT, COCR, DUMMY SAMPLE | 16 | No | Yes |  | No | N. A. | No | N. A. | No | Yes | No | No | M. L.: MFG/MD/2022/63252 |  | 1 | DUMMY SAMPLES FOR STERILITY TESTING | 0 | VL number changed to ML number | Y | SUB COMPONENTS |  | No | No | Yes | No | Yes | N. A. | DUMMY | SAMPLE
DSA1607 | DSA1607.2120 | ADLER MODULAR HEAD, COCR, 22/-2 TO BE USED WITH MODULOC CUP, DUMMY SAMPLE |  | N. A. | N. A. | N. A. | N. A. | N. A. | N. A. | N. A. | N. A. | N. A. | N. A. | N. A. | N. A. | N. A. | N. A. | N. A. | N. A. | N. A. | N. A. | N. A. | N. A. | N. A. | N. A. | FINISHED GOODS | ADLER™ | ADLER MODULAR HEAD, COCR | 22/-2 TO BE USED WITH MODULOC CUP, DUMMY SAMPLE | 16 | No | Yes |  | No | N. A. | No | N. A. | No | Yes | No | No | M. L.: MFG/MD/2022/63252 |  | 1 | DUMMY SAMPLES FOR STERILITY TESTING | 0 | VL number changed to ML number | Y | SUB COMPONENTS |  | No | No | Yes | No | Yes | N. A. | DUMMY | SAMPLE
DSA1607 | DSA1607.2200 | ADLER MODULAR HEAD, COCR, 22/00 TO BE USED WITH MODULOC CUP, DUMMY SAMPLE |  | N. A. | N. A. | N. A. | N. A. | N. A. | N. A. | N. A. | N. A. | N. A. | N. A. | N. A. | N. A. | N. A. | N. A. | N. A. | N. A. | N. A. | N. A. | N. A. | N. A. | N. A. | N. A. | FINISHED GOODS | ADLER™ | ADLER MODULAR HEAD, COCR | 22/00 TO BE USED WITH MODULOC CUP, DUMMY SAMPLE | 16 | No | Yes |  | No | N. A. | No | N. A. | No | Yes | No | No | M. L.: MFG/MD/2022/63252 |  | 1 | DUMMY SAMPLES FOR STERILITY TESTING | 0 | VL number changed to ML number | Y | SUB COMPONENTS |  | No | No | Yes | No | Yes | N. A. | DUMMY | SAMPLE
DSA1607 | DSA1607.2235 | ADLER MODULAR HEAD, COCR, 22/+3.5 TO BE USED WITH MODULOC CUP, DUMMY SAMPLE |  | N. A. | N. A. | N. A. | N. A. | N. A. | N. A. | N. A. | N. A. | N. A. | N. A. | N. A. | N. A. | N. A. | N. A. | N. A. | N. A. | N. A. | N. A. | N. A. | N. A. | N. A. | N. A. | FINISHED GOODS | ADLER™ | ADLER MODULAR HEAD, COCR | 22/+3.5 TO BE USED WITH MODULOC CUP, DUMMY SAMPLE | 16 | No | Yes |  | No | N. A. | No | N. A. | No | Yes | No | No | M. L.: MFG/MD/2022/63252 |  | 1 | DUMMY SAMPLES FOR STERILITY TESTING | 0 | VL number changed to ML number | Y | SUB COMPONENTS |  | No | No | Yes | No | Yes | N. A. | DUMMY | SAMPLE
DSA1607 | DSA1607.2800 | ADLER MODULAR HEAD, COCR, 28/00 TO BE USED WITH MODULOC CUP, DUMMY SAMPLE |  | N. A. | N. A. | N. A. | N. A. | N. A. | N. A. | N. A. | N. A. | N. A. | N. A. | N. A. | N. A. | N. A. | N. A. | N. A. | N. A. | N. A. | N. A. | N. A. | N. A. | N. A. | N. A. | FINISHED GOODS | ADLER™ | ADLER MODULAR HEAD, COCR | 28/00 TO BE USED WITH MODULOC CUP, DUMMY SAMPLE | 16 | No | Yes |  | No | N. A. | No | N. A. | No | Yes | No | No | M. L.: MFG/MD/2022/63252 |  | 1 | DUMMY SAMPLES FOR STERILITY TESTING | 0 | VL number changed to ML number | Y | SUB COMPONENTS |  | No | No | Yes | No | Yes | N. A. | DUMMY | SAMPLE
DSA1607 | DSA1607.2835 | ADLER MODULAR HEAD, COCR, 28/+3.5 TO BE USED WITH MODULOC CUP, DUMMY SAMPLE |  | N. A. | N. A. | N. A. | N. A. | N. A. | N. A. | N. A. | N. A. | N. A. | N. A. | N. A. | N. A. | N. A. | N. A. | N. A. | N. A. | N. A. | N. A. | N. A. | N. A. | N. A. | N. A. | FINISHED GOODS | ADLER™ | ADLER MODULAR HEAD, COCR | 28/+3.5 TO BE USED WITH MODULOC CUP, DUMMY SAMPLE | 16 | No | Yes |  | No | N. A. | No | N. A. | No | Yes | No | No | M. L.: MFG/MD/2022/63252 |  | 1 | DUMMY SAMPLES FOR STERILITY TESTING | 0 | VL number changed to ML number | Y | SUB COMPONENTS |  | No | No | Yes | No | Yes | N. A. | DUMMY | SAMPLE
DSA1804 | DSA1804.03 | RESTOR DISTAL HUMERUS COMPONENT, LEFT, COCR (INCL. PIVOT PIN AND RETAINING RING), DUMMY SAMPLE |  | N. A. | N. A. | N. A. | N. A. | N. A. | N. A. | N. A. | N. A. | N. A. | N. A. | N. A. | N. A. | N. A. | N. A. | N. A. | N. A. | N. A. | N. A. | N. A. | N. A. | N. A. | N. A. | FINISHED GOODS | RESTOR™ | DISTAL HUMERUS COMPONENT, LEFT | COCR, INCL. PIVOT PIN AND RETAINING RING, DUMMY SAMPLE | 16 | No | Yes |  | No | N. A. | No | N. A. | No | Yes | No | No | M. L.: MFG/MD/2022/63252 |  | 1 | DUMMY SAMPLES FOR STERILITY TESTING | 0 | VL number changed to ML number | Y | SUB COMPONENTS |  | No | No | Yes | No | Yes | N. A. | DUMMY | SAMPLE
DSH0209 | DSH0209.3601 | ENDOFIT STEM 36 MM OFFSET SIZE 0, DUMMY SAMPLE |  | N. A. | N. A. | N. A. | N. A. | N. A. | N. A. | N. A. | N. A. | N. A. | N. A. | N. A. | N. A. | N. A. | N. A. | N. A. | N. A. | N. A. | N. A. | N. A. | N. A. | N. A. | N. A. | FINISHED GOODS | ENDOFIT™ | STEM | 36 MM OFFSET SIZE 0, DUMMY SAMPLE | 02 | YES | No | R | Yes | N. A. | No | N. A. | No | Yes | No | Yes | M. L.: MFG/MD/2021/000369 |  | 1 | DUMMY SAMPLES FOR STERILITY TESTING | 0 | Changed GS1 Code for these Items on 08DEC2021 | Y | SUB COMPONENTS |  | No | No | Yes | Yes | No | N. A. | DUMMY | SAMPLE
DSH0209 | DSH0209.3801 | ENDOFIT STEM 38 MM OFFSET SIZE 1, DUMMY SAMPLE |  | N. A. | N. A. | N. A. | N. A. | N. A. | N. A. | N. A. | N. A. | N. A. | N. A. | N. A. | N. A. | N. A. | N. A. | N. A. | N. A. | N. A. | N. A. | N. A. | N. A. | N. A. | N. A. | FINISHED GOODS | ENDOFIT™ | STEM | 38 MM OFFSET SIZE 1, DUMMY SAMPLE | 02 | YES | No | R | Yes | N. A. | No | N. A. | No | Yes | No | Yes | M. L.: MFG/MD/2021/000369 |  | 1 | DUMMY SAMPLES FOR STERILITY TESTING | 0 | Changed GS1 Code for these Items on 08DEC2021 | Y | SUB COMPONENTS |  | No | No | Yes | Yes | No | N. A. | DUMMY | SAMPLE
DSH0209 | DSH0209.3802 | ENDOFIT STEM 38 MM OFFSET SIZE 2, DUMMY SAMPLE |  | N. A. | N. A. | N. A. | N. A. | N. A. | N. A. | N. A. | N. A. | N. A. | N. A. | N. A. | N. A. | N. A. | N. A. | N. A. | N. A. | N. A. | N. A. | N. A. | N. A. | N. A. | N. A. | FINISHED GOODS | ENDOFIT™ | STEM | 38 MM OFFSET SIZE 2, DUMMY SAMPLE | 02 | YES | No | R | Yes | N. A. | No | N. A. | No | Yes | No | Yes | M. L.: MFG/MD/2021/000369 |  | 1 | DUMMY SAMPLES FOR STERILITY TESTING | 0 | Changed GS1 Code for these Items on 08DEC2021 | Y | SUB COMPONENTS |  | No | No | Yes | Yes | No | N. A. | DUMMY | SAMPLE
DSH0209 | DSH0209.3803 | ENDOFIT STEM 38 MM OFFSET SIZE 3, DUMMY SAMPLE |  | N. A. | N. A. | N. A. | N. A. | N. A. | N. A. | N. A. | N. A. | N. A. | N. A. | N. A. | N. A. | N. A. | N. A. | N. A. | N. A. | N. A. | N. A. | N. A. | N. A. | N. A. | N. A. | FINISHED GOODS | ENDOFIT™ | STEM | 38 MM OFFSET SIZE 3, DUMMY SAMPLE | 02 | YES | No | R | Yes | N. A. | No | N. A. | No | Yes | No | Yes | M. L.: MFG/MD/2021/000369 |  | 1 | DUMMY SAMPLES FOR STERILITY TESTING | 0 | Changed GS1 Code for these Items on 08DEC2021 | Y | SUB COMPONENTS |  | No | No | Yes | Yes | No | N. A. | DUMMY | SAMPLE
DSH0209 | DSH0209.3804 | ENDOFIT STEM 38 MM OFFSET SIZE 4, DUMMY SAMPLE |  | N. A. | N. A. | N. A. | N. A. | N. A. | N. A. | N. A. | N. A. | N. A. | N. A. | N. A. | N. A. | N. A. | N. A. | N. A. | N. A. | N. A. | N. A. | N. A. | N. A. | N. A. | N. A. | FINISHED GOODS | ENDOFIT™ | STEM | 38 MM OFFSET SIZE 4, DUMMY SAMPLE | 02 | YES | No | R | Yes | N. A. | No | N. A. | No | Yes | No | Yes | M. L.: MFG/MD/2021/000369 |  | 1 | DUMMY SAMPLES FOR STERILITY TESTING | 0 | Changed GS1 Code for these Items on 08DEC2021 | Y | SUB COMPONENTS |  | No | No | Yes | Yes | No | N. A. | DUMMY | SAMPLE
DSH0306 | DSH0306.0637 | MODULOC BIPOLAR CUP 37/22, DUMMY SAMPLE |  | N. A. | #N/A | #N/A | N. A. | N. A. | N. A. | N. A. | #N/A | #N/A | #N/A | #N/A | #N/A | N. A. | #N/A | #N/A | #N/A | #N/A | #N/A | N. A. | N. A. | N. A. | N. A. | FINISHED GOODS | MODULOC™ | MODULOC BIPOLAR CUP | 37/22, DUMMY SAMPLE | 02 | YES | No | R | Yes | N. A. | No | N. A. | No | Yes | No | Yes | M. L.: MFG/MD/2021/000369 |  | 1 | DUMMY SAMPLES FOR STERILITY TESTING | 0 | CHANGED LABEL FORMAT NUMBER AS PER EMAIL FROM SDW DTD 19JUN2021 ON 19JUN2021 | Y | SUB COMPONENTS |  | No | No | Yes | Yes | No | N. A.
DSH0306 | DSH0306.0639 | MODULOC BIPOLAR CUP 39/22, DUMMY SAMPLE |  | N. A. | N. A. | N. A. | N. A. | N. A. | N. A. | N. A. | N. A. | N. A. | N. A. | N. A. | N. A. | N. A. | N. A. | N. A. | N. A. | N. A. | N. A. | N. A. | N. A. | N. A. | N. A. | FINISHED GOODS | MODULOC™ | MODULOC BIPOLAR CUP | 39/22, DUMMY SAMPLE | 02 | YES | No | R | Yes | N. A. | No | N. A. | No | Yes | No | Yes | M. L.: MFG/MD/2021/000369 |  | 1 | DUMMY SAMPLES FOR STERILITY TESTING | 0 | Changed GS1 Code for these Items on 08DEC2021 | Y | SUB COMPONENTS |  | No | No | Yes | Yes | No | N. A. | DUMMY | SAMPLE
DSH0306 | DSH0306.0641 | MODULOC BIPOLAR CUP 41/22, DUMMY SAMPLE |  | N. A. | N. A. | N. A. | N. A. | N. A. | N. A. | N. A. | N. A. | N. A. | N. A. | N. A. | N. A. | N. A. | N. A. | N. A. | N. A. | N. A. | N. A. | N. A. | N. A. | N. A. | N. A. | FINISHED GOODS | MODULOC™ | MODULOC BIPOLAR CUP | 41/22, DUMMY SAMPLE | 02 | YES | No | R | Yes | N. A. | No | N. A. | No | Yes | No | Yes | M. L.: MFG/MD/2021/000369 |  | 1 | DUMMY SAMPLES FOR STERILITY TESTING | 0 | Changed GS1 Code for these Items on 08DEC2021 | Y | SUB COMPONENTS |  | No | No | Yes | Yes | No | N. A. | DUMMY | SAMPLE
DSH0306 | DSH0306.0643 | MODULOC BIPOLAR CUP 43/22, DUMMY SAMPLE |  | N. A. | N. A. | N. A. | N. A. | N. A. | N. A. | N. A. | N. A. | N. A. | N. A. | N. A. | N. A. | N. A. | N. A. | N. A. | N. A. | N. A. | N. A. | N. A. | N. A. | N. A. | N. A. | FINISHED GOODS | MODULOC™ | MODULOC BIPOLAR CUP | 43/22, DUMMY SAMPLE | 02 | YES | No | R | Yes | N. A. | No | N. A. | No | Yes | No | Yes | M. L.: MFG/MD/2021/000369 |  | 1 | DUMMY SAMPLES FOR STERILITY TESTING | 0 | Changed GS1 Code for these Items on 08DEC2021 | Y | SUB COMPONENTS |  | No | No | Yes | Yes | No | N. A. | DUMMY | SAMPLE
DSH0306 | DSH0306.0645 | MODULOC BIPOLAR CUP 45/28, DUMMY SAMPLE |  | N. A. | N. A. | N. A. | N. A. | N. A. | N. A. | N. A. | N. A. | N. A. | N. A. | N. A. | N. A. | N. A. | N. A. | N. A. | N. A. | N. A. | N. A. | N. A. | N. A. | N. A. | N. A. | FINISHED GOODS | MODULOC™ | MODULOC BIPOLAR CUP | 45/28, DUMMY SAMPLE | 02 | YES | No | R | Yes | N. A. | No | N. A. | No | Yes | No | Yes | M. L.: MFG/MD/2021/000369 |  | 1 | DUMMY SAMPLES FOR STERILITY TESTING | 0 | Changed GS1 Code for these Items on 08DEC2021 | Y | SUB COMPONENTS |  | No | No | Yes | Yes | No | N. A. | DUMMY | SAMPLE
DSH0306 | DSH0306.0647 | MODULOC BIPOLAR CUP 47/28, DUMMY SAMPLE |  | N. A. | N. A. | N. A. | N. A. | N. A. | N. A. | N. A. | N. A. | N. A. | N. A. | N. A. | N. A. | N. A. | N. A. | N. A. | N. A. | N. A. | N. A. | N. A. | N. A. | N. A. | N. A. | FINISHED GOODS | MODULOC™ | MODULOC BIPOLAR CUP | 47/28, DUMMY SAMPLE | 02 | YES | No | R | Yes | N. A. | No | N. A. | No | Yes | No | Yes | M. L.: MFG/MD/2021/000369 |  | 1 | DUMMY SAMPLES FOR STERILITY TESTING | 0 | Changed GS1 Code for these Items on 08DEC2021 | Y | SUB COMPONENTS |  | No | No | Yes | Yes | No | N. A. | DUMMY | SAMPLE
DSH0306 | DSH0306.0649 | MODULOC BIPOLAR CUP 49/28, DUMMY SAMPLE |  | N. A. | N. A. | N. A. | N. A. | N. A. | N. A. | N. A. | N. A. | N. A. | N. A. | N. A. | N. A. | N. A. | N. A. | N. A. | N. A. | N. A. | N. A. | N. A. | N. A. | N. A. | N. A. | FINISHED GOODS | MODULOC™ | MODULOC BIPOLAR CUP | 49/28, DUMMY SAMPLE | 02 | YES | No | R | Yes | N. A. | No | N. A. | No | Yes | No | Yes | M. L.: MFG/MD/2021/000369 |  | 1 | DUMMY SAMPLES FOR STERILITY TESTING | 0 | Changed GS1 Code for these Items on 08DEC2021 | Y | SUB COMPONENTS |  | No | No | Yes | Yes | No | N. A. | DUMMY | SAMPLE
DSH0306 | DSH0306.0651 | MODULOC BIPOLAR CUP 51/28, DUMMY SAMPLE |  | N. A. | N. A. | N. A. | N. A. | N. A. | N. A. | N. A. | N. A. | N. A. | N. A. | N. A. | N. A. | N. A. | N. A. | N. A. | N. A. | N. A. | N. A. | N. A. | N. A. | N. A. | N. A. | FINISHED GOODS | MODULOC™ | MODULOC BIPOLAR CUP | 51/28, DUMMY SAMPLE | 02 | YES | No | R | Yes | N. A. | No | N. A. | No | Yes | No | Yes | M. L.: MFG/MD/2021/000369 |  | 1 | DUMMY SAMPLES FOR STERILITY TESTING | 0 | Changed GS1 Code for these Items on 08DEC2021 | Y | SUB COMPONENTS |  | No | No | Yes | Yes | No | N. A. | DUMMY | SAMPLE
DSH0306 | DSH0306.0653 | MODULOC BIPOLAR CUP 53/28, DUMMY SAMPLE |  | N. A. | N. A. | N. A. | N. A. | N. A. | N. A. | N. A. | N. A. | N. A. | N. A. | N. A. | N. A. | N. A. | N. A. | N. A. | N. A. | N. A. | N. A. | N. A. | N. A. | N. A. | N. A. | FINISHED GOODS | MODULOC™ | MODULOC BIPOLAR CUP | 53/28, DUMMY SAMPLE | 02 | YES | No | R | Yes | N. A. | No | N. A. | No | Yes | No | Yes | M. L.: MFG/MD/2021/000369 |  | 1 | DUMMY SAMPLES FOR STERILITY TESTING | 0 | Changed GS1 Code for these Items on 08DEC2021 | Y | SUB COMPONENTS |  | No | No | Yes | Yes | No | N. A. | DUMMY | SAMPLE
DSH0407 | DSH0407.2120 | ADLER MODULAR HEAD, HI-N STEEL, 22/-2.0, DUMMY SAMPLE |  | N. A. | N. A. | N. A. | N. A. | N. A. | N. A. | N. A. | N. A. | N. A. | N. A. | N. A. | N. A. | N. A. | N. A. | N. A. | N. A. | N. A. | N. A. | N. A. | N. A. | N. A. | N. A. | FINISHED GOODS | ADLER™ | ADLER MODULAR HEAD, HI-N STEEL | 22/-2.0, DUMMY SAMPLE | 02 | YES | No | R | Yes | N. A. | No | N. A. | No | Yes | No | Yes | M. L.: MFG/MD/2021/000369 |  | 1 | DUMMY SAMPLES FOR STERILITY TESTING | 0 | Changed GS1 Code for these Items on 08DEC2021 | Y | SUB COMPONENTS |  | No | No | Yes | Yes | No | N. A. | DUMMY | SAMPLE
DSH0407 | DSH0407.2200 | ADLER MODULAR HEAD, HI-N STEEL, 22/0.0, DUMMY SAMPLE |  | N. A. | N. A. | N. A. | N. A. | N. A. | N. A. | N. A. | N. A. | N. A. | N. A. | N. A. | N. A. | N. A. | N. A. | N. A. | N. A. | N. A. | N. A. | N. A. | N. A. | N. A. | N. A. | FINISHED GOODS | ADLER™ | ADLER MODULAR HEAD, HI-N STEEL | 22/0.0, DUMMY SAMPLE | 02 | YES | No | R | Yes | N. A. | No | N. A. | No | Yes | No | Yes | M. L.: MFG/MD/2021/000369 |  | 1 | DUMMY SAMPLES FOR STERILITY TESTING | 0 | Changed GS1 Code for these Items on 08DEC2021 | Y | SUB COMPONENTS |  | No | No | Yes | Yes | No | N. A. | DUMMY | SAMPLE
DSH0407 | DSH0407.2235 | ADLER MODULAR HEAD, HI-N STEEL, 22/+3.5, DUMMY SAMPLE |  | N. A. | N. A. | N. A. | N. A. | N. A. | N. A. | N. A. | N. A. | N. A. | N. A. | N. A. | N. A. | N. A. | N. A. | N. A. | N. A. | N. A. | N. A. | N. A. | N. A. | N. A. | N. A. | FINISHED GOODS | ADLER™ | ADLER MODULAR HEAD, HI-N STEEL | 22/+3.5, DUMMY SAMPLE | 02 | YES | No | R | Yes | N. A. | No | N. A. | No | Yes | No | Yes | M. L.: MFG/MD/2021/000369 |  | 1 | DUMMY SAMPLES FOR STERILITY TESTING | 0 | Changed GS1 Code for these Items on 08DEC2021 | Y | SUB COMPONENTS |  | No | No | Yes | Yes | No | N. A. | DUMMY | SAMPLE
DSH0407 | DSH0407.2275 | ADLER MODULAR HEAD, HI-N STEEL, 22/+7.5, DUMMY SAMPLE |  | N. A. | N. A. | N. A. | N. A. | N. A. | N. A. | N. A. | N. A. | N. A. | N. A. | N. A. | N. A. | N. A. | N. A. | N. A. | N. A. | N. A. | N. A. | N. A. | N. A. | N. A. | N. A. | FINISHED GOODS | ADLER™ | ADLER MODULAR HEAD, HI-N STEEL | 22/+7.5, DUMMY SAMPLE | 02 | YES | No | R | Yes | N. A. | No | N. A. | No | Yes | No | Yes | M. L.: MFG/MD/2021/000369 |  | 1 | DUMMY SAMPLES FOR STERILITY TESTING | 0 | Changed GS1 Code for these Items on 08DEC2021 | Y | SUB COMPONENTS |  | No | No | Yes | Yes | No | N. A. | DUMMY | SAMPLE
DSH0407 | DSH0407.2735 | ADLER MODULAR HEAD, HI-N STEEL, 28/-3.5, DUMMY SAMPLE |  | N. A. | N. A. | N. A. | N. A. | N. A. | N. A. | N. A. | N. A. | N. A. | N. A. | N. A. | N. A. | N. A. | N. A. | N. A. | N. A. | N. A. | N. A. | N. A. | N. A. | N. A. | N. A. | FINISHED GOODS | ADLER™ | ADLER MODULAR HEAD, HI-N STEEL | 28/-3.5, DUMMY SAMPLE | 02 | YES | No | R | Yes | N. A. | No | N. A. | No | Yes | No | Yes | M. L.: MFG/MD/2021/000369 |  | 1 | DUMMY SAMPLES FOR STERILITY TESTING | 0 | Changed GS1 Code for these Items on 08DEC2021 | Y | SUB COMPONENTS |  | No | No | Yes | Yes | No | N. A. | DUMMY | SAMPLE
DSH0407 | DSH0407.2800 | ADLER MODULAR HEAD, HI-N STEEL, 28/0.0, DUMMY SAMPLE |  | N. A. | N. A. | N. A. | N. A. | N. A. | N. A. | N. A. | N. A. | N. A. | N. A. | N. A. | N. A. | N. A. | N. A. | N. A. | N. A. | N. A. | N. A. | N. A. | N. A. | N. A. | N. A. | FINISHED GOODS | ADLER™ | ADLER MODULAR HEAD, HI-N STEEL | 28/0.0, DUMMY SAMPLE | 02 | YES | No | R | Yes | N. A. | No | N. A. | No | Yes | No | Yes | M. L.: MFG/MD/2021/000369 |  | 1 | DUMMY SAMPLES FOR STERILITY TESTING | 0 | Changed GS1 Code for these Items on 08DEC2021 | Y | SUB COMPONENTS |  | No | No | Yes | Yes | No | N. A. | DUMMY | SAMPLE
DSH0407 | DSH0407.2835 | ADLER MODULAR HEAD, HI-N STEEL, 28/+3.5, DUMMY SAMPLE |  | N. A. | N. A. | N. A. | N. A. | N. A. | N. A. | N. A. | N. A. | N. A. | N. A. | N. A. | N. A. | N. A. | N. A. | N. A. | N. A. | N. A. | N. A. | N. A. | N. A. | N. A. | N. A. | FINISHED GOODS | ADLER™ | ADLER MODULAR HEAD, HI-N STEEL | 28/+3.5, DUMMY SAMPLE | 02 | YES | No | R | Yes | N. A. | No | N. A. | No | Yes | No | Yes | M. L.: MFG/MD/2021/000369 |  | 1 | DUMMY SAMPLES FOR STERILITY TESTING | 0 | Changed GS1 Code for these Items on 08DEC2021 | Y | SUB COMPONENTS |  | No | No | Yes | Yes | No | N. A. | DUMMY | SAMPLE
DSH0407 | DSH0407.2875 | ADLER MODULAR HEAD, HI-N STEEL, 28/+7.5, DUMMY SAMPLE |  | N. A. | N. A. | N. A. | N. A. | N. A. | N. A. | N. A. | N. A. | N. A. | N. A. | N. A. | N. A. | N. A. | N. A. | N. A. | N. A. | N. A. | N. A. | N. A. | N. A. | N. A. | N. A. | FINISHED GOODS | ADLER™ | ADLER MODULAR HEAD, HI-N STEEL | 28/+7.5, DUMMY SAMPLE | 02 | YES | No | R | Yes | N. A. | No | N. A. | No | Yes | No | Yes | M. L.: MFG/MD/2021/000369 |  | 1 | DUMMY SAMPLES FOR STERILITY TESTING | 0 | Changed GS1 Code for these Items on 08DEC2021 | Y | SUB COMPONENTS |  | No | No | Yes | Yes | No | N. A. | DUMMY | SAMPLE
DSH0407 | DSH0407.2900 | ADLER MODULAR HEAD, HI-N STEEL, 28/+10, DUMMY SAMPLE |  | N. A. | N. A. | N. A. | N. A. | N. A. | N. A. | N. A. | N. A. | N. A. | N. A. | N. A. | N. A. | N. A. | N. A. | N. A. | N. A. | N. A. | N. A. | N. A. | N. A. | N. A. | N. A. | FINISHED GOODS | ADLER™ | ADLER MODULAR HEAD, HI-N STEEL | 28/+10, DUMMY SAMPLE | 02 | YES | No | R | Yes | N. A. | No | N. A. | No | Yes | No | Yes | M. L.: MFG/MD/2021/000369 |  | 1 | DUMMY SAMPLES FOR STERILITY TESTING | 0 | Changed GS1 Code for these Items on 08DEC2021 | Y | SUB COMPONENTS |  | No | No | Yes | Yes | No | N. A. | DUMMY | SAMPLE
E0101.01 | E0101.01 | S`RUT BASIC SET - DCP / LC-DCP COMPLETE - ALUMINIUM CASE, S.S TRAYS, ADLER CUTTING INSTS. |  | E0101.01 | N. A. | N. A. | N. A. | N. A. | N. A. | QPF/E0101.01 | N. A. | N. A. | N. A. | N. A. | N. A. | PS/E0101.01 | N. A. | N. A. | N. A. | N. A. | N. A. | E0101.01 | N. A. | N. A. | Class A | FINISHED GOODS | SUSHRUT™ | BASIC SET - DCP / LC-DCP COMPLETE | ALUMINIUM CASE, S.S TRAYS, ADLER CUTTING INSTS. | 17 | No | Yes |  | No | N. A. | No | N. A. | No | Yes | No | No | M. L.: MFG/MD/2022/63252 |  | 1 | SUSHRUT PRODUCTS\INTERNATIONAL INSTRUMENTS\SETS, SUSHRUT | 0 | VL number changed to ML number | Y | INSTRUMENTS |  | No | No | Yes | No | Yes | N. A.
E0101.02 | E0101.02 | S`RUT BASIC SET - DCP / LC-DCP ECONOMY - ALUMINIUM CASE, S.S TRAYS, ADLER CUTTING INSTS. |  | E0101.02 | N. A. | N. A. | N. A. | N. A. | N. A. | QPF/E0101.02 | N. A. | N. A. | N. A. | N. A. | N. A. | PS/E0101.02 | N. A. | N. A. | N. A. | N. A. | N. A. | E0101.02 | N. A. | N. A. | Class A | FINISHED GOODS | SUSHRUT™ | BASIC SET - DCP / LC-DCP ECONOMY | ALUMINIUM CASE, S.S TRAYS, ADLER CUTTING INSTS. | 17 | No | Yes |  | No | N. A. | No | N. A. | No | Yes | No | No | M. L.: MFG/MD/2022/63252 |  | 1 | SUSHRUT PRODUCTS\INTERNATIONAL INSTRUMENTS\SETS, SUSHRUT | 0 | VL number changed to ML number | Y | INSTRUMENTS |  | No | No | Yes | No | Yes | N. A.
E0102.00 | E0102.00 | S`RUT INSTRUMENT SET FOR ANGLED BLADE PLATE |  | E0102.00 | N. A. | N. A. | N. A. | N. A. | N. A. | QPF/E0102.00 | N. A. | N. A. | N. A. | N. A. | N. A. | PS/E0102.00 | N. A. | N. A. | N. A. | N. A. | N. A. | E0102.00 | N. A. | N. A. | Class A | FINISHED GOODS | SUSHRUT™ | INSTRUMENT SET | FOR ANGLED BLADE PLATE | 17 | No | Yes |  | No | N. A. | No | N. A. | No | Yes | No | No | M. L.: MFG/MD/2022/63252 |  | 1 | SUSHRUT PRODUCTS\INTERNATIONAL INSTRUMENTS\SETS, SUSHRUT | 0 | VL number changed to ML number | Y | INSTRUMENTS |  | No | No | Yes | No | Yes | N. A.
E0103.01 | E0103.01 | S`RUT C.H.S INSTRUMENT SET (38MM REAMER) ALUMINIUM CASE WITH ALUMINIUM TRAYS (QUICK COUPLING INSTRUMENTS) |  | E0103.01 | N. A. | N. A. | N. A. | N. A. | N. A. | QPF/E0103.01 | N. A. | N. A. | N. A. | N. A. | N. A. | PS/E0103.01 | N. A. | N. A. | N. A. | N. A. | N. A. | E0103.01 | N. A. | N. A. | Class A | FINISHED GOODS | SUSHRUT™ | CHS INSTRUMENTSRUMENT SET (38MM REAMER) | ALUMINIUM CASE WITH ALUMINIUM TRAYS (QUICK COUPLING INSTRUMENTSRUMENTS) | 17 | No | Yes |  | No | N. A. | No | N. A. | No | Yes | No | No | M. L.: MFG/MD/2022/63252 |  | 1 | SUSHRUT PRODUCTS\INTERNATIONAL INSTRUMENTS\SETS, SUSHRUT | 0 | VL number changed to ML number | Y | INSTRUMENTS |  | No | No | Yes | No | Yes | N. A.
E0103.02 | E0103.02 | S`RUT C.H.S INSTRUMENT SET (25MM REAMER) ALUMINIUM CASE WITH ALUMINIUM TRAYS (QUICK COUPLING INSTRUMENTS) |  | E0103.02 | N. A. | N. A. | N. A. | N. A. | N. A. | QPF/E0103.02 | N. A. | N. A. | N. A. | N. A. | N. A. | PS/E0103.02 | N. A. | N. A. | N. A. | N. A. | N. A. | E0103.02 | N. A. | N. A. | Class A | FINISHED GOODS | SUSHRUT™ | CHS INSTRUMENTSRUMENT SET (25MM REAMER) | ALUMINIUM CASE WITH ALUMINIUM TRAYS (QUICK COUPLING INSTRUMENTSRUMENTS) | 17 | No | Yes |  | No | N. A. | No | N. A. | No | Yes | No | No | M. L.: MFG/MD/2022/63252 |  | 1 | SUSHRUT PRODUCTS\INTERNATIONAL INSTRUMENTS\SETS, SUSHRUT | 0 | VL number changed to ML number | Y | INSTRUMENTS |  | No | No | Yes | No | Yes | N. A.
E0103.03 | E0103.03 | S`RUT C.H.S / D.C.S INST.SET (38MM CHS) ALUMINIUM CASE WITH ALUMINIUM TRAYS (QUICK COUPLING INSTRUMENTS) |  | E0103.03 | N. A. | N. A. | N. A. | N. A. | N. A. | QPF/E0103.03 | N. A. | N. A. | N. A. | N. A. | N. A. | PS/E0103.03 | N. A. | N. A. | N. A. | N. A. | N. A. | E0103.03 | N. A. | N. A. | Class A | FINISHED GOODS | SUSHRUT™ | CHS / DCS INSTRUMENTS.SET (38MM CHS) | ALUMINIUM CASE WITH ALUMINIUM TRAYS (QUICK COUPLING INSTRUMENTSRUMENTS) | 17 | No | Yes |  | No | N. A. | No | N. A. | No | Yes | No | No | M. L.: MFG/MD/2022/63252 |  | 1 | SUSHRUT PRODUCTS\INTERNATIONAL INSTRUMENTS\SETS, SUSHRUT | 0 | VL number changed to ML number | Y | INSTRUMENTS |  | No | No | Yes | No | Yes | N. A.
E0103.04 | E0103.04 | S`RUT C.H.S / D.C.S INST.SET (25MM CHS) ALUMINIUM CASE WITH ALUMINIUM TRAYS (QUICK COUPLING INSTRUMENTS) |  | E0103.04 | N. A. | N. A. | N. A. | N. A. | N. A. | QPF/E0103.04 | N. A. | N. A. | N. A. | N. A. | N. A. | PS/E0103.04 | N. A. | N. A. | N. A. | N. A. | N. A. | E0103.04 | N. A. | N. A. | Class A | FINISHED GOODS | SUSHRUT™ | CHS / DCS INSTRUMENTS.SET (25MM CHS) | ALUMINIUM CASE WITH ALUMINIUM TRAYS (QUICK COUPLING INSTRUMENTSRUMENTS) | 17 | No | Yes |  | No | N. A. | No | N. A. | No | Yes | No | No | M. L.: MFG/MD/2022/63252 |  | 1 | SUSHRUT PRODUCTS\INTERNATIONAL INSTRUMENTS\SETS, SUSHRUT | 0 | VL number changed to ML number | Y | INSTRUMENTS |  | No | No | Yes | No | Yes | N. A.
E0103.05 | E0103.05 | S`RUT C.H.S INSTRUMENT SET (38MM REAMER) PERFORATED TRAYS (QUICK COUPLING INSTRUMENTS) |  | E0103.05 | N. A. | N. A. | N. A. | N. A. | N. A. | QPF/E0103.05 | N. A. | N. A. | N. A. | N. A. | N. A. | PS/E0103.05 | N. A. | N. A. | N. A. | N. A. | N. A. | E0103.05 | N. A. | N. A. | Class A | FINISHED GOODS | SUSHRUT™ | CHS INSTRUMENTSRUMENT SET (38MM REAMER) | PERFORATED TRAYS (QUICK COUPLING INSTRUMENTSRUMENTS) | 17 | No | Yes |  | No | N. A. | No | N. A. | No | Yes | No | No | M. L.: MFG/MD/2022/63252 |  | 1 | SUSHRUT PRODUCTS\INTERNATIONAL INSTRUMENTS\SETS, SUSHRUT | 0 | VL number changed to ML number | Y | INSTRUMENTS |  | No | No | Yes | No | Yes | N. A.
E0103.06 | E0103.06 | S`RUT C.H.S INSTRUMENT SET (25MM REAMER) PERFORATED TRAYS (QUICK COUPLING INSTRUMENTS) |  | E0103.06 | N. A. | N. A. | N. A. | N. A. | N. A. | QPF/E0103.06 | N. A. | N. A. | N. A. | N. A. | N. A. | PS/E0103.06 | N. A. | N. A. | N. A. | N. A. | N. A. | E0103.06 | N. A. | N. A. | Class A | FINISHED GOODS | SUSHRUT™ | CHS INSTRUMENTSRUMENT SET (25MM REAMER) | PERFORATED TRAYS (QUICK COUPLING INSTRUMENTSRUMENTS) | 17 | No | Yes |  | No | N. A. | No | N. A. | No | Yes | No | No | M. L.: MFG/MD/2022/63252 |  | 1 | SUSHRUT PRODUCTS\INTERNATIONAL INSTRUMENTS\SETS, SUSHRUT | 0 | VL number changed to ML number | Y | INSTRUMENTS |  | No | No | Yes | No | Yes | N. A.
E0103.07 | E0103.07 | S`RUT C.H.S / D.C.S INST.SET (38MM CHS) PERFORATED TRAYS (QUICK COUPLING INSTRUMENTS) |  | E0103.07 | N. A. | N. A. | N. A. | N. A. | N. A. | QPF/E0103.07 | N. A. | N. A. | N. A. | N. A. | N. A. | PS/E0103.07 | N. A. | N. A. | N. A. | N. A. | N. A. | E0103.07 | N. A. | N. A. | Class A | FINISHED GOODS | SUSHRUT™ | CHS / DCS INSTRUMENTS.SET (38MM CHS) | PERFORATED TRAYS (QUICK COUPLING INSTRUMENTSRUMENTS) | 17 | No | Yes |  | No | N. A. | No | N. A. | No | Yes | No | No | M. L.: MFG/MD/2022/63252 |  | 1 | SUSHRUT PRODUCTS\INTERNATIONAL INSTRUMENTS\SETS, SUSHRUT | 0 | VL number changed to ML number | Y | INSTRUMENTS |  | No | No | Yes | No | Yes | N. A.
E0103.08 | E0103.08 | S`RUT C.H.S / D.C.S INST.SET (25MM CHS) PERFORATED TRAYS (QUICK COUPLING INSTRUMENTS) |  | E0103.08 | N. A. | N. A. | N. A. | N. A. | N. A. | QPF/E0103.08 | N. A. | N. A. | N. A. | N. A. | N. A. | PS/E0103.08 | N. A. | N. A. | N. A. | N. A. | N. A. | E0103.08 | N. A. | N. A. | Class A | FINISHED GOODS | SUSHRUT™ | CHS / DCS INSTRUMENTS.SET (25MM CHS) | PERFORATED TRAYS (QUICK COUPLING INSTRUMENTSRUMENTS) | 17 | No | Yes |  | No | N. A. | No | N. A. | No | Yes | No | No | M. L.: MFG/MD/2022/63252 |  | 1 | SUSHRUT PRODUCTS\INTERNATIONAL INSTRUMENTS\SETS, SUSHRUT | 0 | VL number changed to ML number | Y | INSTRUMENTS |  | No | No | Yes | No | Yes | N. A.
E0103.09 | E0103.09 | S`RUT C.H.S / D.C.S INST.SET (25MM/38MM CHS) PERFORATED TRAYS (QUICK COUPLING INSTRUMENTS) |  | E0103.09 | N. A. | N. A. | N. A. | N. A. | N. A. | QPF/E0103.09 | N. A. | N. A. | N. A. | N. A. | N. A. | PS/E0103.09 | N. A. | N. A. | N. A. | N. A. | N. A. | E0103.09 | N. A. | N. A. | Class A | FINISHED GOODS | SUSHRUT™ | CHS / DCS INSTRUMENTS.SET (25MM/38MM CHS) | PERFORATED TRAYS (QUICK COUPLING INSTRUMENTSRUMENTS) | 17 | No | Yes |  | No | N. A. | No | N. A. | No | Yes | No | No | M. L.: MFG/MD/2022/63252 |  | 1 | SUSHRUT PRODUCTS\INTERNATIONAL INSTRUMENTS\SETS, SUSHRUT | 0 | VL number changed to ML number | Y | INSTRUMENTS |  | No | No | Yes | No | Yes | N. A.
E0104.00 | E0104.00 | S`RUT BONE FORCEPS SET |  | E0104.00 | N. A. | N. A. | N. A. | N. A. | N. A. | QPF/E0104.00 | N. A. | N. A. | N. A. | N. A. | N. A. | PS/E0104.00 | N. A. | N. A. | N. A. | N. A. | N. A. | E0104.00 | N. A. | N. A. | Class A | FINISHED GOODS | SUSHRUT™ | BONE FORCEPS SET |  | 17 | No | Yes |  | No | N. A. | No | N. A. | No | Yes | No | No | M. L.: MFG/MD/2022/63252 |  | 1 | SUSHRUT PRODUCTS\INTERNATIONAL INSTRUMENTS\SETS, SUSHRUT | 0 | VL number changed to ML number | Y | INSTRUMENTS |  | No | No | Yes | No | Yes | N. A.
1954 | E0106.01 | INSTRUMENTS SET FOR 7MM CANNULATED CANCALLOUS SCREW, ADLER |  | N. A. | #N/A | #N/A | N. A. | N. A. | N. A. | N. A. | #N/A | #N/A | #N/A | #N/A | #N/A | PS/1954 | #N/A | #N/A | #N/A | #N/A | #N/A | 275 | TF-IN | IU/5 | Class A | FINISHED GOODS | ADLER™ | INSTRUMENTS SET FOR 7MM CANNULATED CANCALLOUS SCREW |  | 17 | No | Yes |  | No | N. A. | No | N. A. | No | Yes | No | No | M. L.: MFG/MD/2022/63252 |  | 1 | ADLER PRODUCTS\SETS, ADLER | 0 | VL number changed to ML number | Y | INSTRUMENTS |  | No | No | Yes | No | Yes | N. A.
E0106.02 | E0106.02 | INSTRUMENTS SET FOR 4MM CANNULATED CANCELLOUS SCREW, ADLER |  | N. A. | N. A. | N. A. | N. A. | N. A. | N. A. | QPF/E0106.02 | N. A. | N. A. | N. A. | N. A. | N. A. | PS/E0106.02 | N. A. | N. A. | N. A. | N. A. | N. A. | E0106.02 | TF-IN | IU/5 | Class A | FINISHED GOODS | ADLER™ | INSTRUMENTS SET FOR 4MM CANNULATED CANCELLOUS SCREW, ADLER | INSTRUMENTS SET FOR 4MM CANNULATED CANCELLOUS SCREW, ADLER | 17 | No | Yes |  | No | N. A. | No | N. A. | No | Yes | No | No | M. L.: MFG/MD/2022/63252 |  | 1 | ADLER PRODUCTS\SETS, ADLER | 0 | VL number changed to ML number | N | INSTRUMENTS |  | No | No | Yes | No | Yes | N. A.
E0201.03 | E0201.03 | S`RUT SCREW SET - HEX. SLOT ALUMINIUM CASE WITH S.S TRAYS |  | E0201.03 | N. A. | N. A. | N. A. | N. A. | N. A. | QPF/E0201.03 | N. A. | N. A. | N. A. | N. A. | N. A. | PS/E0201.03 | N. A. | N. A. | N. A. | N. A. | N. A. | E0201.03 | N. A. | N. A. | Class A | FINISHED GOODS | SUSHRUT™ | SCREW SET - HEX. SLOT | ALUMINIUM CASE WITH S.S TRAYS | 17 | No | Yes |  | No | N. A. | No | N. A. | No | Yes | No | No | M. L.: MFG/MD/2022/63252 |  | 1 | SUSHRUT PRODUCTS\INTERNATIONAL INSTRUMENTS\SETS, SUSHRUT | 0 | VL number changed to ML number | Y | INSTRUMENTS |  | No | No | Yes | No | Yes | N. A.
E0201.04 | E0201.04 | S`RUT 4.5MM SCREW SET - HEX. SLOT ALUMINIUM CASE WITH ALUMINIUM TRAYS |  | E0201.04 | N. A. | N. A. | N. A. | N. A. | N. A. | QPF/E0201.04 | N. A. | N. A. | N. A. | N. A. | N. A. | PS/E0201.04 | N. A. | N. A. | N. A. | N. A. | N. A. | E0201.04 | N. A. | N. A. | Class A | FINISHED GOODS | SUSHRUT™ | 4.5MM SCREW SET - HEX. SLOT | ALUMINIUM CASE WITH ALUMINIUM TRAYS | 17 | No | Yes |  | No | N. A. | No | N. A. | No | Yes | No | No | M. L.: MFG/MD/2022/63252 |  | 1 | SUSHRUT PRODUCTS\INTERNATIONAL INSTRUMENTS\SETS, SUSHRUT | 0 | VL number changed to ML number | Y | INSTRUMENTS |  | No | No | Yes | No | Yes | N. A.
E0201.05 | E0201.05 | S`RUT 3.5MM SCREW SET - HEX. SLOT ALUMINIUM CASE WITH ALUMINIUM TRAYS |  | E0201.05 | N. A. | N. A. | N. A. | N. A. | N. A. | QPF/E0201.05 | N. A. | N. A. | N. A. | N. A. | N. A. | PS/E0201.05 | N. A. | N. A. | N. A. | N. A. | N. A. | E0201.05 | N. A. | N. A. | Class A | FINISHED GOODS | SUSHRUT™ | 3.5MM SCREW SET - HEX. SLOT | ALUMINIUM CASE WITH ALUMINIUM TRAYS | 17 | No | Yes |  | No | N. A. | No | N. A. | No | Yes | No | No | M. L.: MFG/MD/2022/63252 |  | 1 | SUSHRUT PRODUCTS\INTERNATIONAL INSTRUMENTS\SETS, SUSHRUT | 0 | VL number changed to ML number | Y | INSTRUMENTS |  | No | No | Yes | No | Yes | N. A.
E0201.06 | E0201.06 | S`RUT SMALL FRAGMENT SCREW SET IN S.S SMALL FRAGMENT SCREW TRAY |  | E0201.06 | #N/A | #N/A | N. A. | N. A. | N. A. | QPF/E0201.06 | #N/A | #N/A | #N/A | #N/A | #N/A | PS/E0201.06 | #N/A | #N/A | #N/A | #N/A | #N/A | E0201.06 | N. A. | N. A. | Class A | FINISHED GOODS | SUSHRUT™ | SMALL FRAGMENT SCREW SET | IN S.S SMALL FRAGMENT SCREW TRAY | 17 | No | Yes |  | No | N. A. | No | N. A. | No | Yes | No | No | M. L.: MFG/MD/2022/63252 |  | 1 | SUSHRUT PRODUCTS\INTERNATIONAL INSTRUMENTS\SETS, SUSHRUT | 0 | VL number changed to ML number | Y | INSTRUMENTS |  | No | No | Yes | No | Yes | N. A.
E0201.07 | E0201.07 | S`RUT CHS IMPLANT SET IN ALUMINIUM CASE WITH ALUMINIUM TRAYS |  | E0201.07 | #N/A | #N/A | N. A. | N. A. | N. A. | QPF/E0201.07 | #N/A | #N/A | #N/A | #N/A | #N/A | PS/E0201.07 | #N/A | #N/A | #N/A | #N/A | #N/A | E0201.07 | N. A. | N. A. | Class A | FINISHED GOODS | SUSHRUT™ | CHS IMPLANT SET | IN ALUMINIUM CASE WITH ALUMINIUM TRAYS | 17 | No | Yes |  | No | N. A. | No | N. A. | No | Yes | No | No | M. L.: MFG/MD/2022/63252 |  | 1 | SUSHRUT PRODUCTS\INTERNATIONAL INSTRUMENTS\SETS, SUSHRUT | 0 | VL number changed to ML number | Y | INSTRUMENTS |  | No | No | Yes | No | Yes | N. A.
E0201.08 | E0201.08 | S`RUT CHS/DCS IMPLANT SET IN ALUMINIUM CASE WITH ALUMINIUM TRAYS |  | E0201.08 | #N/A | #N/A | N. A. | N. A. | N. A. | QPF/E0201.08 | #N/A | #N/A | #N/A | #N/A | #N/A | PS/E0201.08 | #N/A | #N/A | #N/A | #N/A | #N/A | E0201.08 | N. A. | N. A. | Class A | FINISHED GOODS | SUSHRUT™ | CHS/DCS IMPLANT SET | IN ALUMINIUM CASE WITH ALUMINIUM TRAYS | 17 | No | Yes |  | No | N. A. | No | N. A. | No | Yes | No | No | M. L.: MFG/MD/2022/63252 |  | 1 | SUSHRUT PRODUCTS\INTERNATIONAL INSTRUMENTS\SETS, SUSHRUT | 0 | VL number changed to ML number | Y | INSTRUMENTS |  | No | No | Yes | No | Yes | N. A.
E0201.09 | E0201.09 | ADLER LOCKING SMALL FRAGMENT INSTRUMENTS SET |  | E0201.09 | #N/A | #N/A | N. A. | N. A. | N. A. | QPR/E0201.09 QPF/E0201.09 | #N/A | #N/A | #N/A | #N/A | #N/A | PS/E0201.09 | #N/A | #N/A | #N/A | #N/A | #N/A | E0201.09 | TF-IN | IU/5 | Class A | FINISHED GOODS | ADLER™ | ADLER LOCKING SMALL FRAGMENT INSTRUMENTS SET |  | 17 | No | Yes |  | No | N. A. | No | N. A. | No | Yes | No | No | M. L.: MFG/MD/2022/63252 |  | 1 | ADLER PRODUCTS\LOCKED PLATE INSTRUMENTS\SETS | 0 | VL number changed to ML number | Y | INSTRUMENTS |  | No | No | Yes | No | Yes | N. A.
E0201.10 | E0201.10 | ADLER LOCKING LARGE FRAGMENT INSTRUMENTS SET |  | E0201.10 | #N/A | #N/A | N. A. | N. A. | N. A. | QPR/E0201.10 QPF/E0201.10 | #N/A | #N/A | #N/A | #N/A | #N/A | PS/E0201.10 | #N/A | #N/A | #N/A | #N/A | #N/A | E0201.10 | TF-IN | IU/5 | Class A | FINISHED GOODS | ADLER™ | ADLER LOCKING LARGE FRAGMENT INSTRUMENTS SET |  | 17 | No | Yes |  | No | N. A. | No | N. A. | No | Yes | No | No | M. L.: MFG/MD/2022/63252 |  | 1 | ADLER PRODUCTS\LOCKED PLATE INSTRUMENTS\SETS | 0 | VL number changed to ML number | Y | INSTRUMENTS |  | No | No | Yes | No | Yes | N. A.
E0201.11 | E0201.11 | ADLER LOCKING DISTAL RADIUS INSTRUMENTS SET |  | E0201.11 | N. A. | N. A. | N. A. | N. A. | N. A. | QPR/E0201.11 QPF/E0201.11 | N. A. | N. A. | N. A. | N. A. | N. A. | PS/E0201.11 | N. A. | N. A. | N. A. | N. A. | N. A. | E0201.11 | TF-IN | IU/5 | Class A | FINISHED GOODS | ADLER™ | ADLER LOCKING DISTAL RADIUS INSTRUMENTS SET |  | 17 | No | Yes |  | No | N. A. | No | N. A. | No | Yes | No | No | M. L.: MFG/MD/2022/63252 |  | 1 | ADLER PRODUCTS\LOCKED PLATE INSTRUMENTS\SETS | 0 | VL number changed to ML number | N | INSTRUMENTS |  | No | No | Yes | No | Yes | N. A.
E0202.03 | E0202.03 | S`RUT PLATE SET - AUTO COMPRESSION HOLES ALUMINIUM CASE WITH S.S TRAYS |  | E0202.03 | N. A. | N. A. | N. A. | N. A. | N. A. | QPF/E0202.03 | N. A. | N. A. | N. A. | N. A. | N. A. | PS/E0202.03 | N. A. | N. A. | N. A. | N. A. | N. A. | E0202.03 | N. A. | N. A. | Class A | FINISHED GOODS | SUSHRUT™ | PLATE SET - AUTO COMPRESSION HOLES | ALUMINIUM CASE WITH S.S TRAYS | 17 | No | Yes |  | No | N. A. | No | N. A. | No | Yes | No | No | M. L.: MFG/MD/2022/63252 |  | 1 | SUSHRUT PRODUCTS\INTERNATIONAL INSTRUMENTS\SETS, SUSHRUT | 0 | VL number changed to ML number | Y | INSTRUMENTS |  | No | No | Yes | No | Yes | N. A.
E0203.00 | E0203.00 | LARGE SCREW SET HEX. SLOT, ADLER |  | E0203.00 | N. A. | N. A. | N. A. | N. A. | N. A. | QPF/E0203.00 | N. A. | N. A. | N. A. | N. A. | N. A. | PS/E0203.00 | N. A. | N. A. | N. A. | N. A. | N. A. | E0203.00 | TF-IN | IU/5 | Class A | FINISHED GOODS | ADLER™ | LARGE SCREW SET HEX. SLOT |  | 17 | No | Yes |  | No | N. A. | No | N. A. | No | Yes | No | No | M. L.: MFG/MD/2022/63252 |  | 1 | ADLER PRODUCTS\SETS, ADLER | 0 | VL number changed to ML number | Y | INSTRUMENTS |  | No | No | Yes | No | Yes | N. A.
E0204.00 | E0204.00 | PLATE SET - AUTO COMP. HOLES, ADLER |  | E0204.00 | N. A. | N. A. | N. A. | N. A. | N. A. | QPF/E0204.00 | N. A. | N. A. | N. A. | N. A. | N. A. | PS/E0204.00 | N. A. | N. A. | N. A. | N. A. | N. A. | E0204.00 | TF-IN | IU/5 | Class A | FINISHED GOODS | ADLER™ | PLATE SET - AUTO COMP. HOLES |  | 17 | No | Yes |  | No | N. A. | No | N. A. | No | Yes | No | No | M. L.: MFG/MD/2022/63252 |  | 1 | ADLER PRODUCTS\SETS, ADLER | 0 | VL number changed to ML number | Y | INSTRUMENTS |  | No | No | Yes | No | Yes | N. A.
E0301.01 | E0301.01 | S`RUT SMALL FRAGMENT SET - DCP / LC-DCP COMPLETE - ALUMINIUM CASE, S.S TRAYS, ADLER CUTTING INSTRUMENTS. |  | E0301.01 | N. A. | N. A. | N. A. | N. A. | N. A. | QPF/E0301.01 | N. A. | N. A. | N. A. | N. A. | N. A. | PS/E0301.01 | N. A. | N. A. | N. A. | N. A. | N. A. | E0301.01 | N. A. | N. A. | Class A | FINISHED GOODS | SUSHRUT™ | SMALL FRAGMENT SET - DCP / LC-DCP COMPLETE | ALUMINIUM CASE, S.S TRAYS, ADLER CUTTING INSTRUMENTS. | 17 | No | Yes |  | No | N. A. | No | N. A. | No | Yes | No | No | M. L.: MFG/MD/2022/63252 |  | 1 | SUSHRUT PRODUCTS\INTERNATIONAL INSTRUMENTS\SETS, SUSHRUT | 0 | VL number changed to ML number | Y | INSTRUMENTS |  | No | No | Yes | No | Yes | N. A.
E0301.02 | E0301.02 | S`RUT SMALL FRAGMENT SET - DCP / LC-DCP ECONOMY - ALUMINIUM CASE, S.S TRAYS, ADLER CUTTING INSTS. |  | E0301.02 | N. A. | N. A. | N. A. | N. A. | N. A. | QPF/E0301.02 | N. A. | N. A. | N. A. | N. A. | N. A. | PS/E0301.02 | N. A. | N. A. | N. A. | N. A. | N. A. | E0301.02 | N. A. | N. A. | Class A | FINISHED GOODS | SUSHRUT™ | SMALL FRAGMENT SET - DCP / LC-DCP ECONOMY | ALUMINIUM CASE, S.S TRAYS, ADLER CUTTING INSTS. | 17 | No | Yes |  | No | N. A. | No | N. A. | No | Yes | No | No | M. L.: MFG/MD/2022/63252 |  | 1 | SUSHRUT PRODUCTS\INTERNATIONAL INSTRUMENTS\SETS, SUSHRUT | 0 | VL number changed to ML number | Y | INSTRUMENTS |  | No | No | Yes | No | Yes | N. A.
E0302.01 | E0302.01 | S`RUT MINI FRAGMENT SET ALUMINIUMCASE, AL TRAYS, ADLER CUTTING INSTS. |  | E0302.01 | N. A. | N. A. | N. A. | N. A. | N. A. | QPF/E0302.01 | N. A. | N. A. | N. A. | N. A. | N. A. | PS/E0302.01 | N. A. | N. A. | N. A. | N. A. | N. A. | E0302.01 | N. A. | N. A. | Class A | FINISHED GOODS | SUSHRUT™ | MINI FRAGMENT SET | ALUMINIUM CASE, AL TRAYS, ADLER CUTTING INSTS. | 17 | No | Yes |  | No | N. A. | No | N. A. | No | Yes | No | No | M. L.: MFG/MD/2022/63252 |  | 1 | SUSHRUT PRODUCTS\INTERNATIONAL INSTRUMENTS\SETS, SUSHRUT | 0 | VL number changed to ML number | Y | INSTRUMENTS |  | No | No | Yes | No | Yes | N. A.
E0302.02 | E0302.02 | S`RUT MINI FRAGMENT SET WITH HEX SCREWS AND ADLER CUTTING INSTRUMENTS, IN AL. CASE WITH AL. TRAYS |  | E0302.02 | #N/A | #N/A | N. A. | N. A. | N. A. | QPF/E0302.02 | #N/A | #N/A | #N/A | #N/A | #N/A | PS/E0302.02 | #N/A | #N/A | #N/A | #N/A | #N/A | E0302.02 | N. A. | N. A. | Class A | FINISHED GOODS | SUSHRUT™ | MINI FRAGMENT SET WITH HEX SCREWS | AND ADLER CUTTING INSTRUMENTS, IN AL. CASE WITH AL. TRAYS | 17 | No | Yes |  | No | N. A. | No | N. A. | No | Yes | No | No | M. L.: MFG/MD/2022/63252 |  | 1 | SUSHRUT PRODUCTS\INTERNATIONAL INSTRUMENTS\SETS, SUSHRUT | 0 | VL number changed to ML number | Y | INSTRUMENTS |  | No | No | Yes | No | Yes | N. A.
E0303.01 | E0303.01 | S`RUT TUBULAR EXTERNAL FIXATOR SET AL. CASE, S.S. TRAYS |  | E0303.01 | #N/A | #N/A | N. A. | N. A. | N. A. | QPF/E0303.01 | #N/A | #N/A | #N/A | #N/A | #N/A | PS/E0303.01 | #N/A | #N/A | #N/A | #N/A | #N/A | E0303.01 | N. A. | N. A. | Class A | FINISHED GOODS | SUSHRUT™ | TUBULAR EXTERNAL FIXATOR SET | AL. CASE, S.S. TRAYS | 17 | No | Yes |  | No | N. A. | No | N. A. | No | Yes | No | No | M. L.: MFG/MD/2022/63252 |  | 1 | SUSHRUT PRODUCTS\INTERNATIONAL INSTRUMENTS\SETS, SUSHRUT | 0 | VL number changed to ML number | Y | INSTRUMENTS |  | No | No | Yes | No | Yes | N. A.
E0303.10 | E0303.10 | TUBULAR EXTERNAL FIXATOR SET, AL. CASE, S.S. TRAYS WITH ADLER IMPLANTS |  | E0303.10 | N. A. | N. A. | N. A. | N. A. | N. A. | QPF/E0303.10 | N. A. | N. A. | N. A. | N. A. | N. A. | PS/E0303.10 | N. A. | N. A. | N. A. | N. A. | N. A. | E0303.10 | TF-IN | IU/5 | Class A | FINISHED GOODS | ADLER™ | TUBULAR EXTERNAL FIXATOR SET, AL. CASE | S.S. TRAYS WITH ADLER IMPLANTS | 17 | No | Yes |  | No | N. A. | No | N. A. | No | Yes | No | No | M. L.: MFG/MD/2022/63252 |  | 1 | ADLER PRODUCTS\SETS, ADLER | 0 | VL number changed to ML number | Y | INSTRUMENTS |  | No | No | Yes | No | Yes | N. A.
1953 | E0304.00 | S`RUT LARGE UNIVERSAL EXTERNAL FIXATOR SET - AL CASE, AL TRAYS |  | N. A. | N. A. | N. A. | N. A. | N. A. | N. A. | N. A. | N. A. | N. A. | N. A. | N. A. | N. A. | PS/1953 | N. A. | N. A. | N. A. | N. A. | N. A. | 275 | TMF-1 | IU/4 | Class A | FINISHED GOODS | SUSHRUT™ | LARGE UNIVERSAL EXTERNAL FIXATOR SET | AL CASE, AL TRAYS | 17 | No | Yes |  | No | N. A. | No | N. A. | No | Yes | No | No | M. L.: MFG/MD/2022/63252 |  | 1 | SUSHRUT PRODUCTS\INTERNATIONAL INSTRUMENTS\SETS, SUSHRUT | 0 | VL number changed to ML number | Y | INSTRUMENTS |  | No | No | Yes | No | Yes | N. A.
E0305.00 | E0305.00 | S`RUT SMALL UNIVERSAL EXTERNAL FIXATOR SET - AL CASE, AL TRAYS |  | E0305.00 | N. A. | N. A. | N. A. | N. A. | N. A. | QPF/E0305.00 | N. A. | N. A. | N. A. | N. A. | N. A. | PS/E0305.00 | N. A. | N. A. | N. A. | N. A. | N. A. | E0305.00 | N. A. | N. A. | Class A | FINISHED GOODS | SUSHRUT™ | SMALL UNIVERSAL EXTERNAL FIXATOR SET - AL CASE, AL TRAYS | AL CASE, AL TRAYS | 17 | No | Yes |  | No | N. A. | No | N. A. | No | Yes | No | No | M. L.: MFG/MD/2022/63252 |  | 1 | SUSHRUT PRODUCTS\INTERNATIONAL INSTRUMENTS\SETS, SUSHRUT | 0 | VL number changed to ML number | N | INSTRUMENTS |  | No | No | Yes | No | Yes | N. A.
E0306.00 | E0306.00 | SMALL FRAGMENT SET WITH ADLER IMPLANTS |  | E0306.00 | N. A. | N. A. | N. A. | N. A. | N. A. | QPF/E0306.00 | N. A. | N. A. | N. A. | N. A. | N. A. | PS/E0306.00 | N. A. | N. A. | N. A. | N. A. | N. A. | E0306.00 | TF-IN | IU/5 | Class A | FINISHED GOODS | ADLER™ | SMALL FRAGMENT SET WITH ADLER IMPLANTS |  | 17 | No | Yes |  | No | N. A. | No | N. A. | No | Yes | No | No | M. L.: MFG/MD/2022/63252 |  | 1 | ADLER PRODUCTS\SETS, ADLER | 0 | VL number changed to ML number | Y | INSTRUMENTS |  | No | No | Yes | No | Yes | N. A.
2871 | E0401.12 | S`RUT ATLAS INTERLOCKING INSTRUMENT SET, BASIC (FOR FEMUR/TIIBIA NAILING) |  | N.A. | #N/A | #N/A | N. A. | N. A. | N. A. | N. A. | #N/A | #N/A | #N/A | #N/A | #N/A | PS/2871 | #N/A | #N/A | #N/A | #N/A | #N/A | 505 | TF-IN | IU/5 | Class A | FINISHED GOODS | ATLAS™ | INSTRUMENT SET | BASIC (FOR FEMUR/TIIBIA NAILING) | 17 | No | Yes |  | No | N. A. | No | N. A. | No | Yes | No | No | M. L.: MFG/MD/2022/63252 |  | 1 | SUSHRUT PRODUCTS\INTERNATIONAL INSTRUMENTS\SETS, SUSHRUT | 0 | VL number changed to ML number | Y | INSTRUMENTS |  | No | No | Yes | No | Yes | N. A.
E0401.13 | E0401.13 | S`RUT ATLAS INTERLOCKING INSTRUMENT SET, COMPLETE (FOR FEMUR/TIIBIA NAILING) |  | E0401.13 | #N/A | #N/A | N. A. | N. A. | N. A. | QPF/E0401.13 | #N/A | #N/A | #N/A | #N/A | #N/A | PS/E0401.13 | #N/A | #N/A | #N/A | #N/A | #N/A | E0401.13 | N. A. | N. A. | Class A | FINISHED GOODS | ATLAS™ | INSTRUMENT SET | COMPLETE (FOR FEMUR/TIIBIA NAILING) | 17 | No | Yes |  | No | N. A. | No | N. A. | No | Yes | No | No | M. L.: MFG/MD/2022/63252 |  | 1 | SUSHRUT PRODUCTS\INTERNATIONAL INSTRUMENTS\SETS, SUSHRUT | 0 | VL number changed to ML number | Y | INSTRUMENTS |  | No | No | Yes | No | Yes | N. A.
2872 | E0401.14 | ATLAS INTERLOCKING INSTRUMENT SET, BASIC (FOR FEMUR NAILING) |  | N.A. | #N/A | #N/A | N. A. | N. A. | N. A. | N. A. | #N/A | #N/A | #N/A | #N/A | #N/A | PS/2872 | #N/A | #N/A | #N/A | #N/A | #N/A | 505 | TF-IN | IU/5 | Class A | FINISHED GOODS | ATLAS™ | INSTRUMENT SET | BASIC SET FOR FEMUR NAILING | 17 | No | Yes |  | No | N. A. | No | N. A. | No | Yes | No | No | M. L.: MFG/MD/2022/63252 |  | 1 | SUSHRUT PRODUCTS\INTERNATIONAL INSTRUMENTS\SETS, SUSHRUT | 0 | VL number changed to ML number | Y | INSTRUMENTS |  | No | No | Yes | No | Yes | N. A.
2873 | E0401.15 | ATLAS INTERLOCKING INSTRUMENT SET, BASIC (FOR TIBIA NAILING) |  | N.A. | #N/A | #N/A | N. A. | N. A. | N. A. | N. A. | #N/A | #N/A | #N/A | #N/A | #N/A | PS/2873 | #N/A | #N/A | #N/A | #N/A | #N/A | 505 | TF-IN | IU/5 | Class A | FINISHED GOODS | ATLAS™ | INSTRUMENT SET | BASIC SET FOR TIBIA NAILING | 17 | No | Yes |  | No | N. A. | No | N. A. | No | Yes | No | No | M. L.: MFG/MD/2022/63252 |  | 1 | SUSHRUT PRODUCTS\INTERNATIONAL INSTRUMENTS\SETS, SUSHRUT | 0 | VL number changed to ML number | Y | INSTRUMENTS |  | No | No | Yes | No | Yes | N. A.
E0401.18 | E0401.18 | ADLER TIFLEX ELASTIC NAILING INSTRUMENTS SET |  | E0401.18 | N. A. | N. A. | N. A. | N. A. | N. A. | QPF/E0401 | N. A. | N. A. | N. A. | N. A. | N. A. | PS/E0401 | N. A. | N. A. | N. A. | N. A. | N. A. | E0401 | TF-IN | IU/5 | Class A | FINISHED GOODS | ADLER™ | ADLER TIFLEX ELASTIC NAILING INSTRUMENTS SET |  | 17 | No | Yes |  | No | N. A. | No | N. A. | No | Yes | No | No | M. L.: MFG/MD/2022/63252 |  | 1 | ADLER PRODUCTS\SETS, ADLER | 0 | VL number changed to ML number | Y | INSTRUMENTS |  | No | No | Yes | No | Yes | N. A.
E0401.19 | E0401.19 | ATLAS FFN INSTRUMENT SET |  | N. A. | N. A. | N. A. | N. A. | N. A. | N. A. | QPF/E0401.19 | N. A. | N. A. | N. A. | N. A. | N. A. | PS/E0401.19 | N. A. | N. A. | N. A. | N. A. | N. A. | E0401.19 | TF-IN | IU/5 | Class A | FINISHED GOODS | ATLAS™ | INSTRUMENT SET | ATLAS FFN INSTRUMENTS | 17 | No | Yes |  | No | N. A. | No | N. A. | No | Yes | No | No | M. L.: MFG/MD/2022/63252 |  | 1 | ADLER PRODUCTS\FFN PRODUCTS\SETS | 0 | VL number changed to ML number | N | INSTRUMENTS |  | No | No | Yes | No | Yes | N. A.
E0401.20 | E0401.20 | ATLAS HFN INSTRUMENT SET |  | N. A. | N. A. | N. A. | N. A. | N. A. | N. A. | QPF/E0401.20 | N. A. | N. A. | N. A. | N. A. | N. A. | PS/E0401.20 | N. A. | N. A. | N. A. | N. A. | N. A. | E0401.20 | TF-IN | IU/5 | Class A | FINISHED GOODS | ATLAS™ | HFN INSTRUMENT SET | HFN INSTRUMENT SET | 17 | No | Yes |  | No | N. A. | No | N. A. | No | Yes | No | No | M. L.: MFG/MD/2022/63252 |  | 1 | ADLER PRODUCTS\FFN PRODUCTS\SETS | 0 | VL number changed to ML number | N | INSTRUMENTS |  | No | No | Yes | No | Yes | N. A.
E0401.21 | E0401.21 | ATLAS TFN INSTRUMENT SET |  | N. A. | N. A. | N. A. | N. A. | N. A. | N. A. | QPF/E0401.21 | N. A. | N. A. | N. A. | N. A. | N. A. | PS/E0401.21 | N. A. | N. A. | N. A. | N. A. | N. A. | E0401.21 | TF-IN | IU/5 | Class A | FINISHED GOODS | ATLAS™ | TFN INSTRUMENT SET | TFN INSTRUMENT SET | 17 | No | Yes |  | No | N. A. | No | N. A. | No | Yes | No | No | M. L.: MFG/MD/2022/63252 |  | 1 | ADLER PRODUCTS\FFN PRODUCTS\SETS | 0 | VL number changed to ML number | N | INSTRUMENTS |  | No | No | Yes | No | Yes | N. A.
E0401.22 | E0401.22 | RESTOR UPPER LIMB INSTRUMENT SET |  | N. A. | N. A. | N. A. | N. A. | N. A. | N. A. | QPF/E0401.22 | N. A. | N. A. | N. A. | N. A. | N. A. | PS/E0401.22 | N. A. | N. A. | N. A. | N. A. | N. A. | E0401.22 | TF-IN | IU/5 | Class A | FINISHED GOODS | RESTOR™ | INSTRUMENT SET | UPPER LIMB | 17 | No | Yes |  | No | N. A. | No | N. A. | No | Yes | No | No | M. L.: MFG/MD/2022/63252 |  | 1 | ADLER PRODUCTS\SETS, ADLER | 0 | VL number changed to ML number | N | INSTRUMENTS |  | No | No | Yes | No | Yes | N. A.
E0401.23 | E0401.23 | RESTOR LOWER LIMB INSTRUMENT SET |  | N. A. | N. A. | N. A. | N. A. | N. A. | N. A. | QPF/E0401.23 | N. A. | N. A. | N. A. | N. A. | N. A. | PS/E0401.23 | N. A. | N. A. | N. A. | N. A. | N. A. | E0401.23 | TF-IN | IU/5 | Class A | FINISHED GOODS | RESTOR™ | INSTRUMENT SET | LOWER LIMB | 17 | No | Yes |  | No | N. A. | No | N. A. | No | Yes | No | No | M. L.: MFG/MD/2022/63252 |  | 1 | ADLER PRODUCTS\SETS, ADLER | 0 | VL number changed to ML number | N | INSTRUMENTS |  | No | No | Yes | No | Yes | N. A.
E0401.24 | E0401.24 | RESTOR RH INSTRUMENT SET |  | N. A. | N. A. | N. A. | N. A. | N. A. | N. A. | QPF/E0401.24 | N. A. | N. A. | N. A. | N. A. | N. A. | PS/E0401.24 | N. A. | N. A. | N. A. | N. A. | N. A. | E0401.24 | TF-IN | IU/5 | Class A | FINISHED GOODS | RESTOR™ RH | INSTRUMENT SET |  | 17 | No | Yes |  | No | N. A. | No | N. A. | No | Yes | No | No | M. L.: MFG/MD/2022/63252 |  | 1 | ADLER PRODUCTS\SETS, ADLER | 0 | VL number changed to ML number | N | INSTRUMENTS |  | No | No | Yes | No | Yes | N. A.
E0402.00 | E0402.00 | FLEXIBLE REAMER SET WITH TRAY, ADLER |  | E0402.00 | #N/A | #N/A | N. A. | N. A. | N. A. | QPF/E0402.00 | #N/A | #N/A | #N/A | #N/A | #N/A | PS/E0402.00 | #N/A | #N/A | #N/A | #N/A | #N/A | E0402.00 | TF-IN | IU/5 | Class A | FINISHED GOODS | ADLER™ | FLEXIBLE REAMER SET WITH TRAY |  | 17 | No | Yes |  | No | N. A. | No | N. A. | No | Yes | No | No | M. L.: MFG/MD/2022/63252 |  | 1 | ADLER PRODUCTS\SETS, ADLER | 0 | VL number changed to ML number | Y | Reamer & its attachment |  | No | No | Yes | No | Yes | N. A.
E0402.01 | E0402.01 | FLEXIBLE REAMER SET WITHOUT TRAY, ADLER |  | E0402.01 | #N/A | #N/A | N. A. | N. A. | N. A. | QPF/E0402.01 | #N/A | #N/A | #N/A | #N/A | #N/A | PS/E0402.01 | #N/A | #N/A | #N/A | #N/A | #N/A | E0402.01 | TF-IN | IU/5 | Class A | FINISHED GOODS | ADLER™ | FLEXIBLE REAMER SET WITHOUT TRAY |  | 17 | No | Yes |  | No | N. A. | No | N. A. | No | Yes | No | No | M. L.: MFG/MD/2022/63252 |  | 1 | ADLER PRODUCTS\SETS, ADLER | 0 | VL number changed to ML number | Y | Reamer & its attachment |  | No | No | Yes | No | Yes | N. A.
E0402.02 | E0402.02 | ATLAS FLEXIBLE REAMER SET WITH CASE, ADLER |  | N. A. | N. A. | N. A. | N. A. | N. A. | N. A. | QPF/E0402.02 | N. A. | N. A. | N. A. | N. A. | N. A. | PS/E0402.02 | 00 | 2017-03-04 | N. A. | N. A. | N. A. | E0402.02 | TF-IN | IU/5 | Class A | FINISHED GOODS | ADLER™ | SET WITH CASE | ATLAS FLEXIBLE REAMERS | 17 | No | Yes |  | No | N. A. | No | N. A. | No | Yes | No | No | M. L.: MFG/MD/2022/63252 |  | 1 | ADLER PRODUCTS\SETS, ADLER | 0 | VL number changed to ML number | N | Reamer & its attachment |  | No | No | Yes | No | Yes | N. A.
E0501.00 | E0501.00 | S`RUT INSTRUMENT SET FOR SQUARE NAILING OF RADIUS / ULNA |  | E0501.00 | N. A. | N. A. | N. A. | N. A. | N. A. | QPF/E0501.00 | N. A. | N. A. | N. A. | N. A. | N. A. | PS/E0501.00 | N. A. | N. A. | N. A. | N. A. | N. A. | E0501.00 | N. A. | N. A. | Class A | FINISHED GOODS | SUSHRUT™ | INSTRUMENT SET | FOR SQUARE NAILING OF RADIUS / ULNA | 17 | No | Yes |  | No | N. A. | No | N. A. | No | Yes | No | No | M. L.: MFG/MD/2022/63252 |  | 1 | SUSHRUT PRODUCTS\INTERNATIONAL INSTRUMENTS\SETS, SUSHRUT | 0 | VL number changed to ML number | Y | INSTRUMENTS |  | No | No | Yes | No | Yes | N. A.
E0502.01 | E0502.01 | S`RUT INSTRUMENT SET WITH FIT RITE RASP FOR AUSTIN MOORE PROSTHESIS |  | E0502.01 | #N/A | #N/A | N. A. | N. A. | N. A. | QPF/E0502.01 | #N/A | #N/A | #N/A | #N/A | #N/A | PS/E0502.01 | #N/A | #N/A | #N/A | #N/A | #N/A | E0502.01 | N. A. | N. A. | Class A | FINISHED GOODS | SUSHRUT™ | INSTRUMENT SET | WITH FIT RITE RASP FOR AUSTIN MOORE PROSTHESIS | 17 | No | Yes |  | No | N. A. | No | N. A. | No | Yes | No | No | M. L.: MFG/MD/2022/63252 |  | 1 | SUSHRUT PRODUCTS\INTERNATIONAL INSTRUMENTS\SETS, SUSHRUT | 0 | VL number changed to ML number | Y | INSTRUMENTS |  | No | No | Yes | No | Yes | N. A.
E0504.00 | E0504.00 | S`RUT LAMINECTOMY INSTRUMENT SET |  | E0504.00 | N. A. | N. A. | N. A. | N. A. | N. A. | QPF/E0504.00 | N. A. | N. A. | N. A. | N. A. | N. A. | PS/E0504.00 | N. A. | N. A. | N. A. | N. A. | N. A. | E0504.00 | N. A. | N. A. | Class A | FINISHED GOODS | SUSHRUT™ | INSTRUMENT SET | LAMINECTOMY | 17 | No | Yes |  | No | N. A. | No | N. A. | No | Yes | No | No | M. L.: MFG/MD/2022/63252 |  | 1 | SUSHRUT PRODUCTS\INTERNATIONAL INSTRUMENTS\SETS, SUSHRUT | 0 | VL number changed to ML number | Y | INSTRUMENTS |  | No | No | Yes | No | Yes | N. A.
E0507.00 | E0507.00 | S`RUT PLASTER INSTRUMENT SET |  | E0507.00 | N. A. | N. A. | N. A. | N. A. | N. A. | QPF/E0507.00 | N. A. | N. A. | N. A. | N. A. | N. A. | PS/E0507.00 | N. A. | N. A. | N. A. | N. A. | N. A. | E0507.00 | N. A. | N. A. | Class A | FINISHED GOODS | SUSHRUT™ | INSTRUMENT SET | PLASTER | 17 | No | Yes |  | No | N. A. | No | N. A. | No | Yes | No | No | M. L.: MFG/MD/2022/63252 |  | 1 | SUSHRUT PRODUCTS\INTERNATIONAL INSTRUMENTS\SETS, SUSHRUT | 0 | VL number changed to ML number | Y | INSTRUMENTS |  | No | No | Yes | No | Yes | N. A.
E0508.00 | E0508.00 | S`RUT MENISECTOMY INSTRUMENT SET |  | E0508.00 | N. A. | N. A. | N. A. | N. A. | N. A. | QPF/E0508.00 | N. A. | N. A. | N. A. | N. A. | N. A. | PS/E0508.00 | N. A. | N. A. | N. A. | N. A. | N. A. | E0508.00 | N. A. | N. A. | Class A | FINISHED GOODS | SUSHRUT™ | INSTRUMENT SET | MENISECTOMY | 17 | No | Yes |  | No | N. A. | No | N. A. | No | Yes | No | No | M. L.: MFG/MD/2022/63252 |  | 1 | SUSHRUT PRODUCTS\INTERNATIONAL INSTRUMENTS\SETS, SUSHRUT | 0 | VL number changed to ML number | Y | INSTRUMENTS |  | No | No | Yes | No | Yes | N. A.
E0511.00 | E0511.00 | S`RUT GENERAL INSTRUMENT SET |  | E0511.00 | N. A. | N. A. | N. A. | N. A. | N. A. | QPF/E0511.00 | N. A. | N. A. | N. A. | N. A. | N. A. | PS/E0511.00 | N. A. | N. A. | N. A. | N. A. | N. A. | E0511.00 | N. A. | N. A. | Class A | FINISHED GOODS | SUSHRUT™ | INSTRUMENT SET | GENERAL | 17 | No | Yes |  | No | N. A. | No | N. A. | No | Yes | No | No | M. L.: MFG/MD/2022/63252 |  | 1 | SUSHRUT PRODUCTS\INTERNATIONAL INSTRUMENTS\SETS, SUSHRUT | 0 | VL number changed to ML number | Y | INSTRUMENTS |  | No | No | Yes | No | Yes | N. A.
E0512.00 | E0512.00 | S`RUT 'K' NAIL INSTRUMENT SET |  | E0512.00 | N. A. | N. A. | N. A. | N. A. | N. A. | QPF/E0512.00 | N. A. | N. A. | N. A. | N. A. | N. A. | PS/E0512.00 | N. A. | N. A. | N. A. | N. A. | N. A. | E0512.00 | N. A. | N. A. | Class A | FINISHED GOODS | SUSHRUT™ | INSTRUMENT SET | 'K' NAIL | 17 | No | Yes |  | No | N. A. | No | N. A. | No | Yes | No | No | M. L.: MFG/MD/2022/63252 |  | 1 | SUSHRUT PRODUCTS\INTERNATIONAL INSTRUMENTS\SETS, SUSHRUT | 0 | VL number changed to ML number | Y | INSTRUMENTS |  | No | No | Yes | No | Yes | N. A.
E0513.00 | E0513.00 | S`RUT INSTRUMENT SET FOR BIPOLAR PROSTHESIS |  | E0513.00 | #N/A | #N/A | N. A. | N. A. | N. A. | QPF/E0513.00 | #N/A | #N/A | #N/A | #N/A | #N/A | PS/E0513.00 | #N/A | #N/A | #N/A | #N/A | #N/A | E0513.00 | N. A. | N. A. | Class A | FINISHED GOODS | SUSHRUT™ | INSTRUMENT SET | FOR BIPOLAR PROSTHESIS | 17 | No | Yes |  | No | N. A. | No | N. A. | No | Yes | No | No | M. L.: MFG/MD/2022/63252 |  | 1 | SUSHRUT PRODUCTS\CONVENTIONAL INSTRUMENTS | 0 | VL number changed to ML number | Y | INSTRUMENTS |  | No | No | Yes | No | Yes | N. A.
E0514.00 | E0514.00 | S`RUT GENERAL INSTRUMENT SET, COMPREHENSIVE, FOR STARTUP PRACTICE |  | E0514.00 | #N/A | #N/A | N. A. | N. A. | N. A. | QPF/E0514.00 | #N/A | #N/A | #N/A | #N/A | #N/A | PS/E0514.00 | #N/A | #N/A | #N/A | #N/A | #N/A | E0514.00 | N. A. | N. A. | Class A | FINISHED GOODS | SUSHRUT™ | GENERAL INSTRUMENT SET | COMPREHENSIVE, FOR STARTUP PRACTICE | 17 | No | Yes |  | No | N. A. | No | N. A. | No | Yes | No | No | M. L.: MFG/MD/2022/63252 |  | 1 | SUSHRUT PRODUCTS\CONVENTIONAL INSTRUMENTS | 0 | VL number changed to ML number | Y | INSTRUMENTS |  | No | No | Yes | No | Yes | N. A.
E0516.00 | E0516.00 | S`RUT WIRE INSTRUMENT SET |  | N. A. | N. A. | N. A. | N. A. | N. A. | N. A. | QPF/E0516.00 | N. A. | N. A. | N. A. | N. A. | N. A. | PS/E0516.00 | N. A. | N. A. | N. A. | N. A. | N. A. | E0516.00 | N. A. | N. A. | Class A | FINISHED GOODS | SUSHRUT™ | WIRE INSTRUMENT SET |  | 17 | No | Yes |  | No | N. A. | No | N. A. | No | Yes | No | No | M. L.: MFG/MD/2022/63252 |  | 1 | SUSHRUT PRODUCTS\CONVENTIONAL INSTRUMENTS | 0 | VL number changed to ML number | N | INSTRUMENTS |  | No | No | Yes | No | Yes | N. A.
905 | E0701.01 | UMEX - DIGITAL FRACTURES SET, WITHOUT 'K' WIRE |  | N. A. | #N/A | #N/A | N. A. | N. A. | N. A. | N. A. | #N/A | #N/A | #N/A | #N/A | #N/A | PS/905 | #N/A | #N/A | #N/A | #N/A | #N/A | 275 | TMF-EF | IU/4 | Class A | FINISHED GOODS | UMEX™ | DIGITAL FRACTURES SET | WITHOUT 'K' WIRES | 17 | No | Yes |  | No | N. A. | No | N. A. | No | Yes | No | No | M. L.: MFG/MD/2022/63252 |  | 1 | ADLER PRODUCTS\UMEX SYSTEM\UMEX SETS\UMEX HAND SETS | 0 | VL number changed to ML number | Y | Instrument set for external fixation system |  | No | No | Yes | No | Yes | N. A.
897 | E0701.011 | UMEX - DIGITAL FRACTURES SET, WITH 'K' WIRE |  | N. A. | N. A. | N. A. | N. A. | N. A. | N. A. | N. A. | N. A. | N. A. | N. A. | N. A. | N. A. | PS/897 | N. A. | N. A. | N. A. | N. A. | N. A. | 275 | TMF-EF | IU/4 | Class A | FINISHED GOODS | UMEX™ | DIGITAL FRACTURES SET | WITH 'K' WIRES | 17 | No | Yes |  | No | N. A. | No | N. A. | No | Yes | No | No | M. L.: MFG/MD/2022/63252 |  | 1 | ADLER PRODUCTS\UMEX SYSTEM\UMEX SETS\UMEX HAND SETS | 0 | VL number changed to ML number | N | Instrument set for external fixation system |  | No | No | Yes | No | Yes | N. A.
906 | E0701.02 | UMEX - LOWER END RADIUS FRACTURES SET, WITHOUT 'K' WIRE |  | N. A. | #N/A | #N/A | N. A. | N. A. | N. A. | N. A. | #N/A | #N/A | #N/A | #N/A | #N/A | PS/906 | #N/A | #N/A | #N/A | #N/A | #N/A | 275 | TMF-EF | IU/4 | Class A | FINISHED GOODS | UMEX™ | LOWER END RADIUS FRACTURES SET | WITHOUT 'K' WIRES | 17 | No | Yes |  | No | N. A. | No | N. A. | No | Yes | No | No | M. L.: MFG/MD/2022/63252 |  | 1 | ADLER PRODUCTS\UMEX SYSTEM\UMEX SETS\UMEX HAND SETS | 0 | VL number changed to ML number | Y | Instrument set for external fixation system |  | No | No | Yes | No | Yes | N. A.
898 | E0701.021 | UMEX - LOWER END RADIUS FRACTURES SET, WITH 'K' WIRE |  | N. A. | N. A. | N. A. | N. A. | N. A. | N. A. | N. A. | N. A. | N. A. | N. A. | N. A. | N. A. | PS/898 | N. A. | N. A. | N. A. | N. A. | N. A. | 275 | TMF-EF | IU/4 | Class A | FINISHED GOODS | UMEX™ | LOWER END RADIUS FRACTURES SET | WITH 'K' WIRES | 17 | No | Yes |  | No | N. A. | No | N. A. | No | Yes | No | No | M. L.: MFG/MD/2022/63252 |  | 1 | ADLER PRODUCTS\UMEX SYSTEM\UMEX SETS\UMEX HAND SETS | 0 | VL number changed to ML number | N | Instrument set for external fixation system |  | No | No | Yes | No | Yes | N. A.
907 | E0701.03 | UMEX - BASIC HAND SET, WITHOUT 'K' WIRE |  | N. A. | #N/A | #N/A | N. A. | N. A. | N. A. | N. A. | #N/A | #N/A | #N/A | #N/A | #N/A | PS/907 | #N/A | #N/A | #N/A | #N/A | #N/A | 275 | TMF-EF | IU/4 | Class A | FINISHED GOODS | UMEX™ | BASIC HAND SET | WITHOUT 'K' WIRES | 17 | No | Yes |  | No | N. A. | No | N. A. | No | Yes | No | No | M. L.: MFG/MD/2022/63252 |  | 1 | ADLER PRODUCTS\UMEX SYSTEM\UMEX SETS\UMEX HAND SETS | 0 | VL number changed to ML number | Y | Instrument set for external fixation system |  | No | No | Yes | No | Yes | N. A.
899 | E0701.031 | UMEX - BASIC HAND SET, WITH 'K' WIRE |  | N. A. | N. A. | N. A. | N. A. | N. A. | N. A. | N. A. | N. A. | N. A. | N. A. | N. A. | N. A. | PS/899 | N. A. | N. A. | N. A. | N. A. | N. A. | 275 | TMF-EF | IU/4 | Class A | FINISHED GOODS | UMEX™ | BASIC HAND SET | WITH 'K' WIRES | 17 | No | Yes |  | No | N. A. | No | N. A. | No | Yes | No | No | M. L.: MFG/MD/2022/63252 |  | 1 | ADLER PRODUCTS\UMEX SYSTEM\UMEX SETS\UMEX HAND SETS | 0 | VL number changed to ML number | N | Instrument set for external fixation system |  | No | No | Yes | No | Yes | N. A.
908 | E0701.04 | UMEX - EXTENDED HAND FRAME SET, WITHOUT 'K' WIRE |  | N. A. | #N/A | #N/A | N. A. | N. A. | N. A. | N. A. | #N/A | #N/A | #N/A | #N/A | #N/A | PS/908 | #N/A | #N/A | #N/A | #N/A | #N/A | 275 | TMF-EF | IU/4 | Class A | FINISHED GOODS | UMEX™ | EXTENDED HAND FRAME SET | WITHOUT 'K' WIRES | 17 | No | Yes |  | No | N. A. | No | N. A. | No | Yes | No | No | M. L.: MFG/MD/2022/63252 |  | 1 | ADLER PRODUCTS\UMEX SYSTEM\UMEX SETS\UMEX HAND SETS | 0 | VL number changed to ML number | Y | Instrument set for external fixation system |  | No | No | Yes | No | Yes | N. A.
900 | E0701.041 | UMEX - EXTENDED HAND FRAME SET, WITH 'K' WIRE |  | N. A. | N. A. | N. A. | N. A. | N. A. | N. A. | N. A. | N. A. | N. A. | N. A. | N. A. | N. A. | PS/900 | N. A. | N. A. | N. A. | N. A. | N. A. | 275 | TMF-EF | IU/4 | Class A | FINISHED GOODS | UMEX™ | EXTENDED HAND FRAME SET | WITH 'K' WIRES | 17 | No | Yes |  | No | N. A. | No | N. A. | No | Yes | No | No | M. L.: MFG/MD/2022/63252 |  | 1 | ADLER PRODUCTS\UMEX SYSTEM\UMEX SETS\UMEX HAND SETS | 0 | VL number changed to ML number | N | Instrument set for external fixation system |  | No | No | Yes | No | Yes | N. A.
992 | E0701.05 | UMEX - HAND FRAME SET FOR DEFORMITY CORRECTION WITHOUT 'K' WIRE |  | N. A. | #N/A | #N/A | N. A. | N. A. | N. A. | N. A. | #N/A | #N/A | #N/A | #N/A | #N/A | PS/992 | #N/A | #N/A | #N/A | #N/A | #N/A | 275 | TMF-EF | IU/4 | Class A | FINISHED GOODS | UMEX™ | HAND FRAME SET FOR DEFORMITY CORRECTION | WITHOUT 'K' WIRES | 17 | No | Yes |  | No | N. A. | No | N. A. | No | Yes | No | No | M. L.: MFG/MD/2022/63252 |  | 1 | ADLER PRODUCTS\UMEX SYSTEM\UMEX SETS\UMEX HAND SETS | 0 | VL number changed to ML number | Y | Instrument set for external fixation system |  | No | No | Yes | No | Yes | N. A.
991 | E0701.051 | UMEX - HAND FRAME SET FOR DEFORMITY CORRECTION WITH 'K' WIRE |  | N. A. | N. A. | N. A. | N. A. | N. A. | N. A. | N. A. | N. A. | N. A. | N. A. | N. A. | N. A. | PS/991 | N. A. | N. A. | N. A. | N. A. | N. A. | 275 | TMF-EF | IU/4 | Class A | FINISHED GOODS | UMEX™ | HAND FRAME SET FOR DEFORMITY CORRECTION | WITH 'K' WIRES | 17 | No | Yes |  | No | N. A. | No | N. A. | No | Yes | No | No | M. L.: MFG/MD/2022/63252 |  | 1 | ADLER PRODUCTS\UMEX SYSTEM\UMEX SETS\UMEX HAND SETS | 0 | VL number changed to ML number | N | Instrument set for external fixation system |  | No | No | Yes | No | Yes | N. A.
909 | E0702.01 | UMEX - CTEV SMALL SET, WITHOUT 'K' WIRE |  | N. A. | #N/A | #N/A | N. A. | N. A. | N. A. | N. A. | #N/A | #N/A | #N/A | #N/A | #N/A | PS/909 | #N/A | #N/A | #N/A | #N/A | #N/A | 275 | TMF-EF | IU/4 | Class A | FINISHED GOODS | UMEX™ | CTEV SMALL SET | WITHOUT 'K' WIRES | 17 | No | Yes |  | No | N. A. | No | N. A. | No | Yes | No | No | M. L.: MFG/MD/2022/63252 |  | 1 | ADLER PRODUCTS\UMEX SYSTEM\UMEX SETS\UMEX FOOT SETS | 0 | VL number changed to ML number | Y | Instrument set for external fixation system |  | No | No | Yes | No | Yes | N. A.
901 | E0702.011 | UMEX - CTEV SMALL SET, WITH 'K' WIRE |  | N. A. | N. A. | N. A. | N. A. | N. A. | N. A. | N. A. | N. A. | N. A. | N. A. | N. A. | N. A. | PS/901 | N. A. | N. A. | N. A. | N. A. | N. A. | 275 | TMF-EF | IU/4 | Class A | FINISHED GOODS | UMEX™ | CTEV SMALL SET, | WITH 'K' WIRES | 17 | No | Yes |  | No | N. A. | No | N. A. | No | Yes | No | No | M. L.: MFG/MD/2022/63252 |  | 1 | ADLER PRODUCTS\UMEX SYSTEM\UMEX SETS\UMEX FOOT SETS | 0 | VL number changed to ML number | N | Instrument set for external fixation system |  | No | No | Yes | No | Yes | N. A.
990 | E0702.012 | UMEX - CTEV SMALL SET WITH SWIVEL DISTRATOR |  | N. A. | N. A. | N. A. | N. A. | N. A. | N. A. | N. A. | N. A. | N. A. | N. A. | N. A. | N. A. | PS/990 | N. A. | N. A. | N. A. | N. A. | N. A. | 275 | TMF-EF | IU/4 | Class A | FINISHED GOODS | UMEX™ | CTEV SMALL SET, | WITH SWIVEL DISTRATOR | 17 | No | Yes |  | No | N. A. | No | N. A. | No | Yes | No | No | M. L.: MFG/MD/2022/63252 |  | 1 | ADLER PRODUCTS\UMEX SYSTEM\UMEX SETS\UMEX FOOT SETS | 0 | VL number changed to ML number | N | Instrument set for external fixation system |  | No | No | Yes | No | Yes | N. A.
910 | E0702.02 | UMEX - CTEV MEDIUM SET, WITHOUT 'K' WIRE |  | N. A. | #N/A | #N/A | N. A. | N. A. | N. A. | N. A. | #N/A | #N/A | #N/A | #N/A | #N/A | PS/910 | #N/A | #N/A | #N/A | #N/A | #N/A | 275 | TMF-EF | IU/4 | Class A | FINISHED GOODS | UMEX™ | CTEV MEDIUM SET, | WITHOUT 'K' WIRES | 17 | No | Yes |  | No | N. A. | No | N. A. | No | Yes | No | No | M. L.: MFG/MD/2022/63252 |  | 1 | ADLER PRODUCTS\UMEX SYSTEM\UMEX SETS\UMEX FOOT SETS | 0 | VL number changed to ML number | Y | Instrument set for external fixation system |  | No | No | Yes | No | Yes | N. A.
902 | E0702.021 | UMEX - CTEV MEDIUM SET, WITH 'K' WIRE |  | N. A. | N. A. | N. A. | N. A. | N. A. | N. A. | N. A. | N. A. | N. A. | N. A. | N. A. | N. A. | PS/902 | N. A. | N. A. | N. A. | N. A. | N. A. | 275 | TMF-EF | IU/4 | Class A | FINISHED GOODS | UMEX™ | CTEV MEDIUM SET, | WITH 'K' WIRES | 17 | No | Yes |  | No | N. A. | No | N. A. | No | Yes | No | No | M. L.: MFG/MD/2022/63252 |  | 1 | ADLER PRODUCTS\UMEX SYSTEM\UMEX SETS\UMEX FOOT SETS | 0 | VL number changed to ML number | N | Instrument set for external fixation system |  | No | No | Yes | No | Yes | N. A.
993 | E0702.022 | UMEX - CTEV MEDIUM SET WITH SWIVEL DISTRACTOR |  | N. A. | N. A. | N. A. | N. A. | N. A. | N. A. | N. A. | N. A. | N. A. | N. A. | N. A. | N. A. | PS/993 | N. A. | N. A. | N. A. | N. A. | N. A. | 275 | TMF-EF | IU/4 | Class A | FINISHED GOODS | UMEX™ | UMEX - CTEV MEDIUM SET, | WITH SWIVEL DISTRACTOR | 17 | No | Yes |  | No | N. A. | No | N. A. | No | Yes | No | No | M. L.: MFG/MD/2022/63252 |  | 1 | ADLER PRODUCTS\UMEX SYSTEM\UMEX SETS\UMEX FOOT SETS | 0 | VL number changed to ML number | N | Instrument set for external fixation system |  | No | No | Yes | No | Yes | N. A.
911 | E0702.03 | UMEX - CTEV LARGE SET, WITHOUT 'K' WIRE |  | N. A. | #N/A | #N/A | N. A. | N. A. | N. A. | N. A. | #N/A | #N/A | #N/A | #N/A | #N/A | PS/911 | #N/A | #N/A | #N/A | #N/A | #N/A | 275 | TMF-EF | IU/4 | Class A | FINISHED GOODS | UMEX™ | UMEX - CTEV LARGE SET, | WITHOUT 'K' WIRES | 17 | No | Yes |  | No | N. A. | No | N. A. | No | Yes | No | No | M. L.: MFG/MD/2022/63252 |  | 1 | ADLER PRODUCTS\UMEX SYSTEM\UMEX SETS\UMEX FOOT SETS | 0 | VL number changed to ML number | Y | Instrument set for external fixation system |  | No | No | Yes | No | Yes | N. A.
903 | E0702.031 | UMEX - CTEV LARGE SET, WITH 'K' WIRE |  | N. A. | N. A. | N. A. | N. A. | N. A. | N. A. | N. A. | N. A. | N. A. | N. A. | N. A. | N. A. | PS/903 | N. A. | N. A. | N. A. | N. A. | N. A. | 275 | TMF-EF | IU/4 | Class A | FINISHED GOODS | UMEX™ | UMEX - CTEV LARGE SET, | WITH 'K' WIRES | 17 | No | Yes |  | No | N. A. | No | N. A. | No | Yes | No | No | M. L.: MFG/MD/2022/63252 |  | 1 | ADLER PRODUCTS\UMEX SYSTEM\UMEX SETS\UMEX FOOT SETS | 0 | VL number changed to ML number | N | Instrument set for external fixation system |  | No | No | Yes | No | Yes | N. A.
994 | E0702.032 | UMEX - CTEV LARGE SET, WITH SWIVEL DISTRACTOR |  | N. A. | N. A. | N. A. | N. A. | N. A. | N. A. | N. A. | N. A. | N. A. | N. A. | N. A. | N. A. | PS/994 | N. A. | N. A. | N. A. | N. A. | N. A. | 275 | TMF-EF | IU/4 | Class A | FINISHED GOODS | UMEX™ | UMEX - CTEV LARGE SET, | WITH SWIVEL DISTRACTOR | 17 | No | Yes |  | No | N. A. | No | N. A. | No | Yes | No | No | M. L.: MFG/MD/2022/63252 |  | 1 | ADLER PRODUCTS\UMEX SYSTEM\UMEX SETS\UMEX FOOT SETS | 0 | VL number changed to ML number | N | Instrument set for external fixation system |  | No | No | Yes | No | Yes | N. A.
1216 | E0703.01 | UMEX - COMPREHENSIVE SET IN STERILISATION CASE WITHOUT 'K' WIRE |  | N. A. | #N/A | #N/A | N. A. | N. A. | N. A. | N. A. | #N/A | #N/A | #N/A | #N/A | #N/A | PS/1216 | #N/A | #N/A | #N/A | #N/A | #N/A | 275 | TMF-EF | IU/4 | Class A | FINISHED GOODS | UMEX™ | COMPREHENSIVE SET IN STERILISATION CASE | WITHOUT 'K' WIRE | 17 | No | Yes |  | No | N. A. | No | N. A. | No | Yes | No | No | M. L.: MFG/MD/2022/63252 |  | 1 | ADLER PRODUCTS\UMEX SYSTEM\UMEX SETS\UMEX COMP SETS | 0 | VL number changed to ML number | Y | Instrument set for external fixation system |  | No | No | Yes | No | Yes | N. A.
904 | E0703.011 | UMEX - COMPREHENSIVE SET IN STERILISATION CASE, WITH 'K' WIRE |  | N. A. | N. A. | N. A. | N. A. | N. A. | N. A. | N. A. | N. A. | N. A. | N. A. | N. A. | N. A. | PS/904 | N. A. | N. A. | N. A. | N. A. | N. A. | 275 | TMF-EF | IU/4 | Class A | FINISHED GOODS | UMEX™ | UMEX - COMPREHENSIVE SET IN STERILISATION CASE, | WITH 'K' WIRE | 17 | No | Yes |  | No | N. A. | No | N. A. | No | Yes | No | No | M. L.: MFG/MD/2022/63252 |  | 1 | ADLER PRODUCTS\UMEX SYSTEM\UMEX SETS\UMEX COMP SETS | 0 | VL number changed to ML number | N | Instrument set for external fixation system |  | No | No | Yes | No | Yes | N. A.
E0801.00 | E0801.00 | ADLER BASIC INSTRUMENTS SET |  | E0801.00 | N. A. | N. A. | N. A. | N. A. | N. A. | QPF/E0801.00 | N. A. | N. A. | N. A. | N. A. | N. A. | PS/E0801.00 | N. A. | N. A. | N. A. | N. A. | N. A. | E0801.00 | N. A. | N. A. | Class A | FINISHED GOODS | ADLER™ | UMEX - CTEV MEDIUM SET, WITH 'K' WIRE |  | 17 | No | Yes |  | No | N. A. | No | N. A. | No | Yes | No | No | M. L.: MFG/MD/2022/63252 |  | 1 | ADLER PRODUCTS\SETS, ADLER | 0 | VL number changed to ML number | Y | INSTRUMENTS |  | No | No | Yes | No | Yes | N. A.
E0801.01 | E0801.01 | ADLER SMALL FRAGMENT SET COMPLETE WITH IMPLANTS AND INSTRUMENTS |  | E0801.01 | N. A. | N. A. | N. A. | N. A. | N. A. | QPF/E0801.01 | N. A. | N. A. | N. A. | N. A. | N. A. | PS/E0801.01 | N. A. | N. A. | N. A. | N. A. | N. A. | E0801.01 | N. A. | N. A. | Class A | FINISHED GOODS | ADLER™ | UMEX - CTEV LARGE SET, WITH 'K' WIRE |  | 17 | No | Yes |  | No | N. A. | No | N. A. | No | Yes | No | No | M. L.: MFG/MD/2022/63252 |  | 1 | ADLER PRODUCTS\SETS, ADLER | 0 | VL number changed to ML number | Y | INSTRUMENTS |  | No | No | Yes | No | Yes | N. A.
E0801.02 | E0801.02 | ADLER MINI FRAGMENT SET COMPLETE WITH IMPLANTS AND INSTRUMENTS |  | E0801.02 | N. A. | N. A. | N. A. | N. A. | N. A. | QPF/E0801.02 | N. A. | N. A. | N. A. | N. A. | N. A. | PS/E0801.02 | N. A. | N. A. | N. A. | N. A. | N. A. | E0801.02 | N. A. | N. A. | Class A | FINISHED GOODS | ADLER™ | UMEX - COMPREHENSIVE SET |  | 17 | No | Yes |  | No | N. A. | No | N. A. | No | Yes | No | No | M. L.: MFG/MD/2022/63252 |  | 1 | ADLER PRODUCTS\SETS, ADLER | 0 | VL number changed to ML number | Y | INSTRUMENTS |  | No | No | Yes | No | Yes | N. A.
E0801.03 | E0801.03 | ADLER CHS INSTRUMENTS SET WITH STANDARD ANGLE GUIDE |  | E0801.03 | N. A. | N. A. | N. A. | N. A. | N. A. | QPF/E0801.03 | N. A. | N. A. | N. A. | N. A. | N. A. | PS/E0801.03 | N. A. | N. A. | N. A. | N. A. | N. A. | E0801.03 | N. A. | N. A. | Class A | FINISHED GOODS | ADLER™ | CHS INSTRUMENTS SET WITH STANDARD ANGLE GUIDE |  | 17 | No | Yes |  | No | N. A. | No | N. A. | No | Yes | No | No | M. L.: MFG/MD/2022/63252 |  | 1 | ADLER PRODUCTS\SETS, ADLER | 0 | VL number changed to ML number | Y | INSTRUMENTS |  | No | No | Yes | No | Yes | N. A.
E0801.04 | E0801.04 | ADLER CHS INSTRUMENTS SET WITH COMBINED ANGLE GUIDE |  | E0801.04 | N. A. | N. A. | N. A. | N. A. | N. A. | QPF/E0801.04 | N. A. | N. A. | N. A. | N. A. | N. A. | PS/E0801.04 | N. A. | N. A. | N. A. | N. A. | N. A. | E0801.04 | N. A. | N. A. | Class A | FINISHED GOODS | ADLER™ | CHS INSTRUMENTS SET WITH COMBINED ANGLE GUIDE |  | 17 | No | Yes |  | No | N. A. | No | N. A. | No | Yes | No | No | M. L.: MFG/MD/2022/63252 |  | 1 | ADLER PRODUCTS\SETS, ADLER | 0 | VL number changed to ML number | Y | INSTRUMENTS |  | No | No | Yes | No | Yes | N. A.
E0801.05 | E0801.05 | ADLER GENERAL INSTRUMETNS SET |  | E0801.05 | N. A. | N. A. | N. A. | N. A. | N. A. | QPF/E0801.05 | N. A. | N. A. | N. A. | N. A. | N. A. | PS/E0801.05 | N. A. | N. A. | N. A. | N. A. | N. A. | E0801.05 | N. A. | N. A. | Class A | FINISHED GOODS | ADLER™ | GENERAL INSTRUMETNS SET |  | 17 | No | Yes |  | No | N. A. | No | N. A. | No | Yes | No | No | M. L.: MFG/MD/2022/63252 |  | 1 | ADLER PRODUCTS\SETS, ADLER | 0 | VL number changed to ML number | Y | INSTRUMENTS |  | No | No | Yes | No | Yes | N. A.
E0801.06 | E0801.06 | ADLER WIRE INSTRUMENTS SET |  | E0801.06 | N. A. | N. A. | N. A. | N. A. | N. A. | QPF/E0801.06 | N. A. | N. A. | N. A. | N. A. | N. A. | PS/E0801.06 | N. A. | N. A. | N. A. | N. A. | N. A. | E0801.06 | N. A. | N. A. | Class A | FINISHED GOODS | ADLER™ | WIRE INSTRUMENTS SET |  | 17 | No | Yes |  | No | N. A. | No | N. A. | No | Yes | No | No | M. L.: MFG/MD/2022/63252 |  | 1 | ADLER PRODUCTS\SETS, ADLER | 0 | VL number changed to ML number | Y | INSTRUMENTS |  | No | No | Yes | No | Yes | N. A.
E0801.07 | E0801.07 | ADLER PLATE SET WITH ACP HOLES |  | E0801.07 | N. A. | N. A. | N. A. | N. A. | N. A. | QPF/E0801.07 | N. A. | N. A. | N. A. | N. A. | N. A. | PS/E0801.07 | N. A. | N. A. | N. A. | N. A. | N. A. | E0801.07 | N. A. | N. A. | Class A | FINISHED GOODS | ADLER™ | PLATE SET WITH ACP HOLES |  | 17 | No | Yes |  | No | N. A. | No | N. A. | No | Yes | No | No | M. L.: MFG/MD/2022/63252 |  | 1 | ADLER PRODUCTS\SETS, ADLER | 0 | VL number changed to ML number | Y | INSTRUMENTS |  | No | No | Yes | No | Yes | N. A.
E0801.08 | E0801.08 | ADLER LAG SCREW SET |  | E0801.08 | N. A. | N. A. | N. A. | N. A. | N. A. | QPF/E0801.08 | N. A. | N. A. | N. A. | N. A. | N. A. | PS/E0801.08 | N. A. | N. A. | N. A. | N. A. | N. A. | E0801.08 | N. A. | N. A. | Class A | FINISHED GOODS | ADLER™ | LAG SCREW SET |  | 17 | No | Yes |  | No | N. A. | No | N. A. | No | Yes | No | No | M. L.: MFG/MD/2022/63252 |  | 1 | ADLER PRODUCTS\SETS, ADLER | 0 | VL number changed to ML number | Y | INSTRUMENTS |  | No | No | Yes | No | Yes | N. A.
E0801.09 | E0801.09 | ADLER IMPLANTS SET FOR CHS IMPLANTS |  | E0801.09 | N. A. | N. A. | N. A. | N. A. | N. A. | QPF/E0801.09 | N. A. | N. A. | N. A. | N. A. | N. A. | PS/E0801.09 | N. A. | N. A. | N. A. | N. A. | N. A. | E0801.09 | N. A. | N. A. | Class A | FINISHED GOODS | ADLER™ | IMPLANTS SET FOR CHS IMPLANTS |  | 17 | No | Yes |  | No | N. A. | No | N. A. | No | Yes | No | No | M. L.: MFG/MD/2022/63252 |  | 1 | ADLER PRODUCTS\SETS, ADLER | 0 | VL number changed to ML number | Y | INSTRUMENTS |  | No | No | Yes | No | Yes | N. A.
E0801.10 | E0801.10 | ADLER LARGE CANNULATED SCREW IMPLANTS SET |  | E0801.10 | N. A. | N. A. | N. A. | N. A. | N. A. | QPF/E0801.10 | N. A. | N. A. | N. A. | N. A. | N. A. | PS/E0801.10 | N. A. | N. A. | N. A. | N. A. | N. A. | E0801.10 | N. A. | N. A. | Class A | FINISHED GOODS | ADLER™ | LARGE CANNULATED SCREW IMPLANTS SET |  | 17 | No | Yes |  | No | N. A. | No | N. A. | No | Yes | No | No | M. L.: MFG/MD/2022/63252 |  | 1 | ADLER PRODUCTS\SETS, ADLER | 0 | VL number changed to ML number | Y | INSTRUMENTS |  | No | No | Yes | No | Yes | N. A.
E0801.11 | E0801.11 | ADLER LARGE CANNULATED SCREW INSTRUMENTS SET |  | E0801.11 | N. A. | N. A. | N. A. | N. A. | N. A. | QPF/E0801.11 | N. A. | N. A. | N. A. | N. A. | N. A. | PS/E0801.11 | N. A. | N. A. | N. A. | N. A. | N. A. | E0801.11 | N. A. | N. A. | Class A | FINISHED GOODS | ADLER™ | LARGE CANNULATED SCREW INSTRUMENTS SET |  | 17 | No | Yes |  | No | N. A. | No | N. A. | No | Yes | No | No | M. L.: MFG/MD/2022/63252 |  | 1 | ADLER PRODUCTS\SETS, ADLER | 0 | VL number changed to ML number | Y | INSTRUMENTS |  | No | No | Yes | No | Yes | N. A.
E0801.12 | E0801.12 | ADLER BROKEN SCREW REMOVAL SET |  | E0801.12 | N. A. | N. A. | N. A. | N. A. | N. A. | QPF/E0801.12 | N. A. | N. A. | N. A. | N. A. | N. A. | PS/E0801.12 | N. A. | N. A. | N. A. | N. A. | N. A. | E0801.12 | N. A. | N. A. | Class A | FINISHED GOODS | ADLER™ | BROKEN SCREW REMOVAL SET |  | 17 | No | Yes |  | No | N. A. | No | N. A. | No | Yes | No | No | M. L.: MFG/MD/2022/63252 |  | 1 | ADLER PRODUCTS\SETS, ADLER | 0 | VL number changed to ML number | Y | INSTRUMENTS |  | No | No | Yes | No | Yes | N. A.
E0901 | E0901.01 | ATLAS WORKSHOP SET COMPLETE WITH SET CONTENTS, PLASTIC CONTAINER AND HOLDERS |  | E0901.01 | #N/A | #N/A | N. A. | N. A. | N. A. | QPF/E0901 | #N/A | #N/A | #N/A | #N/A | #N/A | PS/E0901 | #N/A | #N/A | #N/A | #N/A | #N/A | E0901 | N. A. | IU/5 | Class A | FINISHED GOODS | ADLER™ | ATLAS WORKSHOP SET COMPLETE WITH SET | CONTENTS, PLASTIC CONTAINER AND HOLDERS | 17 | No | Yes |  | No | N. A. | No | N. A. | No | Yes | No | No | M. L.: MFG/MD/2022/63252 |  | 1 | ADLER PRODUCTS\SETS, ADLER | 0 | VL number changed to ML number | Y | INSTRUMENTS |  | No | No | Yes | No | Yes | N. A.
E0901 | E0901.02 | LARGE FRAGMENT WORKSHOP SET COMPLETE WITH SET CONTENTS, PLASTIC CONTAINER AND HOLDERS |  | E0901.02 | #N/A | #N/A | N. A. | N. A. | N. A. | QPF/E0901 | #N/A | #N/A | #N/A | #N/A | #N/A | PS/E0901 | #N/A | #N/A | #N/A | #N/A | #N/A | E0901 | N. A. | IU/5 | Class A | FINISHED GOODS | ADLER™ | LARGE FRAGMENT WORKSHOP SET COMPLETE | WITH SET CONTENTS, PLASTIC CONTAINER AND HOLDERS | 17 | No | Yes |  | No | N. A. | No | N. A. | No | Yes | No | No | M. L.: MFG/MD/2022/63252 |  | 1 | ADLER PRODUCTS\SETS, ADLER | 0 | VL number changed to ML number | Y | INSTRUMENTS |  | No | No | Yes | No | Yes | N. A.
E0901 | E0901.03 | FITRITE WORKSHOP SET COMPLETE WITH SET CONTENTS, PLASTIC CONTAINER AND HOLDERS |  | E0901.03 | #N/A | #N/A | N. A. | N. A. | N. A. | QPF/E0901 | #N/A | #N/A | #N/A | #N/A | #N/A | PS/E0901 | #N/A | #N/A | #N/A | #N/A | #N/A | E0901 | N. A. | IU/5 | Class A | FINISHED GOODS | ADLER™ | FITRITE WORKSHOP SET COMPLETE | WITH SET CONTENTS, PLASTIC CONTAINER AND HOLDERS | 17 | No | Yes |  | No | N. A. | No | N. A. | No | Yes | No | No | M. L.: MFG/MD/2022/63252 |  | 1 | ADLER PRODUCTS\SETS, ADLER | 0 | VL number changed to ML number | Y | INSTRUMENTS |  | No | No | Yes | No | Yes | N. A.
E0901 | E0901.04 | SMALL FRAGMENT WORKSHOP SET COMPLETE WITH SET CONTENTS, PLASTIC CONTAINER AND HOLDERS |  | E0901.04 | #N/A | #N/A | N. A. | N. A. | N. A. | QPF/E0901 | #N/A | #N/A | #N/A | #N/A | #N/A | PS/E0901 | #N/A | #N/A | #N/A | #N/A | #N/A | E0901 | N. A. | IU/5 | Class A | FINISHED GOODS | ADLER™ | SMALL FRAGMENT WORKSHOP SET COMPLETE | WITH SET CONTENTS, PLASTIC CONTAINER AND HOLDERS | 17 | No | Yes |  | No | N. A. | No | N. A. | No | Yes | No | No | M. L.: MFG/MD/2022/63252 |  | 1 | ADLER PRODUCTS\SETS, ADLER | 0 | VL number changed to ML number | Y | INSTRUMENTS |  | No | No | Yes | No | Yes | N. A.
E0901 | E0901.05 | EX-FIX WORKSHOP SET COMPLETE WITH SET CONTENTS, PLASTIC CONTAINER AND HOLDERS |  | E0901.05 | #N/A | #N/A | N. A. | N. A. | N. A. | QPF/E0901 | #N/A | #N/A | #N/A | #N/A | #N/A | PS/E0901 | #N/A | #N/A | #N/A | #N/A | #N/A | E0901 | N. A. | IU/5 | Class A | FINISHED GOODS | ADLER™ | EX-FIX WORKSHOP SET COMPLETE | WITH SET CONTENTS, PLASTIC CONTAINER AND HOLDERS | 17 | No | Yes |  | No | N. A. | No | N. A. | No | Yes | No | No | M. L.: MFG/MD/2022/63252 |  | 1 | ADLER PRODUCTS\SETS, ADLER | 0 | VL number changed to ML number | Y | INSTRUMENTS |  | No | No | Yes | No | Yes | N. A.
E0901 | E0901.06 | UMEX WORKSHOP SET COMPLETE WITH SET CONTENTS, PLASTIC CONTAINER AND HOLDERS |  | E0901.06 | #N/A | #N/A | N. A. | N. A. | N. A. | QPF/E0901 | #N/A | #N/A | #N/A | #N/A | #N/A | PS/E0901 | #N/A | #N/A | #N/A | #N/A | #N/A | E0901 | N. A. | IU/5 | Class A | FINISHED GOODS | ADLER™ | UMEX WORKSHOP SET COMPLETE | WITH SET CONTENTS, PLASTIC CONTAINER AND HOLDERS | 17 | No | Yes |  | No | N. A. | No | N. A. | No | Yes | No | No | M. L.: MFG/MD/2022/63252 |  | 1 | ADLER PRODUCTS\SETS, ADLER | 0 | VL number changed to ML number | Y | INSTRUMENTS |  | No | No | Yes | No | Yes | N. A.
E0901 | E0901.07 | CHS/DCS WORKSHOP SET COMPLETE WITH SET CONTENTS, PLASTIC CONTAINER AND HOLDERS |  | E0901.07 | #N/A | #N/A | N. A. | N. A. | N. A. | QPF/E0901 | #N/A | #N/A | #N/A | #N/A | #N/A | PS/E0901 | #N/A | #N/A | #N/A | #N/A | #N/A | E0901 | N. A. | IU/5 | Class A | FINISHED GOODS | ADLER™ | CHS/DCS WORKSHOP SET COMPLETE | WITH SET CONTENTS, PLASTIC CONTAINER AND HOLDERS | 17 | No | Yes |  | No | N. A. | No | N. A. | No | Yes | No | No | M. L.: MFG/MD/2022/63252 |  | 1 | ADLER PRODUCTS\SETS, ADLER | 0 | VL number changed to ML number | Y | INSTRUMENTS |  | No | No | Yes | No | Yes | N. A.
E1001.01 | E1001.01 | ONELOCK LOW BACK INSTRUMENT SET |  | E1001.01 | #N/A | #N/A | N. A. | N. A. | N. A. | QPF/E1001.01 | #N/A | #N/A | #N/A | #N/A | #N/A | PS/E1001.01 | #N/A | #N/A | #N/A | #N/A | #N/A | E1001.01 | N. A. | IU/5 | Class A | FINISHED GOODS | ADLER™ | ONELOCK LOW BACK INSTRUMENT SET |  | 17 | No | Yes |  | No | N. A. | No | N. A. | No | Yes | No | No | M. L.: MFG/MD/2022/63252 |  | 1 | ADLER PRODUCTS\SETS, ADLER | 0 | VL number changed to ML number | Y | INSTRUMENTS |  | No | No | Yes | No | Yes | N. A.
E1001.02 | E1001.02 | ONELOCK LOW BACK IMPLANTS SET |  | E1001.02 | N. A. | N. A. | N. A. | N. A. | N. A. | QPF/E1001.02 | N. A. | N. A. | N. A. | N. A. | N. A. | PS/E1001.02 | N. A. | N. A. | N. A. | N. A. | N. A. | E1001.02 | N. A. | IU/5 | Class A | FINISHED GOODS | ADLER™ | ONELOCK LOW BACK IMPLANTS SET |  | 17 | No | Yes |  | No | N. A. | No | N. A. | No | Yes | No | No | M. L.: MFG/MD/2022/63252 |  | 1 | ADLER PRODUCTS\SETS, ADLER | 0 | VL number changed to ML number | Y | INSTRUMENTS |  | No | No | Yes | No | Yes | N. A.
E1001.03 | E1001.03 | ONELOCK DEFORMITY INSTRUMENT SET WITH IMPLANTS |  | E1001.03 | N. A. | N. A. | N. A. | N. A. | N. A. | QPF/E1001.03 | N. A. | N. A. | N. A. | N. A. | N. A. | PS/E1001.03 | N. A. | N. A. | N. A. | N. A. | N. A. | E1001.03 | N. A. | IU/5 | Class A | FINISHED GOODS | ADLER™ | ONELOCK DEFORMITY INSTRUMENT SET WITH IMPLANTS |  | 17 | No | Yes |  | No | N. A. | No | N. A. | No | Yes | No | No | M. L.: MFG/MD/2022/63252 |  | 1 | ADLER PRODUCTS\SETS, ADLER | 0 | VL number changed to ML number | Y | INSTRUMENTS |  | No | No | Yes | No | Yes | N. A.
E1001.04 | E1001.04 | IB CAGE INSTRUMENT SET,ADLER |  | N. A. | N. A. | N. A. | N. A. | N. A. | N. A. | QPF/E1001.04 | N. A. | N. A. | N. A. | N. A. | N. A. | PS/E1001.04 | N. A. | N. A. | N. A. | N. A. | N. A. | E1001.04 | TF-IN | IU/5 | Class A | FINISHED GOODS | ADLER™ | INSTRUMENT SET | INTERBODY CAGE INSTRUMENTS | 17 | No | Yes |  | No | N. A. | No | N. A. | No | Yes | No | No | M. L.: MFG/MD/2022/63252 |  | 1 | ADLER PRODUCTS\SETS, ADLER | 0 | VL number changed to ML number | N | INSTRUMENTS |  | No | No | Yes | No | Yes | N. A.
E1002.01 | E1002.01 | ADLER TITAN SURGICAL TITANIUM INSTRUMENTS SET |  | E1002.01 | N. A. | N. A. | N. A. | N. A. | N. A. | QPF/E1002.01 | N. A. | N. A. | N. A. | N. A. | N. A. | PS/E1002.01 | N. A. | N. A. | N. A. | N. A. | N. A. | E1002 | TF-IN | IU/5 | Class A | FINISHED GOODS | ADLER™ | ADLER TITAN SURGICAL TITANIUM INSTRUMENTS SET |  | 17 | No | Yes |  | No | N. A. | No | N. A. | No | Yes | No | No | M. L.: MFG/MD/2022/63252 |  | 1 | ADLER PRODUCTS\SETS, ADLER | 0 | VL number changed to ML number | Y | INSTRUMENTS |  | No | No | Yes | No | Yes | N. A.
E1003.01 | E1003.01 | ADLER CERVIEDGE INSTRUMENTS SET |  | E1003.01 | N. A. | N. A. | N. A. | N. A. | N. A. | QPF/E1003.01 | N. A. | N. A. | N. A. | N. A. | N. A. | PS/E1003.01 | N. A. | N. A. | N. A. | N. A. | N. A. | E1003 | TF-IN | IU/5 | Class A | FINISHED GOODS | ADLER™ | ADLER CERVIEDGE INSTRUMENTS SET |  | 17 | No | Yes |  | No | N. A. | No | N. A. | No | Yes | No | No | M. L.: MFG/MD/2022/63252 |  | 1 | ADLER PRODUCTS\SETS, ADLER | 0 | VL number changed to ML number | Y | INSTRUMENTS |  | No | No | Yes | No | Yes | N. A.
E1101.01 | E1101.01 | ADLER RESTOR INSTRUMENTS SET |  | E1101.01 | N. A. | N. A. | N. A. | N. A. | N. A. | QPF/E1101.01 | N. A. | N. A. | N. A. | N. A. | N. A. | PS/E1101.01 | N. A. | N. A. | N. A. | N. A. | N. A. | E1101 | TF-IN | IU/5 | Class B | FINISHED GOODS | ADLER™ | ADLER RESTOR INSTRUMENTS SET |  | 17 | No | Yes |  | No | N. A. | No | N. A. | No | Yes | No | No | M. L.: MFG/MD/2022/63252 |  | 1 | ADLER PRODUCTS\SETS, ADLER | 0 | VL number changed to ML number | Y | INSTRUMENTS |  | No | No | Yes | No | Yes | N. A.
E1102.01 | E1102.01 | ADLER MODULOC ENDOFIT INSTRUMENTS SET |  | E1102.01 | N. A. | N. A. | N. A. | N. A. | N. A. | QPF/E1102.01 | N. A. | N. A. | N. A. | N. A. | N. A. | PS/E1102.01 | N. A. | N. A. | N. A. | N. A. | N. A. | E1102 | TF-IN | IU/5 | Class B | FINISHED GOODS | ADLER™ | ADLER MODULOC ENDOFIT INSTRUMENTS SET |  | 17 | No | Yes |  | No | N. A. | No | N. A. | No | Yes | No | No | M. L.: MFG/MD/2022/63252 |  | 1 | ADLER PRODUCTS\SETS, ADLER | 0 | VL number changed to ML number | Y | INSTRUMENTS |  | No | No | Yes | No | Yes | N. A.
E1102.02 | E1102.02 | ENDOFIT INSTRUMENT SET |  | E1102.02 | N. A. | N. A. | N. A. | N. A. | N. A. | QPF/E1102.02 | N. A. | N. A. | N. A. | N. A. | N. A. | PS/E1102.02 | N. A. | N. A. | N. A. | N. A. | N. A. | E1102.02 | TF-IN | IU/5 | Class B | FINISHED GOODS | ADLER™ | ENDOFIT INSTRUMENT SET |  | 17 | No | Yes |  | No | N. A. | No | N. A. | No | Yes | No | No | M. L.: MFG/MD/2022/63252 |  | 1 | ADLER PRODUCTS\SETS, ADLER | 0 | VL number changed to ML number | Y | INSTRUMENTS |  | No | No | Yes | No | Yes | N. A.
E1102.03 | E1102.03 | LEGEND INSTRUMENT SET |  | E1102.03 | N. A. | N. A. | N. A. | N. A. | N. A. | QPF/E1102.03 | N. A. | N. A. | N. A. | N. A. | N. A. | PS/E1102.03 | N. A. | N. A. | N. A. | N. A. | N. A. | E1102.03 | TF-IN | IU/5 | Class B | FINISHED GOODS | ADLER™ | LEGEND INSTRUMENT SET |  | 17 | No | Yes |  | No | N. A. | No | N. A. | No | Yes | No | No | M. L.: MFG/MD/2022/63252 |  | 1 | ADLER PRODUCTS\SETS, ADLER | 0 | VL number changed to ML number | Y | INSTRUMENTS |  | No | No | Yes | No | Yes | N. A.
E1102.04 | E1102.04 | MODULOC INSTRUMENT SET |  | E1102.04 | N. A. | N. A. | N. A. | N. A. | N. A. | QPF/E1102.04 | N. A. | N. A. | N. A. | N. A. | N. A. | PS/E1102.04 | N. A. | N. A. | N. A. | N. A. | N. A. | E1102.04 | TF-IN | IU/5 | Class B | FINISHED GOODS | ADLER™ | MODULOC INSTRUMENT SET |  | 17 | No | Yes |  | No | N. A. | No | N. A. | No | Yes | No | No | M. L.: MFG/MD/2022/63252 |  | 1 | ADLER PRODUCTS\SETS, ADLER | 0 | VL number changed to ML number | Y | INSTRUMENTS |  | No | No | Yes | No | Yes | N. A.
E1102.05 | E1102.05 | GENERAL HIP INSTRUMENT SET |  | E1102.05 | N. A. | N. A. | N. A. | N. A. | N. A. | QPF/E1102.05 | N. A. | N. A. | N. A. | N. A. | N. A. | PS/E1102.05 | N. A. | N. A. | N. A. | N. A. | N. A. | E1102.05 | TF-IN | IU/5 | Class A | FINISHED GOODS | ADLER™ | GENERAL HIP INSTRUMENT SET |  | 17 | No | Yes |  | No | N. A. | No | N. A. | No | Yes | No | No | M. L.: MFG/MD/2022/63252 |  | 1 | ADLER PRODUCTS\SETS, ADLER | 0 | VL number changed to ML number | Y | INSTRUMENTS |  | No | No | Yes | No | Yes | N. A.
E1102.06 | E1102.06 | MODULOC RETROFIT INSTRUMENT SET |  | E1102.06 | N. A. | N. A. | N. A. | N. A. | N. A. | QPF/E1102.06 | N. A. | N. A. | N. A. | N. A. | N. A. | PS/E1102.06 | N. A. | N. A. | N. A. | N. A. | N. A. | E1102.06 | TF-IN | IU/5 | Class B | FINISHED GOODS | ADLER™ | MODULOC RETROFIT INSTRUMENT SET |  | 17 | No | Yes |  | No | N. A. | No | N. A. | No | Yes | No | No | M. L.: MFG/MD/2022/63252 |  | 1 | ADLER PRODUCTS\SETS, ADLER | 0 | VL number changed to ML number | Y | INSTRUMENTS |  | No | No | Yes | No | Yes | N. A.
F0100 | F0100.04 | UMEX SET SCREW, SMALL FOR ALPHA CLAMPS, DISTRACTORS AND STIRRUPS |  | F0100.04 | N. A. | N. A. | N. A. | N. A. | N. A. | QPR/F0100 | N. A. | N. A. | N. A. | N. A. | N. A. | N. A. | N. A. | N. A. | N. A. | N. A. | N. A. | F0100 | TMF-EF | IU/4 | Class A | FINISHED GOODS | UMEX™ | SET SCREW SMALL | FOR ALPHA CLAMPS, DISTRACTORS AND STIRRUPS | 17 | No | Yes |  | No | N. A. | No | N. A. | No | Yes | No | No | M. L.: MFG/MD/2022/63252 |  | 1 | ADLER PRODUCTS\UMEX SYSTEM\UMEX OTHER COMPONENTS | 0 | VL number changed to ML number | N | Instrument set for external fixation system |  | No | No | Yes | No | Yes | N. A.
F0100 | F0100.06 | UMEX SET SCREW, LARGE FOR UMEX BETA AND 4 X 4 CLAMPS |  | F0100.06 | N. A. | N. A. | N. A. | N. A. | N. A. | QPR/F0100 | N. A. | N. A. | N. A. | N. A. | N. A. | N. A. | N. A. | N. A. | N. A. | N. A. | N. A. | F0100 | TMF-EF | IU/4 | Class A | FINISHED GOODS | UMEX™ | UNIVERSAL MINI EXFIX | SET SCREW, LARGE FOR UMEX BETA AND 4 X 4 CLAMPS | 17 | No | Yes |  | No | N. A. | No | N. A. | No | Yes | No | No | M. L.: MFG/MD/2022/63252 |  | 1 | ADLER PRODUCTS\UMEX SYSTEM\UMEX OTHER COMPONENTS | 0 | VL number changed to ML number | N | Instrument set for external fixation system |  | No | No | Yes | No | Yes | N. A.
569 | F0101.2030 | UMEX ALPHA CLAMP, TO HOLD 'K' WIRE UPTO DIA. 2MM & ROD UPTO DIA. 3MM |  | F0101.2030 | 04 | 2016-06-25 | N. A. | N. A. | N. A. | QPF/569 | 04 | 2011-07-22 | N. A. | N. A. | N. A. | PS/569 | 00 | 2003-03-01 | N. A. | N. A. | N. A. | 98 | TMF-EF | IU/4 | Class A | FINISHED GOODS | UMEX™ | ALPHA CLAMP | TO HOLD 'K' WIRE UPTO DIA. 2MM & ROD UPTO DIA. 3MM | 17 | No | Yes |  | No | N. A. | No | N. A. | No | Yes | No | No | M. L.: MFG/MD/2022/63252 |  | 5 | ADLER PRODUCTS\UMEX SYSTEM\UMEX ALPHA CLAMPS | 0.009 | VL number changed to ML number | N | Clamp |  | No | No | Yes | No | Yes | N. A.
569/1 | F0101.2030.01 | GRUB SCREW M4 FOR F0101.2030 |  | F0101.2030 | 04 | 2016-06-25 | N. A. | N. A. | N. A. | QPR/569/1 | 04 | 2011-07-22 | N. A. | N. A. | N. A. | N. A. | N. A. | N. A. | N. A. | N. A. | N. A. | 98 | TMF-1 | IU/4 | N. A. | SEMIFINISHED GOODS | N. A. | N. A. | N. A. | N. A. | N. A. | N. A. |  | N. A. | N. A. | N. A. | N. A. | N. A. | N. A. | N. A. | N. A. | N. A. | N. A. | 1 | SUB COMPONENTS | 0 | Added New Product to Match the SL/1 on 09MAY2014 | N | SUB COMPONENTS |  | No | No | N. A. | N. A. | N. A. | N. A.
570 | F0101.3040 | UMEX BETA CLAMP, TO HOLD 'K' WIRE UPTO DIA. 3MM & ROD UPTO DIA. 4MM |  | F0101.3040 | 04 | 2016-06-25 | N. A. | N. A. | N. A. | QPF/570 | 04 | 2011-07-22 | N. A. | N. A. | N. A. | PS/570 | 00 | 2003-03-01 | N. A. | N. A. | N. A. | 99 | TMF-EF | IU/4 | Class A | FINISHED GOODS | UMEX™ | BETA CLAMP | TO HOLD 'K' WIRE UPTO DIA. 3MM & ROD UPTO DIA. 4MM | 17 | No | Yes |  | No | N. A. | No | N. A. | No | Yes | No | No | M. L.: MFG/MD/2022/63252 |  | 5 | ADLER PRODUCTS\UMEX SYSTEM\UMEX BETA CLAMPS | 0.004 | VL number changed to ML number | N | Clamp |  | No | No | Yes | No | Yes | N. A.
570/1 | F0101.3040.01 | GRUB SCREW M6 FOR F0101.3040 |  | F0101.3040 | 04 | 2016-06-25 | N. A. | N. A. | N. A. | QPR/569/1 | 04 | 2011-07-22 | N. A. | N. A. | N. A. | N. A. | N. A. | N. A. | N. A. | N. A. | N. A. | 99 | TMF-1 | IU/4 | N. A. | SEMIFINISHED GOODS | N. A. | N. A. | N. A. | N. A. | N. A. | N. A. |  | N. A. | N. A. | N. A. | N. A. | N. A. | N. A. | N. A. | N. A. | N. A. | N. A. | 1 | SUB COMPONENTS | 0 | Added New Product to Match the SL/1 on 09MAY2014 | N | SUB COMPONENTS |  | No | No | N. A. | N. A. | N. A. | N. A.
571 | F0101.4040 | UMEX BETA CLAMP - 4 X 4, TO HOLD 'K' WIRE / ROD UPTO DIA. 4MM |  | F0101.4040 | 04 | 2016-06-25 | N. A. | N. A. | N. A. | QPF/571 | 04 | 2011-07-22 | N. A. | N. A. | N. A. | PS/571 | 00 | 2003-03-01 | N. A. | N. A. | N. A. | 100 | TMF-EF | IU/4 | Class A | FINISHED GOODS | UMEX™ | BETA CLAMP, 4 X 4 | TO HOLD 'K' WIRE / ROD UPTO DIA. 4MM | 17 | No | Yes |  | No | N. A. | No | N. A. | No | Yes | No | No | M. L.: MFG/MD/2022/63252 |  | 2 | ADLER PRODUCTS\UMEX SYSTEM\UMEX OTHER COMPONENTS | 0.009 | VL number changed to ML number | N | Clamp |  | No | No | Yes | No | Yes | N. A.
572 | F0102.3040 | UMEX BETA CLAMP ADD-ON, TO HOLD 'K' WIRE UPTO DIA. 3MM & ROD UPTO DIA. 4MM |  | F0102.3040 | 04 | 2016-06-25 | N. A. | N. A. | N. A. | QPF/572 | 04 | 2011-07-22 | N. A. | N. A. | N. A. | PS/572 | 00 | 2003-03-01 | N. A. | N. A. | N. A. | 101 | TMF-EF | IU/4 | Class A | FINISHED GOODS | UMEX™ | BETA CLAMP, ADD ON | TO HOLD 'K' WIRE UPTO DIA. 3MM & ROD UPTO DIA. 4MM | 17 | No | Yes |  | No | N. A. | No | N. A. | No | Yes | No | No | M. L.: MFG/MD/2022/63252 |  | 2 | ADLER PRODUCTS\UMEX SYSTEM\UMEX OTHER COMPONENTS | 0 | VL number changed to ML number | N | Clamp |  | No | No | Yes | No | Yes | N. A.
579 | F0201.40 | UMEX UNIAXIAL UNIPLANAR HINGE JOINT |  | F0201.40 | #N/A | #N/A | N. A. | N. A. | N. A. | QPF/579 | #N/A | #N/A | #N/A | #N/A | #N/A | PS/579 | #N/A | #N/A | #N/A | #N/A | #N/A | 108 | TMF-EF | IU/4 | Class A | FINISHED GOODS | UMEX™ | UNIVERSAL MINI EXFIX | UNIAXIAL UNIPLANAR HINGE JOINT | 17 | No | Yes |  | No | N. A. | No | N. A. | No | Yes | No | No | M. L.: MFG/MD/2022/63252 |  | 1 | ADLER PRODUCTS\UMEX SYSTEM\UMEX OTHER COMPONENTS | 0 | VL number changed to ML number | Y | Instrument set for external fixation system |  | No | No | Yes | No | Yes | N. A.
579/2 | F0201.40.02 | LOCKING BOLT FOR F0201.40 & F0305.04 |  | F0201.40/2 | 01 | 2016-06-25 | N. A. | N. A. | N. A. | N. A. | N. A. | N. A. | N. A. | N. A. | N. A. | PS/579/2 | 01 | 1999-01-05 | N. A. | N. A. | N. A. | 108 | TMF-1 | IU/4 | N. A. | SEMIFINISHED GOODS | N. A. | N. A. | N. A. | N. A. | N. A. | N. A. |  | N. A. | N. A. | N. A. | N. A. | N. A. | N. A. | N. A. | N. A. | N. A. | N. A. | 1 | SUB COMPONENTS | 0 | Added New Product to Match the SL/1 on 09MAY2014 | N | SUB COMPONENTS |  | No | No | N. A. | N. A. | N. A. | N. A.
2867 | F0201.4008 | CONNECTING ROD, DIA. 4MM, LENGTH 80MM, ADLER |  | F0201.4000 | 04 | 2017-12-03 | N. A. | N. A. | N. A. | QPF/717 | 04 | 2008-05-28 | N. A. | N. A. | N. A. | PS/717 | 04 | 2006-02-03 | N. A. | N. A. | N. A. | 189 | TMF-EF | IU/4 | Class A | FINISHED GOODS | ADLER™ | CONNECTING ROD | DIA. 4MM, LENGTH 80MM | 17 | No | Yes |  | No | N. A. | No | N. A. | No | Yes | No | No | M. L.: MFG/MD/2022/63252 |  | 1 | ADLER PRODUCTS\EXTERNAL FIXATORS, ADLER\RODS, 4MM | 0 | VL number changed to ML number | Y | Instrument set for external fixation system |  | No | No | Yes | No | Yes | N. A.
717 | F0201.4010 | CONNECTING ROD, DIA. 4MM, LENGTH 100MM, ADLER |  | F0201.0000 | 04 | 2017-12-03 | N. A. | N. A. | N. A. | QPF/717 | 04 | 2008-05-28 | N. A. | N. A. | N. A. | PS/717 | 04 | 2006-02-03 | N. A. | N. A. | N. A. | 189 | TMF-EF | IU/4 | Class A | FINISHED GOODS | ADLER™ | CONNECTING ROD, DIA. 4MM | LENGTH 100MM | 17 | No | Yes |  | No | N. A. | No | N. A. | No | Yes | No | No | M. L.: MFG/MD/2022/63252 |  | 1 | ADLER PRODUCTS\EXTERNAL FIXATORS, ADLER\RODS, 4MM | 0.0109 | VL number changed to ML number | N | Instrument set for external fixation system |  | No | No | Yes | No | Yes | N. A.
816 | F0201.4012 | CONNECTING ROD, DIA. 4MM, LENGTH 120MM, ADLER |  | F0201.4000 | 04 | 2017-12-03 | N. A. | N. A. | N. A. | QPF/717 | 04 | 2008-05-28 | N. A. | N. A. | N. A. | PS/717 | 04 | 2006-02-03 | N. A. | N. A. | N. A. | 189 | TMF-EF | IU/4 | Class A | FINISHED GOODS | ADLER™ | CONNECTING ROD, DIA. 4MM | LENGTH 120MM | 17 | No | Yes |  | No | N. A. | No | N. A. | No | Yes | No | No | M. L.: MFG/MD/2022/63252 |  | 1 | ADLER PRODUCTS\EXTERNAL FIXATORS, ADLER\RODS, 4MM | 0.0152 | VL number changed to ML number | N | Instrument set for external fixation system |  | No | No | Yes | No | Yes | N. A.
817 | F0201.4014 | CONNECTING ROD, DIA. 4MM, LENGTH 140MM, ADLER |  | F0201.4000 | 04 | 2017-12-03 | N. A. | N. A. | N. A. | QPF/717 | 04 | 2008-05-28 | N. A. | N. A. | N. A. | PS/717 | 04 | 2006-02-03 | N. A. | N. A. | N. A. | 189 | TMF-EF | IU/4 | Class A | FINISHED GOODS | ADLER™ | CONNECTING ROD, DIA. 4MM | LENGTH 140MM | 17 | No | Yes |  | No | N. A. | No | N. A. | No | Yes | No | No | M. L.: MFG/MD/2022/63252 |  | 1 | ADLER PRODUCTS\EXTERNAL FIXATORS, ADLER\RODS, 4MM | 0.01672 | VL number changed to ML number | N | Instrument set for external fixation system |  | No | No | Yes | No | Yes | N. A.
718 | F0201.4015 | CONNECTING ROD, DIA. 4MM, LENGTH 150MM, ADLER |  | F0201.0000 | 04 | 2017-12-03 | N. A. | N. A. | N. A. | QPF/717 | 04 | 2008-05-28 | N. A. | N. A. | N. A. | PS/717 | 04 | 2006-02-03 | N. A. | N. A. | N. A. | 189 | TMF-EF | IU/4 | Class A | FINISHED GOODS | ADLER™ | CONNECTING ROD, DIA. 4MM | LENGTH 150MM | 17 | No | Yes |  | No | N. A. | No | N. A. | No | Yes | No | No | M. L.: MFG/MD/2022/63252 |  | 1 | ADLER PRODUCTS\EXTERNAL FIXATORS, ADLER\RODS, 4MM | 0.016 | VL number changed to ML number | N | Instrument set for external fixation system |  | No | No | Yes | No | Yes | N. A.
818 | F0201.4016 | CONNECTING ROD, DIA. 4MM, LENGTH 160MM, ADLER |  | F0201.4000 | 04 | 2017-12-03 | N. A. | N. A. | N. A. | QPF/717 | 04 | 2008-05-28 | N. A. | N. A. | N. A. | PS/717 | 04 | 2006-02-03 | N. A. | N. A. | N. A. | 189 | TMF-EF | IU/4 | Class A | FINISHED GOODS | ADLER™ | CONNECTING ROD, DIA. 4MM | LENGTH 160MM | 17 | No | Yes |  | No | N. A. | No | N. A. | No | Yes | No | No | M. L.: MFG/MD/2022/63252 |  | 1 | ADLER PRODUCTS\EXTERNAL FIXATORS, ADLER\RODS, 4MM | 0.01822 | VL number changed to ML number | N | Instrument set for external fixation system |  | No | No | Yes | No | Yes | N. A.
819 | F0201.4018 | CONNECTING ROD, DIA. 4MM, LENGTH 180MM, ADLER |  | F0201.4000 | 04 | 2017-12-03 | N. A. | N. A. | N. A. | QPF/717 | 04 | 2008-05-28 | N. A. | N. A. | N. A. | PS/717 | 04 | 2006-02-03 | N. A. | N. A. | N. A. | 189 | TMF-EF | IU/4 | Class A | FINISHED GOODS | ADLER™ | CONNECTING ROD, DIA. 4MM | LENGTH 180MM | 17 | No | Yes |  | No | N. A. | No | N. A. | No | Yes | No | No | M. L.: MFG/MD/2022/63252 |  | 1 | ADLER PRODUCTS\EXTERNAL FIXATORS, ADLER\RODS, 4MM | 0.020289 | VL number changed to ML number | N | Instrument set for external fixation system |  | No | No | Yes | No | Yes | N. A.
719 | F0201.4020 | CONNECTING ROD, DIA. 4MM, LENGTH 200MM, ADLER |  | F0201.0000 | 04 | 2017-12-03 | N. A. | N. A. | N. A. | QPF/717 | 04 | 2008-05-28 | N. A. | N. A. | N. A. | PS/717 | 04 | 2006-02-03 | N. A. | N. A. | N. A. | 189 | TMF-EF | IU/4 | Class A | FINISHED GOODS | ADLER™ | CONNECTING ROD, DIA. 4MM | LENGTH 200MM | 17 | No | Yes |  | No | N. A. | No | N. A. | No | Yes | No | No | M. L.: MFG/MD/2022/63252 |  | 1 | ADLER PRODUCTS\EXTERNAL FIXATORS, ADLER\RODS, 4MM | 0.023281 | VL number changed to ML number | N | Instrument set for external fixation system |  | No | No | Yes | No | Yes | N. A.
720 | F0201.4025 | CONNECTING ROD, DIA. 4MM, LENGTH 250MM, ADLER |  | F0201.0000 | 04 | 2017-12-03 | N. A. | N. A. | N. A. | QPF/717 | 04 | 2008-05-28 | N. A. | N. A. | N. A. | PS/717 | 04 | 2006-02-03 | N. A. | N. A. | N. A. | 189 | TMF-EF | IU/4 | Class A | FINISHED GOODS | ADLER™ | CONNECTING ROD, DIA. 4MM | LENGTH 250MM | 17 | No | Yes |  | No | N. A. | No | N. A. | No | Yes | No | No | M. L.: MFG/MD/2022/63252 |  | 1 | ADLER PRODUCTS\EXTERNAL FIXATORS, ADLER\RODS, 4MM | 0.0264 | VL number changed to ML number | N | Instrument set for external fixation system |  | No | No | Yes | No | Yes | N. A.
721 | F0201.4030 | CONNECTING ROD, DIA. 4MM, LENGTH 300MM, ADLER |  | F0201.0000 | 04 | 2017-12-03 | N. A. | N. A. | N. A. | QPF/717 | 04 | 2008-05-28 | N. A. | N. A. | N. A. | PS/717 | 04 | 2006-02-03 | N. A. | N. A. | N. A. | 189 | TMF-EF | IU/4 | Class A | FINISHED GOODS | ADLER™ | CONNECTING ROD, DIA. 4MM | LENGTH 300MM | 17 | No | Yes |  | No | N. A. | No | N. A. | No | Yes | No | No | M. L.: MFG/MD/2022/63252 |  | 1 | ADLER PRODUCTS\EXTERNAL FIXATORS, ADLER\RODS, 4MM | 0.0321 | VL number changed to ML number | N | Instrument set for external fixation system |  | No | No | Yes | No | Yes | N. A.
2534 | F0201.5010 | CONNECTING ROD, DIA. 5MM, LENGTH 100MM, ADLER |  | F0201.5000 | #N/A | #N/A | N. A. | N. A. | N. A. | QPF/717 | #N/A | #N/A | #N/A | #N/A | #N/A | PS/717 | #N/A | #N/A | #N/A | #N/A | #N/A | 189 | TMF-EF | IU/4 | Class A | FINISHED GOODS | ADLER™ | CONNECTING ROD | DIA. 5MM, LENGTH 100MM | 17 | No | Yes |  | No | N. A. | No | N. A. | No | Yes | No | No | M. L.: MFG/MD/2022/63252 |  | 1 | ADLER PRODUCTS\EXTERNAL FIXATORS, ADLER\RODS, 5MM | 0 | VL number changed to ML number | Y | Instrument set for external fixation system |  | No | No | Yes | No | Yes | N. A.
2535 | F0201.5015 | CONNECTING ROD, DIA. 5MM, LENGTH 150MM, ADLER |  | F0201.5000 | #N/A | #N/A | N. A. | N. A. | N. A. | QPF/717 | #N/A | #N/A | #N/A | #N/A | #N/A | PS/717 | #N/A | #N/A | #N/A | #N/A | #N/A | 189 | TMF-EF | IU/4 | Class A | FINISHED GOODS | ADLER™ | CONNECTING ROD | DIA. 5MM, LENGTH 150MM | 17 | No | Yes |  | No | N. A. | No | N. A. | No | Yes | No | No | M. L.: MFG/MD/2022/63252 |  | 1 | ADLER PRODUCTS\EXTERNAL FIXATORS, ADLER\RODS, 5MM | 0.024 | VL number changed to ML number | Y | Instrument set for external fixation system |  | No | No | Yes | No | Yes | N. A.
2536 | F0201.5020 | CONNECTING ROD, DIA. 5MM, LENGTH 200MM, ADLER |  | F0201.5000 | #N/A | #N/A | N. A. | N. A. | N. A. | QPF/717 | #N/A | #N/A | #N/A | #N/A | #N/A | PS/717 | #N/A | #N/A | #N/A | #N/A | #N/A | 189 | TMF-EF | IU/4 | Class A | FINISHED GOODS | ADLER™ | CONNECTING ROD | DIA. 5MM, LENGTH 200MM | 17 | No | Yes |  | No | N. A. | No | N. A. | No | Yes | No | No | M. L.: MFG/MD/2022/63252 |  | 1 | ADLER PRODUCTS\EXTERNAL FIXATORS, ADLER\RODS, 5MM | 0 | VL number changed to ML number | Y | Instrument set for external fixation system |  | No | No | Yes | No | Yes | N. A.
2537 | F0201.5025 | CONNECTING ROD, DIA. 5MM, LENGTH 250MM, ADLER |  | F0201.5000 | #N/A | #N/A | N. A. | N. A. | N. A. | QPF/717 | #N/A | #N/A | #N/A | #N/A | #N/A | PS/717 | #N/A | #N/A | #N/A | #N/A | #N/A | 189 | TMF-EF | IU/4 | Class A | FINISHED GOODS | ADLER™ | CONNECTING ROD | DIA. 5MM, LENGTH 250MM | 17 | No | Yes |  | No | N. A. | No | N. A. | No | Yes | No | No | M. L.: MFG/MD/2022/63252 |  | 1 | ADLER PRODUCTS\EXTERNAL FIXATORS, ADLER\RODS, 5MM | 0 | VL number changed to ML number | Y | Instrument set for external fixation system |  | No | No | Yes | No | Yes | N. A.
2538 | F0201.5030 | CONNECTING ROD, DIA. 5MM, LENGTH 300MM, ADLER |  | F0201.5000 | #N/A | #N/A | N. A. | N. A. | N. A. | QPF/717 | #N/A | #N/A | #N/A | #N/A | #N/A | PS/717 | #N/A | #N/A | #N/A | #N/A | #N/A | 189 | TMF-EF | IU/4 | Class A | FINISHED GOODS | ADLER™ | CONNECTING ROD | DIA. 5MM, LENGTH 300MM | 17 | No | Yes |  | No | N. A. | No | N. A. | No | Yes | No | No | M. L.: MFG/MD/2022/63252 |  | 1 | ADLER PRODUCTS\EXTERNAL FIXATORS, ADLER\RODS, 5MM | 0 | VL number changed to ML number | Y | Instrument set for external fixation system |  | No | No | Yes | No | Yes | N. A.
578 | F0202.40 | UMEX BIAXIAL UNIPLANAR HINGE JOINT |  | F0202.40 | 04 | 2017-12-03 | N. A. | N. A. | N. A. | QPF/578 | 04 | 2008-05-28 | N. A. | N. A. | N. A. | PS/578 | 01 | 1999-01-05 | N. A. | N. A. | N. A. | 107 | TMF-EF | IU/4 | Class A | FINISHED GOODS | UMEX™ | BIAXIAL UNIPLANAR HINGE JOINT |  | 17 | No | Yes |  | No | N. A. | No | N. A. | No | Yes | No | No | M. L.: MFG/MD/2022/63252 |  | 1 | ADLER PRODUCTS\UMEX SYSTEM\UMEX OTHER COMPONENTS | 0 | VL number changed to ML number | N | Instrument set for external fixation system |  | No | No | Yes | No | Yes | N. A.
578/1 | F0202.40.01 | ROD HOLDING ELEMENT FOR F0202.40 |  | F0202.40/1 | 00 | 2016-06-25 | N. A. | N. A. | N. A. | N. A. | N. A. | N. A. | N. A. | N. A. | N. A. | PS/578/1 | 01 | 1999-01-05 | N. A. | N. A. | N. A. | 107 | TMF-1 | IU/4 | N. A. | SEMIFINISHED GOODS | N. A. | N. A. | N. A. | N. A. | N. A. | N. A. |  | N. A. | N. A. | N. A. | N. A. | N. A. | N. A. | N. A. | N. A. | N. A. | N. A. | 1 | SUB COMPONENTS | 0 | Added New Product to Match the SL/1 on 09MAY2014 | N | SUB COMPONENTS |  | No | No | N. A. | N. A. | N. A. | N. A.
578/2 | F0202.40.02 | MIDDLE PLATE FOR F0202.40 |  | F0202.40/2 | 00 | 2016-06-25 | N. A. | N. A. | N. A. | N. A. | N. A. | N. A. | N. A. | N. A. | N. A. | PS/578/2 | 01 | 1999-01-05 | N. A. | N. A. | N. A. | 107 | TMF-1 | IU/4 | N. A. | SEMIFINISHED GOODS | N. A. | N. A. | N. A. | N. A. | N. A. | N. A. |  | N. A. | N. A. | N. A. | N. A. | N. A. | N. A. | N. A. | N. A. | N. A. | N. A. | 1 | SUB COMPONENTS | 0 | Added New Product to Match the SL/1 on 09MAY2014 | N | SUB COMPONENTS |  | No | No | N. A. | N. A. | N. A. | N. A.
578/3 | F0202.40.03 | NUT FOR F0202.40 WITH NYLON WASHER |  | F0202.40/3 | 00 | 2016-06-25 | N. A. | N. A. | N. A. | N. A. | N. A. | N. A. | N. A. | N. A. | N. A. | PS/578/3 | 01 | 1999-01-05 | N. A. | N. A. | N. A. | 107 | TMF-1 | IU/4 | N. A. | SEMIFINISHED GOODS | N. A. | N. A. | N. A. | N. A. | N. A. | N. A. |  | N. A. | N. A. | N. A. | N. A. | N. A. | N. A. | N. A. | N. A. | N. A. | N. A. | 1 | SUB COMPONENTS | 0 | Added New Product to Match the SL/1 on 09MAY2014 | N | SUB COMPONENTS |  | No | No | N. A. | N. A. | N. A. | N. A.
578/3/1 | F0202.40.03.01 | NYLON WASHER FOR E0202.40.03 |  | F0202.40/3/1 | 00 | 2016-06-25 | N. A. | N. A. | N. A. | N. A. | N. A. | N. A. | N. A. | N. A. | N. A. | PS/578/3/1 | 01 | 1999-01-05 | N. A. | N. A. | N. A. | 107 | TMF-1 | IU/4 | N. A. | SEMIFINISHED GOODS | N. A. | N. A. | N. A. | N. A. | N. A. | N. A. |  | N. A. | N. A. | N. A. | N. A. | N. A. | N. A. | N. A. | N. A. | N. A. | N. A. | 1 | SUB COMPONENTS | 0 | Added New Product to Match the SL/1 on 09MAY2014 | N | SUB COMPONENTS |  | No | No | N. A. | N. A. | N. A. | N. A.
633 | F0301.0405 | UMEX M4 SINGLE HOLE DISTRACTOR, LENGTH 50MM (FOR FINGER) |  | F0301.0400 | 01 | 2017-12-19 | N. A. | N. A. | N. A. | QPF/607 | 01 | 2004-09-30 | N. A. | N. A. | N. A. | PS/607 | 01 | 1999-01-05 | N. A. | N. A. | N. A. | 117 | TMF-EF | IU/4 | Class A | FINISHED GOODS | UMEX™ | M4 SINGLE HOLE DISTRACTOR | LENGTH 50MM (FOR FINGER) | 17 | No | Yes |  | No | N. A. | No | N. A. | No | Yes | No | No | M. L.: MFG/MD/2022/63252 |  | 1 | ADLER PRODUCTS\UMEX SYSTEM\UMEX DISTRACTORS | 0.016 | VL number changed to ML number | N | Instrument set for external fixation system |  | No | No | Yes | No | Yes | N. A.
607 | F0301.0407 | UMEX M4 SINGLE HOLE DISTRACTOR, LENGTH 75MM |  | F0301.0400 | 01 | 2017-12-19 | N. A. | N. A. | N. A. | QPF/607 | 01 | 2004-09-30 | N. A. | N. A. | N. A. | PS/607 | 01 | 1999-01-05 | N. A. | N. A. | N. A. | 117 | TMF-EF | IU/4 | Class A | FINISHED GOODS | UMEX™ | M4 SINGLE HOLE DISTRACTOR | LENGTH 75MM | 17 | No | Yes |  | No | N. A. | No | N. A. | No | Yes | No | No | M. L.: MFG/MD/2022/63252 |  | 1 | ADLER PRODUCTS\UMEX SYSTEM\UMEX DISTRACTORS | 0 | VL number changed to ML number | N | Instrument set for external fixation system |  | No | No | Yes | No | Yes | N. A.
607/1 | F0301.40.01 | THREADED ROD FOR F0301.0475 |  | F0301.04.01 | 01 | 2017-12-19 | N. A. | N. A. | N. A. | N. A. | N. A. | N. A. | N. A. | N. A. | N. A. | PS/607/1 | 01 | 1999-01-05 | N. A. | N. A. | N. A. | 117 | TMF-1 | IU/4 | N. A. | SEMIFINISHED GOODS | N. A. | N. A. | N. A. | N. A. | N. A. | N. A. |  | N. A. | N. A. | N. A. | N. A. | N. A. | N. A. | N. A. | N. A. | N. A. | N. A. | 1 | SUB COMPONENTS | NA | ADDED NEW GROUP AND PRODUCTS UNDER SUB COMPONENTS | N | SUB COMPONENTS |  | No | No | N. A. | N. A. | N. A. | N. A.
607/2 | F0301.40.02 | END WASHER FOR F0301.04 |  | F0301.04.02 | 01 | 2017-12-19 | N. A. | N. A. | N. A. | N. A. | N. A. | N. A. | N. A. | N. A. | N. A. | PS/607/2 | 01 | 1999-01-05 | N. A. | N. A. | N. A. | 117 | TMF-1 | IU/4 | N. A. | SEMIFINISHED GOODS | N. A. | N. A. | N. A. | N. A. | N. A. | N. A. |  | N. A. | N. A. | N. A. | N. A. | N. A. | N. A. | N. A. | N. A. | N. A. | N. A. | 1 | SUB COMPONENTS | NA | ADDED NEW GROUP AND PRODUCTS UNDER SUB COMPONENTS | N | SUB COMPONENTS |  | No | No | N. A. | N. A. | N. A. | N. A.
607/3 | F0301.40.03 | MOVING CLAMP FOR F0301.04 |  | F0301.04.03 | 01 | 2017-12-19 | N. A. | N. A. | N. A. | N. A. | N. A. | N. A. | N. A. | N. A. | N. A. | PS/607/3 | 01 | 1999-01-05 | N. A. | N. A. | N. A. | 117 | TMF-1 | IU/4 | N. A. | SEMIFINISHED GOODS | N. A. | N. A. | N. A. | N. A. | N. A. | N. A. |  | N. A. | N. A. | N. A. | N. A. | N. A. | N. A. | N. A. | N. A. | N. A. | N. A. | 1 | SUB COMPONENTS | NA | ADDED NEW GROUP AND PRODUCTS UNDER SUB COMPONENTS | N | SUB COMPONENTS |  | No | No | N. A. | N. A. | N. A. | N. A.
607/4 | F0301.40.04 | FIXED CLAMP FOR F0301.04 |  | F0301.04.04 | 01 | 2017-12-19 | N. A. | N. A. | N. A. | N. A. | N. A. | N. A. | N. A. | N. A. | N. A. | PS/607/4 | 01 | 1999-01-05 | N. A. | N. A. | N. A. | 117 | TMF-1 | IU/4 | N. A. | SEMIFINISHED GOODS | N. A. | N. A. | N. A. | N. A. | N. A. | N. A. |  | N. A. | N. A. | N. A. | N. A. | N. A. | N. A. | N. A. | N. A. | N. A. | N. A. | 1 | SUB COMPONENTS | NA | ADDED NEW GROUP AND PRODUCTS UNDER SUB COMPONENTS | N | SUB COMPONENTS |  | No | No | N. A. | N. A. | N. A. | N. A.
607/5 | F0301.40.05 | SQUARE END FOR F0301.04 |  | F0301.04.05 | 01 | 2017-12-19 | N. A. | N. A. | N. A. | N. A. | N. A. | N. A. | N. A. | N. A. | N. A. | PS/607/5 | 01 | 1999-01-05 | N. A. | N. A. | N. A. | 117 | TMF-1 | IU/4 | N. A. | SEMIFINISHED GOODS | N. A. | N. A. | N. A. | N. A. | N. A. | N. A. |  | N. A. | N. A. | N. A. | N. A. | N. A. | N. A. | N. A. | N. A. | N. A. | N. A. | 1 | SUB COMPONENTS | NA | ADDED NEW GROUP AND PRODUCTS UNDER SUB COMPONENTS | N | SUB COMPONENTS |  | No | No | N. A. | N. A. | N. A. | N. A.
607/6 | F0301.40.06 | THREADED ROD FOR F0301.0450 |  | F0301.04.01 | 01 | 2017-12-19 | N. A. | N. A. | N. A. | N. A. | N. A. | N. A. | N. A. | N. A. | N. A. | PS/607/1 | 01 | 1999-01-05 | N. A. | N. A. | N. A. | 117 | TMF-1 | IU/4 | N. A. | SEMIFINISHED GOODS | N. A. | N. A. | N. A. | N. A. | N. A. | N. A. |  | N. A. | N. A. | N. A. | N. A. | N. A. | N. A. | N. A. | N. A. | N. A. | N. A. | 1 | SUB COMPONENTS | NA | ADDED NEW GROUP AND PRODUCTS UNDER SUB COMPONENTS | N | SUB COMPONENTS |  | No | No | N. A. | N. A. | N. A. | N. A.
608 | F0302.0407 | UMEX M4 DOUBLE HOLE DISTRACTOR, LENGTH 75MM |  | F0302.0400 | 01 | 2017-12-19 | N. A. | N. A. | N. A. | QPF/608 | 01 | 2004-09-30 | N. A. | N. A. | N. A. | PS/608 | 01 | 1999-01-05 | N. A. | N. A. | N. A. | 118 | TMF-EF | IU/4 | Class A | FINISHED GOODS | UMEX™ | M4 DOUBLE HOLE DISTRACTOR | LENGTH 75MM | 17 | No | Yes |  | No | N. A. | No | N. A. | No | Yes | No | No | M. L.: MFG/MD/2022/63252 |  | 1 | ADLER PRODUCTS\UMEX SYSTEM\UMEX DISTRACTORS | 0 | VL number changed to ML number | N | Instrument set for external fixation system |  | No | No | Yes | No | Yes | N. A.
609 | F0302.0410 | UMEX M4 DOUBLE HOLE DISTRACTOR, LENGTH 100MM |  | F0302.0400 | 01 | 2017-12-19 | N. A. | N. A. | N. A. | QPF/608 | 01 | 2004-09-30 | N. A. | N. A. | N. A. | PS/608 | 01 | 1999-01-05 | N. A. | N. A. | N. A. | 118 | TMF-EF | IU/4 | Class A | FINISHED GOODS | UMEX™ | M4 DOUBLE HOLE DISTRACTOR | LENGTH 100MM | 17 | No | Yes |  | No | N. A. | No | N. A. | No | Yes | No | No | M. L.: MFG/MD/2022/63252 |  | 1 | ADLER PRODUCTS\UMEX SYSTEM\UMEX DISTRACTORS | 0 | VL number changed to ML number | N | Instrument set for external fixation system |  | No | No | Yes | No | Yes | N. A.
610 | F0302.0415 | UMEX M4 DOUBLE HOLE DISTRACTOR, LENGTH 150MM |  | F0302.0400 | 01 | 2017-12-19 | N. A. | N. A. | N. A. | QPF/608 | 01 | 2004-09-30 | N. A. | N. A. | N. A. | PS/608 | 01 | 1999-01-05 | N. A. | N. A. | N. A. | 118 | TMF-EF | IU/4 | Class A | FINISHED GOODS | UMEX™ | M4 DOUBLE HOLE DISTRACTOR | LENGTH 150MM | 17 | No | Yes |  | No | N. A. | No | N. A. | No | Yes | No | No | M. L.: MFG/MD/2022/63252 |  | 1 | ADLER PRODUCTS\UMEX SYSTEM\UMEX DISTRACTORS | 0 | VL number changed to ML number | N | Instrument set for external fixation system |  | No | No | Yes | No | Yes | N. A.
611/1 | F0302.06.01 | THREADED ROD FOR F0302.0615 |  | F0302.06.01 | N. A. | N. A. | N. A. | N. A. | N. A. | N. A. | N. A. | N. A. | N. A. | N. A. | N. A. | PS/611/1 | 01 | 1999-01-05 | N. A. | N. A. | N. A. | 119 | TMF-1 | IU/4 | N. A. | SEMIFINISHED GOODS | N. A. | N. A. | N. A. | N. A. | N. A. | N. A. |  | N. A. | N. A. | N. A. | N. A. | N. A. | N. A. | N. A. | N. A. | N. A. | N. A. | 1 | SUB COMPONENTS | NA | ADDED NEW GROUP AND PRODUCTS UNDER SUB COMPONENTS | N | SUB COMPONENTS |  | No | No | N. A. | N. A. | N. A. | N. A.
611/2 | F0302.06.02 | END WASHER FOR F0302.06 |  | F0302.06.02 | N. A. | N. A. | N. A. | N. A. | N. A. | N. A. | N. A. | N. A. | N. A. | N. A. | N. A. | PS/611/2 | 01 | 1999-01-05 | N. A. | N. A. | N. A. | 119 | TMF-1 | IU/4 | N. A. | SEMIFINISHED GOODS | N. A. | N. A. | N. A. | N. A. | N. A. | N. A. |  | N. A. | N. A. | N. A. | N. A. | N. A. | N. A. | N. A. | N. A. | N. A. | N. A. | 1 | SUB COMPONENTS | NA | ADDED NEW GROUP AND PRODUCTS UNDER SUB COMPONENTS | N | SUB COMPONENTS |  | No | No | N. A. | N. A. | N. A. | N. A.
611/3 | F0302.06.03 | MOVING CLAMP FOR F0302.06 |  | F0302.06.03 | N. A. | N. A. | N. A. | N. A. | N. A. | N. A. | N. A. | N. A. | N. A. | N. A. | N. A. | PS/611/3 | 01 | 1999-01-05 | N. A. | N. A. | N. A. | 119 | TMF-1 | IU/4 | N. A. | SEMIFINISHED GOODS | N. A. | N. A. | N. A. | N. A. | N. A. | N. A. |  | N. A. | N. A. | N. A. | N. A. | N. A. | N. A. | N. A. | N. A. | N. A. | N. A. | 1 | SUB COMPONENTS | NA | ADDED NEW GROUP AND PRODUCTS UNDER SUB COMPONENTS | N | SUB COMPONENTS |  | No | No | N. A. | N. A. | N. A. | N. A.
611/4 | F0302.06.04 | FIXED CLAMP FOR F0302.06 |  | F0302.06.04 | N. A. | N. A. | N. A. | N. A. | N. A. | N. A. | N. A. | N. A. | N. A. | N. A. | N. A. | PS/611/4 | 01 | 1999-01-05 | N. A. | N. A. | N. A. | 119 | TMF-1 | IU/4 | N. A. | SEMIFINISHED GOODS | N. A. | N. A. | N. A. | N. A. | N. A. | N. A. |  | N. A. | N. A. | N. A. | N. A. | N. A. | N. A. | N. A. | N. A. | N. A. | N. A. | 1 | SUB COMPONENTS | NA | ADDED NEW GROUP AND PRODUCTS UNDER SUB COMPONENTS | N | SUB COMPONENTS |  | No | No | N. A. | N. A. | N. A. | N. A.
611/5 | F0302.06.05 | SQUARE END FOR F0302.06 |  | F0302.06.05 | N. A. | N. A. | N. A. | N. A. | N. A. | N. A. | N. A. | N. A. | N. A. | N. A. | N. A. | PS/611/5 | 01 | 1999-01-05 | N. A. | N. A. | N. A. | 119 | TMF-1 | IU/4 | N. A. | SEMIFINISHED GOODS | N. A. | N. A. | N. A. | N. A. | N. A. | N. A. |  | N. A. | N. A. | N. A. | N. A. | N. A. | N. A. | N. A. | N. A. | N. A. | N. A. | 1 | SUB COMPONENTS | NA | ADDED NEW GROUP AND PRODUCTS UNDER SUB COMPONENTS | N | SUB COMPONENTS |  | No | No | N. A. | N. A. | N. A. | N. A.
611/6 | F0302.06.06 | THREADED ROD FOR F0302.0620 |  | F0302.06.01 | N. A. | N. A. | N. A. | N. A. | N. A. | N. A. | N. A. | N. A. | N. A. | N. A. | N. A. | PS/611/1 | 01 | 1999-01-05 | N. A. | N. A. | N. A. | 119 | TMF-1 | IU/4 | N. A. | SEMIFINISHED GOODS | N. A. | N. A. | N. A. | N. A. | N. A. | N. A. |  | N. A. | N. A. | N. A. | N. A. | N. A. | N. A. | N. A. | N. A. | N. A. | N. A. | 1 | SUB COMPONENTS | NA | ADDED NEW GROUP AND PRODUCTS UNDER SUB COMPONENTS | N | SUB COMPONENTS |  | No | No | N. A. | N. A. | N. A. | N. A.
611/7 | F0302.06.07 | THREADED ROD FOR F0302.0625 |  | F0302.06.01 | N. A. | N. A. | N. A. | N. A. | N. A. | N. A. | N. A. | N. A. | N. A. | N. A. | N. A. | PS/611/1 | 01 | 1999-01-05 | N. A. | N. A. | N. A. | 119 | TMF-1 | IU/4 | N. A. | SEMIFINISHED GOODS | N. A. | N. A. | N. A. | N. A. | N. A. | N. A. |  | N. A. | N. A. | N. A. | N. A. | N. A. | N. A. | N. A. | N. A. | N. A. | N. A. | 1 | SUB COMPONENTS | NA | ADDED NEW GROUP AND PRODUCTS UNDER SUB COMPONENTS | N | SUB COMPONENTS |  | No | No | N. A. | N. A. | N. A. | N. A.
611/8 | F0302.06.08 | THREADED ROD FOR F0302.0630 |  | F0302.06.01 | N. A. | N. A. | N. A. | N. A. | N. A. | N. A. | N. A. | N. A. | N. A. | N. A. | N. A. | PS/611/1 | 01 | 1999-01-05 | N. A. | N. A. | N. A. | 119 | TMF-1 | IU/4 | N. A. | SEMIFINISHED GOODS | N. A. | N. A. | N. A. | N. A. | N. A. | N. A. |  | N. A. | N. A. | N. A. | N. A. | N. A. | N. A. | N. A. | N. A. | N. A. | N. A. | 1 | SUB COMPONENTS | NA | ADDED NEW GROUP AND PRODUCTS UNDER SUB COMPONENTS | N | SUB COMPONENTS |  | No | No | N. A. | N. A. | N. A. | N. A.
613/1 | F0302.06.09 | CENTRAL SLEEVE FOR F0302.0625 |  | F0302.06.02 | N. A. | N. A. | N. A. | N. A. | N. A. | N. A. | N. A. | N. A. | N. A. | N. A. | N. A. | PS/613/1 | 01 | 1999-01-05 | N. A. | N. A. | N. A. | 119 | TMF-1 | IU/4 | N. A. | SEMIFINISHED GOODS | N. A. | N. A. | N. A. | N. A. | N. A. | N. A. |  | N. A. | N. A. | N. A. | N. A. | N. A. | N. A. | N. A. | N. A. | N. A. | N. A. | 1 | SUB COMPONENTS | NA | ADDED NEW GROUP AND PRODUCTS UNDER SUB COMPONENTS | N | SUB COMPONENTS |  | No | No | N. A. | N. A. | N. A. | N. A.
614/1 | F0302.06.10 | CENTRAL SLEEVE FOR F0302.0630 |  | F0302.06.03 | N. A. | N. A. | N. A. | N. A. | N. A. | N. A. | N. A. | N. A. | N. A. | N. A. | N. A. | PS/614/1 | 01 | 1999-01-05 | N. A. | N. A. | N. A. | 119 | TMF-1 | IU/4 | N. A. | SEMIFINISHED GOODS | N. A. | N. A. | N. A. | N. A. | N. A. | N. A. |  | N. A. | N. A. | N. A. | N. A. | N. A. | N. A. | N. A. | N. A. | N. A. | N. A. | 1 | SUB COMPONENTS | NA | ADDED NEW GROUP AND PRODUCTS UNDER SUB COMPONENTS | N | SUB COMPONENTS |  | No | No | N. A. | N. A. | N. A. | N. A.
611 | F0302.0615 | UMEX M6 DOUBLE HOLE DISTRACTOR, LENGTH 150MM |  | F0302.0600 | N. A. | N. A. | N. A. | N. A. | N. A. | QPF/608 | 01 | 1999-12-05 | N. A. | N. A. | N. A. | PS/611 | 01 | 1999-01-05 | N. A. | N. A. | N. A. | 119 | TMF-EF | IU/4 | Class A | FINISHED GOODS | UMEX™ | M6 DOUBLE HOLE DISTRACTOR | LENGTH 150MM | 17 | No | Yes |  | No | N. A. | No | N. A. | No | Yes | No | No | M. L.: MFG/MD/2022/63252 |  | 1 | ADLER PRODUCTS\UMEX SYSTEM\UMEX DISTRACTORS | 0 | VL number changed to ML number | N | Instrument set for external fixation system |  | No | No | Yes | No | Yes | N. A.
612 | F0302.0620 | UMEX M6 DOUBLE HOLE DISTRACTOR, LENGTH 200MM |  | F0302.0600 | N. A. | N. A. | N. A. | N. A. | N. A. | QPF/608 | 01 | 1999-12-05 | N. A. | N. A. | N. A. | PS/611 | 01 | 1999-01-05 | N. A. | N. A. | N. A. | 119 | TMF-EF | IU/4 | Class A | FINISHED GOODS | UMEX™ | M6 DOUBLE HOLE DISTRACTOR | LENGTH 200MM | 17 | No | Yes |  | No | N. A. | No | N. A. | No | Yes | No | No | M. L.: MFG/MD/2022/63252 |  | 1 | ADLER PRODUCTS\UMEX SYSTEM\UMEX DISTRACTORS | 0 | VL number changed to ML number | N | Instrument set for external fixation system |  | No | No | Yes | No | Yes | N. A.
613 | F0302.0625 | UMEX M6 DOUBLE HOLE DISTRACTOR, LENGTH 250MM |  | F0302.0625 | N. A. | N. A. | N. A. | N. A. | N. A. | QPF/608 | 01 | 1999-12-05 | N. A. | N. A. | N. A. | PS/613 | 01 | 1999-01-05 | N. A. | N. A. | N. A. | 119 | TMF-EF | IU/4 | Class A | FINISHED GOODS | UMEX™ | M6 DOUBLE HOLE DISTRACTOR | LENGTH 250MM | 17 | No | Yes |  | No | N. A. | No | N. A. | No | Yes | No | No | M. L.: MFG/MD/2022/63252 |  | 1 | ADLER PRODUCTS\UMEX SYSTEM\UMEX DISTRACTORS | 0 | VL number changed to ML number | N | Instrument set for external fixation system |  | No | No | Yes | No | Yes | N. A.
614 | F0302.0630 | UMEX M6 DOUBLE HOLE DISTRACTOR, LENGTH 300MM |  | F0302.0630 | N. A. | N. A. | N. A. | N. A. | N. A. | QPF/608 | 01 | 1999-12-05 | N. A. | N. A. | N. A. | PS/613 | 01 | 1999-01-05 | N. A. | N. A. | N. A. | 119 | TMF-EF | IU/4 | Class A | FINISHED GOODS | UMEX™ | M6 DOUBLE HOLE DISTRACTOR | LENGTH 300MM | 17 | No | Yes |  | No | N. A. | No | N. A. | No | Yes | No | No | M. L.: MFG/MD/2022/63252 |  | 1 | ADLER PRODUCTS\UMEX SYSTEM\UMEX DISTRACTORS | 0 | VL number changed to ML number | N | Instrument set for external fixation system |  | No | No | Yes | No | Yes | N. A.
608/1 | F0302.40.01 | THREADED ROD FOR F0302.0475 |  | F0302.04.01 | N. A. | N. A. | N. A. | N. A. | N. A. | N. A. | N. A. | N. A. | N. A. | N. A. | N. A. | PS/608/1 | 01 | 1999-01-05 | N. A. | N. A. | N. A. | 118 | TMF-1 | IU/4 | N. A. | SEMIFINISHED GOODS | N. A. | N. A. | N. A. | N. A. | N. A. | N. A. |  | N. A. | N. A. | N. A. | N. A. | N. A. | N. A. | N. A. | N. A. | N. A. | N. A. | 1 | SUB COMPONENTS | NA | ADDED NEW GROUP AND PRODUCTS UNDER SUB COMPONENTS | N | SUB COMPONENTS |  | No | No | N. A. | N. A. | N. A. | N. A.
608/2 | F0302.40.02 | MOVING CLAMP FOR F0302.04 |  | F0302.04.02 | N. A. | N. A. | N. A. | N. A. | N. A. | N. A. | N. A. | N. A. | N. A. | N. A. | N. A. | PS/608/2 | 01 | 1999-01-05 | N. A. | N. A. | N. A. | 118 | TMF-1 | IU/4 | N. A. | SEMIFINISHED GOODS | N. A. | N. A. | N. A. | N. A. | N. A. | N. A. |  | N. A. | N. A. | N. A. | N. A. | N. A. | N. A. | N. A. | N. A. | N. A. | N. A. | 1 | SUB COMPONENTS | NA | ADDED NEW GROUP AND PRODUCTS UNDER SUB COMPONENTS | N | SUB COMPONENTS |  | No | No | N. A. | N. A. | N. A. | N. A.
608/3 | F0302.40.03 | FIXED CLAMP FOR F0302.04 |  | F0302.04.03 | N. A. | N. A. | N. A. | N. A. | N. A. | N. A. | N. A. | N. A. | N. A. | N. A. | N. A. | PS/608/3 | 01 | 1999-01-05 | N. A. | N. A. | N. A. | 118 | TMF-1 | IU/4 | N. A. | SEMIFINISHED GOODS | N. A. | N. A. | N. A. | N. A. | N. A. | N. A. |  | N. A. | N. A. | N. A. | N. A. | N. A. | N. A. | N. A. | N. A. | N. A. | N. A. | 1 | SUB COMPONENTS | NA | ADDED NEW GROUP AND PRODUCTS UNDER SUB COMPONENTS | N | SUB COMPONENTS |  | No | No | N. A. | N. A. | N. A. | N. A.
608/4 | F0302.40.04 | THREADED ROD FOR F0302.0410 |  | F0302.04.01 | N. A. | N. A. | N. A. | N. A. | N. A. | N. A. | N. A. | N. A. | N. A. | N. A. | N. A. | PS/608/1 | 01 | 1999-01-05 | N. A. | N. A. | N. A. | 118 | TMF-1 | IU/4 | N. A. | SEMIFINISHED GOODS | N. A. | N. A. | N. A. | N. A. | N. A. | N. A. |  | N. A. | N. A. | N. A. | N. A. | N. A. | N. A. | N. A. | N. A. | N. A. | N. A. | 1 | SUB COMPONENTS | NA | ADDED NEW GROUP AND PRODUCTS UNDER SUB COMPONENTS | N | SUB COMPONENTS |  | No | No | N. A. | N. A. | N. A. | N. A.
608/5 | F0302.40.05 | THREADED ROD FOR F0302.0415 |  | F0302.04.01 | N. A. | N. A. | N. A. | N. A. | N. A. | N. A. | N. A. | N. A. | N. A. | N. A. | N. A. | PS/608/1 | 01 | 1999-01-05 | N. A. | N. A. | N. A. | 118 | TMF-1 | IU/4 | N. A. | SEMIFINISHED GOODS | N. A. | N. A. | N. A. | N. A. | N. A. | N. A. |  | N. A. | N. A. | N. A. | N. A. | N. A. | N. A. | N. A. | N. A. | N. A. | N. A. | 1 | SUB COMPONENTS | NA | ADDED NEW GROUP AND PRODUCTS UNDER SUB COMPONENTS | N | SUB COMPONENTS |  | No | No | N. A. | N. A. | N. A. | N. A.
954/1 | F0303.0400.01 | SLIDING BLOCK FOR F0308.0400 |  | F0308-0407/1 | N. A. | N. A. | N. A. | N. A. | N. A. | N. A. | N. A. | N. A. | N. A. | N. A. | N. A. | PS/954/1 | 01 | 1999-01-05 | N. A. | N. A. | N. A. | 278 | TMF-1 | IU/4 | N. A. | SEMIFINISHED GOODS | N. A. | N. A. | N. A. | N. A. | N. A. | N. A. |  | N. A. | N. A. | N. A. | N. A. | N. A. | N. A. | N. A. | N. A. | N. A. | N. A. | 1 | SUB COMPONENTS | NA | ADDED NEW GROUP AND PRODUCTS UNDER SUB COMPONENTS | N | SUB COMPONENTS |  | No | No | N. A. | N. A. | N. A. | N. A.
615/1 | F0304.04.01 | MOVING CLAMP FOR F0304.04 |  | F0304.04.01 | N. A. | N. A. | N. A. | N. A. | N. A. | N. A. | N. A. | N. A. | N. A. | N. A. | N. A. | PS/615/1 | 01 | 1999-01-05 | N. A. | N. A. | N. A. | 123 | TMF-1 | IU/4 | N. A. | SEMIFINISHED GOODS | N. A. | N. A. | N. A. | N. A. | N. A. | N. A. |  | N. A. | N. A. | N. A. | N. A. | N. A. | N. A. | N. A. | N. A. | N. A. | N. A. | 1 | SUB COMPONENTS | NA | ADDED NEW GROUP AND PRODUCTS UNDER SUB COMPONENTS | N | SUB COMPONENTS |  | No | No | N. A. | N. A. | N. A. | N. A.
615/2 | F0304.04.02 | FIXED CLAMP FOR F0304.04 |  | F0304.04.02 | N. A. | N. A. | N. A. | N. A. | N. A. | N. A. | N. A. | N. A. | N. A. | N. A. | N. A. | PS/615/2 | 01 | 1999-01-05 | N. A. | N. A. | N. A. | 123 | TMF-1 | IU/4 | N. A. | SEMIFINISHED GOODS | N. A. | N. A. | N. A. | N. A. | N. A. | N. A. |  | N. A. | N. A. | N. A. | N. A. | N. A. | N. A. | N. A. | N. A. | N. A. | N. A. | 1 | SUB COMPONENTS | NA | ADDED NEW GROUP AND PRODUCTS UNDER SUB COMPONENTS | N | SUB COMPONENTS |  | No | No | N. A. | N. A. | N. A. | N. A.
615 | F0304.0410 | UMEX M4 FISHMOUTH DISTRACTOR, LENGTH 100MM |  | F0304.0400 | 01 | 2017-12-19 | N. A. | N. A. | N. A. | QPF/615 | 01 | 1999-12-05 | N. A. | N. A. | N. A. | PS/615 | 01 | 1999-01-05 | N. A. | N. A. | N. A. | 123 | TMF-EF | IU/4 | Class A | FINISHED GOODS | UMEX™ | M4 FISHMOUTH DISTRACTOR | LENGTH 100MM | 17 | No | Yes |  | No | N. A. | No | N. A. | No | Yes | No | No | M. L.: MFG/MD/2022/63252 |  | 1 | ADLER PRODUCTS\UMEX SYSTEM\UMEX DISTRACTORS | 0.027 | VL number changed to ML number | N | Instrument set for external fixation system |  | No | No | Yes | No | Yes | N. A.
840 | F0304.0415 | UMEX M4 FISHMOUTH DISTRACTOR, LENGTH 150MM |  | F0304.0400 | 01 | 2017-12-19 | N. A. | N. A. | N. A. | QPF/615 | 01 | 1999-12-05 | N. A. | N. A. | N. A. | PS/615 | 01 | 1999-01-05 | N. A. | N. A. | N. A. | 123 | TMF-EF | IU/4 | Class A | FINISHED GOODS | UMEX™ | M4 FISHMOUTH DISTRACTOR | LENGTH 150MM | 17 | No | Yes |  | No | N. A. | No | N. A. | No | Yes | No | No | M. L.: MFG/MD/2022/63252 |  | 1 | ADLER PRODUCTS\UMEX SYSTEM\UMEX DISTRACTORS | 0.031 | VL number changed to ML number | N | Instrument set for external fixation system |  | No | No | Yes | No | Yes | N. A.
616/1 | F0304.06.01 | MOVING CLAMP FOR F0304.06 |  | F0304.06.01 | N. A. | N. A. | N. A. | N. A. | N. A. | N. A. | N. A. | N. A. | N. A. | N. A. | N. A. | PS/616/1 | 01 | 1999-01-05 | N. A. | N. A. | N. A. | 124 | TMF-1 | IU/4 | N. A. | SEMIFINISHED GOODS | N. A. | N. A. | N. A. | N. A. | N. A. | N. A. |  | N. A. | N. A. | N. A. | N. A. | N. A. | N. A. | N. A. | N. A. | N. A. | N. A. | 1 | SUB COMPONENTS | NA | ADDED NEW GROUP AND PRODUCTS UNDER SUB COMPONENTS | N | SUB COMPONENTS |  | No | No | N. A. | N. A. | N. A. | N. A.
616/2 | F0304.06.02 | FIXED CLAMP FOR F0304.06 |  | F0304.06.02 | N. A. | N. A. | N. A. | N. A. | N. A. | N. A. | N. A. | N. A. | N. A. | N. A. | N. A. | PS/616/2 | 01 | 1999-01-05 | N. A. | N. A. | N. A. | 124 | TMF-1 | IU/4 | N. A. | SEMIFINISHED GOODS | N. A. | N. A. | N. A. | N. A. | N. A. | N. A. |  | N. A. | N. A. | N. A. | N. A. | N. A. | N. A. | N. A. | N. A. | N. A. | N. A. | 1 | SUB COMPONENTS | NA | ADDED NEW GROUP AND PRODUCTS UNDER SUB COMPONENTS | N | SUB COMPONENTS |  | No | No | N. A. | N. A. | N. A. | N. A.
616 | F0304.0615 | UMEX M6 FISHMOUTH DISTRACTOR, LENGTH 150MM |  | F0304.0600 | 01 | 2017-12-19 | N. A. | N. A. | N. A. | QPF/615 | 01 | 1999-12-05 | N. A. | N. A. | N. A. | PS/616 | 01 | 1999-01-05 | N. A. | N. A. | N. A. | 124 | TMF-EF | IU/4 | Class A | FINISHED GOODS | UMEX™ | M6 FISHMOUTH DISTRACTOR | LENGTH 150MM | 17 | No | Yes |  | No | N. A. | No | N. A. | No | Yes | No | No | M. L.: MFG/MD/2022/63252 |  | 1 | ADLER PRODUCTS\UMEX SYSTEM\UMEX DISTRACTORS | 0.06 | VL number changed to ML number | N | Instrument set for external fixation system |  | No | No | Yes | No | Yes | N. A.
617 | F0304.0620 | UMEX M6 FISHMOUTH DISTRACTOR, LENGTH 200MM |  | F0304.0600 | 01 | 2017-12-19 | N. A. | N. A. | N. A. | QPF/615 | 01 | 1999-12-05 | N. A. | N. A. | N. A. | PS/616 | 01 | 1999-01-05 | N. A. | N. A. | N. A. | 124 | TMF-EF | IU/4 | Class A | FINISHED GOODS | UMEX™ | M6 FISHMOUTH DISTRACTOR | LENGTH 200MM | 17 | No | Yes |  | No | N. A. | No | N. A. | No | Yes | No | No | M. L.: MFG/MD/2022/63252 |  | 1 | ADLER PRODUCTS\UMEX SYSTEM\UMEX DISTRACTORS | 0 | VL number changed to ML number | N | Instrument set for external fixation system |  | No | No | Yes | No | Yes | N. A.
618 | F0304.0625 | UMEX M6 FISHMOUTH DISTRACTOR, LENGTH 250MM |  | F0304.0625 | 01 | 2017-12-19 | N. A. | N. A. | N. A. | QPF/615 | 01 | 1999-12-05 | N. A. | N. A. | N. A. | PS/618 | 01 | 1999-01-05 | N. A. | N. A. | N. A. | 124 | TMF-EF | IU/4 | Class A | FINISHED GOODS | UMEX™ | M6 FISHMOUTH DISTRACTOR | LENGTH 250MM | 17 | No | Yes |  | No | N. A. | No | N. A. | No | Yes | No | No | M. L.: MFG/MD/2022/63252 |  | 1 | ADLER PRODUCTS\UMEX SYSTEM\UMEX DISTRACTORS | 0 | VL number changed to ML number | N | Instrument set for external fixation system |  | No | No | Yes | No | Yes | N. A.
619 | F0304.0630 | UMEX M6 FISHMOUTH DISTRACTOR, LENGTH 300MM |  | F0304.0630 | 01 | 2017-12-19 | N. A. | N. A. | N. A. | QPF/615 | 01 | 1999-12-05 | N. A. | N. A. | N. A. | PS/618 | 01 | 1999-01-05 | N. A. | N. A. | N. A. | 124 | TMF-EF | IU/4 | Class A | FINISHED GOODS | UMEX™ | M6 FISHMOUTH DISTRACTOR | LENGTH 300MM | 17 | No | Yes |  | No | N. A. | No | N. A. | No | Yes | No | No | M. L.: MFG/MD/2022/63252 |  | 1 | ADLER PRODUCTS\UMEX SYSTEM\UMEX DISTRACTORS | 0 | VL number changed to ML number | N | Instrument set for external fixation system |  | No | No | Yes | No | Yes | N. A.
620/1 | F0305.04.01 | LOWER BLOCK STATIONARY FOR F0305.04 |  | F0305.04.01 | N. A. | N. A. | N. A. | N. A. | N. A. | N. A. | N. A. | N. A. | N. A. | N. A. | N. A. | PS/620/1 | 01 | 1999-01-05 | N. A. | N. A. | N. A. | 126 | TMF-1 | IU/4 | N. A. | SEMIFINISHED GOODS | N. A. | N. A. | N. A. | N. A. | N. A. | N. A. |  | N. A. | N. A. | N. A. | N. A. | N. A. | N. A. | N. A. | N. A. | N. A. | N. A. | 1 | SUB COMPONENTS | NA | ADDED NEW GROUP AND PRODUCTS UNDER SUB COMPONENTS | N | SUB COMPONENTS |  | No | No | N. A. | N. A. | N. A. | N. A.
620/2 | F0305.04.02 | PIN / ROD HOLDING ELEMENT FOR F0305.04 |  | F0305.04.02 | N. A. | N. A. | N. A. | N. A. | N. A. | N. A. | N. A. | N. A. | N. A. | N. A. | N. A. | PS/620/2 | 01 | 1999-01-05 | N. A. | N. A. | N. A. | 126 | TMF-1 | IU/4 | N. A. | SEMIFINISHED GOODS | N. A. | N. A. | N. A. | N. A. | N. A. | N. A. |  | N. A. | N. A. | N. A. | N. A. | N. A. | N. A. | N. A. | N. A. | N. A. | N. A. | 1 | SUB COMPONENTS | NA | ADDED NEW GROUP AND PRODUCTS UNDER SUB COMPONENTS | N | SUB COMPONENTS |  | No | No | N. A. | N. A. | N. A. | N. A.
620/3 | F0305.04.03 | THREADED ROD FOR F0305.0410 |  | F0305.04.03 | N. A. | N. A. | N. A. | N. A. | N. A. | N. A. | N. A. | N. A. | N. A. | N. A. | N. A. | PS/620/3 | 01 | 1999-01-05 | N. A. | N. A. | N. A. | 126 | TMF-1 | IU/4 | N. A. | SEMIFINISHED GOODS | N. A. | N. A. | N. A. | N. A. | N. A. | N. A. |  | N. A. | N. A. | N. A. | N. A. | N. A. | N. A. | N. A. | N. A. | N. A. | N. A. | 1 | SUB COMPONENTS | NA | ADDED NEW GROUP AND PRODUCTS UNDER SUB COMPONENTS | N | SUB COMPONENTS |  | No | No | N. A. | N. A. | N. A. | N. A.
620/4 | F0305.04.04 | LOWER BLOCK MOVING FOR F0305.04 |  | F0305.04.04 | N. A. | N. A. | N. A. | N. A. | N. A. | N. A. | N. A. | N. A. | N. A. | N. A. | N. A. | PS/620/4 | 01 | 1999-01-05 | N. A. | N. A. | N. A. | 126 | TMF-1 | IU/4 | N. A. | SEMIFINISHED GOODS | N. A. | N. A. | N. A. | N. A. | N. A. | N. A. |  | N. A. | N. A. | N. A. | N. A. | N. A. | N. A. | N. A. | N. A. | N. A. | N. A. | 1 | SUB COMPONENTS | NA | ADDED NEW GROUP AND PRODUCTS UNDER SUB COMPONENTS | N | SUB COMPONENTS |  | No | No | N. A. | N. A. | N. A. | N. A.
620/5 | F0305.04.05 | THREADED ROD FOR F0305.0415 |  | F0305.04.03 | N. A. | N. A. | N. A. | N. A. | N. A. | N. A. | N. A. | N. A. | N. A. | N. A. | N. A. | PS/620/3 | 01 | 1999-01-05 | N. A. | N. A. | N. A. | 126 | TMF-1 | IU/4 | N. A. | SEMIFINISHED GOODS | N. A. | N. A. | N. A. | N. A. | N. A. | N. A. |  | N. A. | N. A. | N. A. | N. A. | N. A. | N. A. | N. A. | N. A. | N. A. | N. A. | 1 | SUB COMPONENTS | NA | ADDED NEW GROUP AND PRODUCTS UNDER SUB COMPONENTS | N | SUB COMPONENTS |  | No | No | N. A. | N. A. | N. A. | N. A.
620 | F0305.0410 | UMEX M4 SWIVEL DISTRACTOR, LENGTH 100MM |  | F0305.0400 | 01 | 2017-12-19 | N. A. | N. A. | N. A. | QPF/620 | 01 | 1999-12-05 | N. A. | N. A. | N. A. | PS/620 | 01 | 1999-01-05 | N. A. | N. A. | N. A. | 126 | TMF-EF | IU/4 | Class A | FINISHED GOODS | UMEX™ | M4 SWIVEL DISTRACTOR | LENGTH 100MM | 17 | No | Yes |  | No | N. A. | No | N. A. | No | Yes | No | No | M. L.: MFG/MD/2022/63252 |  | 1 | ADLER PRODUCTS\UMEX SYSTEM\UMEX DISTRACTORS | 0.042 | VL number changed to ML number | N | Instrument set for external fixation system |  | No | No | Yes | No | Yes | N. A.
621 | F0305.0415 | UMEX M4 SWIVEL DISTRACTOR, LENGTH 150MM |  | F0305.0400 | 01 | 2017-12-19 | N. A. | N. A. | N. A. | QPF/620 | 01 | 1999-12-05 | N. A. | N. A. | N. A. | PS/620 | 01 | 1999-01-05 | N. A. | N. A. | N. A. | 126 | TMF-EF | IU/4 | Class A | FINISHED GOODS | UMEX™ | M4 SWIVEL DISTRACTOR | LENGTH 150MM | 17 | No | Yes |  | No | N. A. | No | N. A. | No | Yes | No | No | M. L.: MFG/MD/2022/63252 |  | 1 | ADLER PRODUCTS\UMEX SYSTEM\UMEX DISTRACTORS | 0 | VL number changed to ML number | N | Instrument set for external fixation system |  | No | No | Yes | No | Yes | N. A.
622/1 | F0305.06.01 | LOWER BLOCK STATIONARY FOR F0305.06 |  | F0305.06.01 | N. A. | N. A. | N. A. | N. A. | N. A. | N. A. | N. A. | N. A. | N. A. | N. A. | N. A. | PS/622/1 | 01 | 1999-01-05 | N. A. | N. A. | N. A. | 127 | TMF-1 | IU/4 | N. A. | SEMIFINISHED GOODS | N. A. | N. A. | N. A. | N. A. | N. A. | N. A. |  | N. A. | N. A. | N. A. | N. A. | N. A. | N. A. | N. A. | N. A. | N. A. | N. A. | 1 | SUB COMPONENTS | NA | ADDED NEW GROUP AND PRODUCTS UNDER SUB COMPONENTS | N | SUB COMPONENTS |  | No | No | N. A. | N. A. | N. A. | N. A.
622/2 | F0305.06.02 | PIN / ROD HOLDING ELEMENT FOR F0305.06 |  | F0305.06.02 | N. A. | N. A. | N. A. | N. A. | N. A. | N. A. | N. A. | N. A. | N. A. | N. A. | N. A. | PS/622/2 | 01 | 1999-01-05 | N. A. | N. A. | N. A. | 127 | TMF-1 | IU/4 | N. A. | SEMIFINISHED GOODS | N. A. | N. A. | N. A. | N. A. | N. A. | N. A. |  | N. A. | N. A. | N. A. | N. A. | N. A. | N. A. | N. A. | N. A. | N. A. | N. A. | 1 | SUB COMPONENTS | NA | ADDED NEW GROUP AND PRODUCTS UNDER SUB COMPONENTS | N | SUB COMPONENTS |  | No | No | N. A. | N. A. | N. A. | N. A.
622/3 | F0305.06.03 | THREADED ROD FOR F0305.0615 |  | F0305.06.03 | N. A. | N. A. | N. A. | N. A. | N. A. | N. A. | N. A. | N. A. | N. A. | N. A. | N. A. | PS/622/3 | 01 | 1999-01-05 | N. A. | N. A. | N. A. | 127 | TMF-1 | IU/4 | N. A. | SEMIFINISHED GOODS | N. A. | N. A. | N. A. | N. A. | N. A. | N. A. |  | N. A. | N. A. | N. A. | N. A. | N. A. | N. A. | N. A. | N. A. | N. A. | N. A. | 1 | SUB COMPONENTS | NA | ADDED NEW GROUP AND PRODUCTS UNDER SUB COMPONENTS | N | SUB COMPONENTS |  | No | No | N. A. | N. A. | N. A. | N. A.
622/4 | F0305.06.04 | LOWER BLOCK MOVING FOR F0305.06 |  | F0305.06.04 | 01 | 2017-12-19 | N. A. | N. A. | N. A. | N. A. | N. A. | N. A. | N. A. | N. A. | N. A. | PS/622/4 | 01 | 1999-01-05 | N. A. | N. A. | N. A. | 127 | TMF-1 | IU/4 | N. A. | SEMIFINISHED GOODS | N. A. | N. A. | N. A. | N. A. | N. A. | N. A. |  | N. A. | N. A. | N. A. | N. A. | N. A. | N. A. | N. A. | N. A. | N. A. | N. A. | 1 | SUB COMPONENTS | NA | ADDED NEW GROUP AND PRODUCTS UNDER SUB COMPONENTS | N | SUB COMPONENTS |  | No | No | N. A. | N. A. | N. A. | N. A.
622 | F0305.0615 | UMEX M6 SWIVEL DISTRACTOR, LENGTH 150MM |  | F0305.0600 | 01 | 2017-12-19 | N. A. | N. A. | N. A. | QPF/620 | 01 | 1999-12-05 | N. A. | N. A. | N. A. | PS/622 | 01 | 1999-01-05 | N. A. | N. A. | N. A. | 127 | TMF-EF | IU/4 | Class A | FINISHED GOODS | UMEX™ | M6 SWIVEL DISTRACTOR | LENGTH 150MM | 17 | No | Yes |  | No | N. A. | No | N. A. | No | Yes | No | No | M. L.: MFG/MD/2022/63252 |  | 1 | ADLER PRODUCTS\UMEX SYSTEM\UMEX DISTRACTORS | 0 | VL number changed to ML number | N | Instrument set for external fixation system |  | No | No | Yes | No | Yes | N. A.
998 | F0305.0620 | UMEX M6 SWIVEL DISTRACTOR, LENGTH 200MM |  | F0305.0600 | 01 | 2017-12-19 | N. A. | N. A. | N. A. | QPF/620 | 01 | 1999-12-05 | N. A. | N. A. | N. A. | PS/622 | 01 | 1999-01-05 | N. A. | N. A. | N. A. | 127 | TMF-EF | IU/4 | Class A | FINISHED GOODS | UMEX™ | M6 SWIVEL DISTRACTOR | LENGTH 200MM | 17 | No | Yes |  | No | N. A. | No | N. A. | No | Yes | No | No | M. L.: MFG/MD/2022/63252 |  | 1 | ADLER PRODUCTS\UMEX SYSTEM\UMEX DISTRACTORS | 0.682 | VL number changed to ML number | N | Instrument set for external fixation system |  | No | No | Yes | No | Yes | N. A.
1500 | F0305.0625 | UMEX M6 SWIVEL DISTRACTOR, LENGTH 250MM |  | F0305.0625 | 01 | 2017-12-19 | N. A. | N. A. | N. A. | QPF/620 | 01 | 1999-12-05 | N. A. | N. A. | N. A. | PS/620 | 01 | 1999-01-05 | N. A. | N. A. | N. A. | 127 | TMF-EF | IU/4 | Class A | FINISHED GOODS | UMEX™ | M6 SWIVEL DISTRACTOR | LENGTH 250MM | 17 | No | Yes |  | No | N. A. | No | N. A. | No | Yes | No | No | M. L.: MFG/MD/2022/63252 |  | 1 | ADLER PRODUCTS\UMEX SYSTEM\UMEX DISTRACTORS | 0 | VL number changed to ML number | N | Instrument set for external fixation system |  | No | No | Yes | No | Yes | N. A.
999 | F0305.0630 | UMEX M6 SWIVEL DISTRACTOR, LENGTH 300MM |  | F0305.0600 | 01 | 2017-12-19 | N. A. | N. A. | N. A. | QPF/620 | 01 | 1999-12-05 | N. A. | N. A. | N. A. | PS/622 | 01 | 1999-01-05 | N. A. | N. A. | N. A. | 127 | TMF-EF | IU/4 | Class A | FINISHED GOODS | UMEX™ | M6 SWIVEL DISTRACTOR | LENGTH 300MM | 17 | No | Yes |  | No | N. A. | No | N. A. | No | Yes | No | No | M. L.: MFG/MD/2022/63252 |  | 1 | ADLER PRODUCTS\UMEX SYSTEM\UMEX DISTRACTORS | 0.1172 | VL number changed to ML number | N | Instrument set for external fixation system |  | No | No | Yes | No | Yes | N. A.
F0306 | F0306.01 | NUT WITH RIGHT HAND TAPPING FOR F0306.00 |  | F0306.01 | N. A. | N. A. | N. A. | N. A. | N. A. | N. A. | N. A. | N. A. | N. A. | N. A. | N. A. | PS/F0306.01 | 01 | 1999-01-05 | N. A. | N. A. | N. A. | F0306 | TF-IN | IU/5 | Class A | SEMIFINISHED GOODS | N. A. | N. A. | N. A. | N. A. | N. A. | N. A. |  | N. A. | N. A. | N. A. | N. A. | N. A. | N. A. | N. A. | N. A. | N. A. | N. A. | 1 | SUB COMPONENTS | NA | Added new product code as required by production department (MUM) on 21MAR2009 | N | Instrument set for external fixation system |  | No | No | N. A. | N. A. | N. A. | N. A.
F0306 | F0306.02 | NUT WITH LEFT HAND TAPPING FOR F0306.00 |  | F0306.01 | N. A. | N. A. | N. A. | N. A. | N. A. | N. A. | N. A. | N. A. | N. A. | N. A. | N. A. | PS/F0306.01 | 01 | 1999-01-05 | N. A. | N. A. | N. A. | F0306 | TF-IN | IU/5 | Class A | SEMIFINISHED GOODS | N. A. | N. A. | N. A. | N. A. | N. A. | N. A. |  | N. A. | N. A. | N. A. | N. A. | N. A. | N. A. | N. A. | N. A. | N. A. | N. A. | 1 | SUB COMPONENTS | NA | Added new product code as required by production department (MUM) on 21MAR2009 | N | Instrument set for external fixation system |  | No | No | N. A. | N. A. | N. A. | N. A.
F0306 | F0306.25 | UMEX DISTRACTION-COMPRESSION ROD ASSEMBLY - FOR 25MM DISTRACTION |  | F0306.25 | N. A. | N. A. | N. A. | N. A. | N. A. | QPF/F0306 | N. A. | N. A. | N. A. | N. A. | N. A. | PS/F0306 | 01 | 1998-12-31 | N. A. | N. A. | N. A. | F0306 | TMF-EF | IU/4 | Class A | FINISHED GOODS | UMEX™ | DISTRACTION-COMPRESSION ROD | ASSEMBLY FOR 25MM DISTRACTION | 17 | No | Yes |  | No | N. A. | No | N. A. | No | Yes | No | No | M. L.: MFG/MD/2022/63252 |  | 1 | ADLER PRODUCTS\UMEX SYSTEM\UMEX DC SYSTEM | 0 | VL number changed to ML number | N | Instrument set for external fixation system |  | No | No | Yes | No | Yes | N. A.
#N/A | D1402.2001 | DRILL SLEEVE, 2MM, ANGULAR WITH LENGTH ADJUSTMENT, ADLER |  | #N/A | #N/A | #N/A | N. A. | N. A. | N. A. | #N/A | #N/A | #N/A | #N/A | #N/A | #N/A | #N/A | #N/A | #N/A | #N/A | #N/A | #N/A | #N/A | TF-IN | IU/5 | Class A | FINISHED GOODS | CERVIEDGE™ | DRILL SLEEVE WITH LENGTH ADJUSTMENT | 2MM, ANGULAR | 17 | No | Yes |  | No | N. A. | No | N. A. | No | Yes | No | No | M. L.: MFG/MD/2022/63252 |  | 1 | SPINE PRODUCTS\CERVIEDGE SYSTEM\INSTRUMENTS CASES AND TRAYS | 0 | VL number changed to ML number | Y | Sleeves and its attachment |  | No | No | Yes | No | Yes | N. A.
F0306.251 | F0306.251.1 | FEMALE HALF (LH THREADED) FOR CENTRAL SLEEVE FOR UMEX DC ROD ASSEMBLY - FOR 25MM DISTRACTION |  | F0306.251.1 | N. A. | N. A. | N. A. | N. A. | N. A. | N. A. | N. A. | N. A. | N. A. | N. A. | N. A. | QPF/F0306.251.1 | N. A. | N. A. | N. A. | N. A. | N. A. | F0306.251 | N. A. | N. A. | N. A. | SEMIFINISHED GOODS | N. A. | N. A. | N. A. | N. A. | N. A. | N. A. |  | N. A. | N. A. | N. A. | N. A. | N. A. | N. A. | N. A. | N. A. | N. A. | N. A. | N. A. | SUB COMPONENTS | N. A. | Added new product code as required by production department (Lingayat) on 07JUL2018 | N | INSTRUMENTS |  | No | No | N. A. | N. A. | N. A. | N. A.
F0306.251 | F0306.251.2 | MALE HALF (RH THREADED) FOR CENTRAL SLEEVE FOR UMEX DC ROD ASSEMBLY - FOR 25MM DISTRACTION |  | F0306.251.2 | N. A. | N. A. | N. A. | N. A. | N. A. | N. A. | N. A. | N. A. | N. A. | N. A. | N. A. | QPF/F0306.251.2 | N. A. | N. A. | N. A. | N. A. | N. A. | F0306.251 | N. A. | N. A. | N. A. | SEMIFINISHED GOODS | N. A. | N. A. | N. A. | N. A. | N. A. | N. A. |  | N. A. | N. A. | N. A. | N. A. | N. A. | N. A. | N. A. | N. A. | N. A. | N. A. | N. A. | SUB COMPONENTS | N. A. | Added new product code as required by production department (Lingayat) on 07JUL2018 | N | INSTRUMENTS |  | No | No | N. A. | N. A. | N. A. | N. A.
F0306 | F0306.36 | UMEX DISTRACTION-COMPRESSION ROD ASSEMBLY - FOR 36MM DISTRACTION |  | F0306.36 | N. A. | N. A. | N. A. | N. A. | N. A. | QPF/F0306 | N. A. | N. A. | N. A. | N. A. | N. A. | PS/F0306 | 01 | 1998-12-31 | N. A. | N. A. | N. A. | F0306 | TMF-EF | IU/4 | Class A | FINISHED GOODS | UMEX™ | DISTRACTION-COMPRESSION | ROD ASSEMBLY FOR 36MM DISTRACTION | 17 | No | Yes |  | No | N. A. | No | N. A. | No | Yes | No | No | M. L.: MFG/MD/2022/63252 |  | 1 | ADLER PRODUCTS\UMEX SYSTEM\UMEX DC SYSTEM | 0.0535 | VL number changed to ML number | N | Instrument set for external fixation system |  | No | No | Yes | No | Yes | N. A.
#N/A | D1402.2002 | DRILL SLEEVE, 2MM, STRAIGHT WITH LENGTH ADJUSTMENT, ADLER |  | #N/A | #N/A | #N/A | N. A. | N. A. | N. A. | #N/A | #N/A | #N/A | #N/A | #N/A | #N/A | #N/A | #N/A | #N/A | #N/A | #N/A | #N/A | #N/A | TF-IN | IU/5 | Class A | FINISHED GOODS | CERVIEDGE™ | DRILL SLEEVE WITH LENGTH ADJUSTMENT | 2MM, STRAIGHT | 17 | No | Yes |  | No | N. A. | No | N. A. | No | Yes | No | No | M. L.: MFG/MD/2022/63252 |  | 1 | SPINE PRODUCTS\CERVIEDGE SYSTEM\INSTRUMENTS CASES AND TRAYS | 0 | VL number changed to ML number | Y | Sleeves and its attachment |  | No | No | Yes | No | Yes | N. A.
F0306 | F0306.50 | UMEX DISTRACTION-COMPRESSION ROD ASSEMBLY - FOR 50MM DISTRACTION |  | F0306.50 | N. A. | N. A. | N. A. | N. A. | N. A. | QPF/F0306 | N. A. | N. A. | N. A. | N. A. | N. A. | PS/F0306 | 01 | 1998-12-31 | N. A. | N. A. | N. A. | F0306 | TMF-EF | IU/4 | Class A | FINISHED GOODS | UMEX™ | DISTRACTION-COMPRESSION ROD | ASSEMBLYFOR 50MM DISTRACTION | 17 | No | Yes |  | No | N. A. | No | N. A. | No | Yes | No | No | M. L.: MFG/MD/2022/63252 |  | 1 | ADLER PRODUCTS\UMEX SYSTEM\UMEX DC SYSTEM | 0.0566 | VL number changed to ML number | N | Instrument set for external fixation system |  | No | No | Yes | No | Yes | N. A.
D1402.2501 | D1402.2501 | DRILL SLEEVE, 2.5MM, ACCENTRIC WITH ADJUSTABLE DEPTH CONTROL, ADLER |  | D1402.2501 | 00 | 2015-07-25 | N. A. | N. A. | N. A. | QPF/D1402.2501 | 00 | 2017-02-24 | N. A. | N. A. | N. A. | PS/PUR004 | 00 | 2019-07-14 | N. A. | N. A. | N. A. | D1402.2501 | TF-IN | IU/5 | Class A | FINISHED GOODS | CERVIEDGE™ | DRILL SLEEVE WITH ADJUSTABLE DEPTH CONTROL | 2.5MM, ACCENTRIC | 17 | No | Yes |  | No | N. A. | No | N. A. | No | Yes | No | No | M. L.: MFG/MD/2022/63252 |  | 1 | SPINE PRODUCTS\CERVIEDGE SYSTEM\INSTRUMENTS CASES AND TRAYS | 0 | VL number changed to ML number | Y | Sleeves and its attachment |  | No | No | Yes | No | Yes | N. A.
D1402.2502 | D1402.2502 | DRILL SLEEVE, 2.5MM, NEUTRAL WITH ADJUSTABLE DEPTH CONTROL, ADLER |  | D1402.2502 | 00 | 2015-07-25 | N. A. | N. A. | N. A. | QPF/D1402.2502 | 00 | 2017-02-24 | N. A. | N. A. | N. A. | PS/PUR004 | 00 | 2019-07-14 | N. A. | N. A. | N. A. | D1402.2502 | TF-IN | IU/5 | Class A | FINISHED GOODS | CERVIEDGE™ | DRILL SLEEVE WITH ADJUSTABLE DEPTH CONTROL | 2.5MM, NEUTRAL | 17 | No | Yes |  | No | N. A. | No | N. A. | No | Yes | No | No | M. L.: MFG/MD/2022/63252 |  | 1 | SPINE PRODUCTS\CERVIEDGE SYSTEM\INSTRUMENTS CASES AND TRAYS | 0 | VL number changed to ML number | Y | Sleeves and its attachment |  | No | No | Yes | No | Yes | N. A.
678 | G1011.5035 | DRILL SLEEVE WITH ANTI-ROTATION BAR DIA. 5.0/3.5MM, LENGTH 110MM, ADLER |  | G1001.0000 | N. A. | N. A. | N. A. | N. A. | N. A. | QPF/678 | N. A. | N. A. | N. A. | N. A. | N. A. | PS/678 | N. A. | N. A. | N. A. | N. A. | N. A. | 169 | TF-IN | IU/5 | Class A | FINISHED GOODS | ADLER™ | DRILL SLEEVE FOR TRIPLE TROCAR | DIA. 5.0/3.5MM, LENGTH 110MM | 17 | No | Yes |  | No | N. A. | No | N. A. | No | Yes | No | No | M. L.: MFG/MD/2022/63252 |  | 1 | ADLER PRODUCTS\EXTERNAL FIXATORS, ADLER\OTHER COMPONENTS AND INSTRUMENTS | 0.0222 | VL number changed to ML number | N | Sleeves and its attachment |  | No | No | Yes | No | Yes | N. A.
625/1 | F0307.0636.01 | RIGHT HAND TAPPED COMPONET FOR F0307.0636 |  | F0306-36/1 | N. A. | N. A. | N. A. | N. A. | N. A. | N. A. | N. A. | N. A. | N. A. | N. A. | N. A. | PS/625/1 | 01 | 1998-12-31 | N. A. | N. A. | N. A. | 129 | TMF-1 | IU/4 | N. A. | SEMIFINISHED GOODS | N. A. | N. A. | N. A. | N. A. | N. A. | N. A. |  | N. A. | N. A. | N. A. | N. A. | N. A. | N. A. | N. A. | N. A. | N. A. | N. A. | 1 | SUB COMPONENTS | NA | ADDED NEW GROUP AND PRODUCTS UNDER SUB COMPONENTS | N | SUB COMPONENTS |  | No | No | N. A. | N. A. | N. A. | N. A.
625/2 | F0307.0636.02 | LEFT HAND TAPPED COMPONET FOR F0307.0636 |  | F0306-36/2 | N. A. | N. A. | N. A. | N. A. | N. A. | N. A. | N. A. | N. A. | N. A. | N. A. | N. A. | PS/625/2 | 01 | 1998-12-31 | N. A. | N. A. | N. A. | 129 | TMF-1 | IU/4 | N. A. | SEMIFINISHED GOODS | N. A. | N. A. | N. A. | N. A. | N. A. | N. A. |  | N. A. | N. A. | N. A. | N. A. | N. A. | N. A. | N. A. | N. A. | N. A. | N. A. | 1 | SUB COMPONENTS | NA | ADDED NEW GROUP AND PRODUCTS UNDER SUB COMPONENTS | N | SUB COMPONENTS |  | No | No | N. A. | N. A. | N. A. | N. A.
679 | G1011.6050 | DRILL SLEEVE WITH HANDLE DIA. 6.0/5.0MM, LENGTH 110MM, ADLER |  | G1001.0000 | N. A. | N. A. | N. A. | N. A. | N. A. | QPF/679 | N. A. | N. A. | N. A. | N. A. | N. A. | PS/679 | N. A. | N. A. | N. A. | N. A. | N. A. | 170 | TF-IN | IU/5 | Class A | FINISHED GOODS | ADLER™ | DRILL SLEEVE FOR TRIPLE TROCAR | DIA. 6.0/5.0MM, LENGTH 110MM | 17 | No | Yes |  | No | N. A. | No | N. A. | No | Yes | No | No | M. L.: MFG/MD/2022/63252 |  | 1 | ADLER PRODUCTS\EXTERNAL FIXATORS, ADLER\OTHER COMPONENTS AND INSTRUMENTS | 0.0441 | VL number changed to ML number | N | Sleeves and its attachment |  | No | No | Yes | No | Yes | N. A.
626/1 | F0307.0650.01 | RIGHT HAND TAPPED COMPONET FOR F0307.0650 |  | F0306-50/1 | N. A. | N. A. | N. A. | N. A. | N. A. | N. A. | N. A. | N. A. | N. A. | N. A. | N. A. | PS/626/1 | 01 | 1998-12-31 | N. A. | N. A. | N. A. | 129 | TMF-1 | IU/4 | N. A. | SEMIFINISHED GOODS | N. A. | N. A. | N. A. | N. A. | N. A. | N. A. |  | N. A. | N. A. | N. A. | N. A. | N. A. | N. A. | N. A. | N. A. | N. A. | N. A. | 1 | SUB COMPONENTS | NA | ADDED NEW GROUP AND PRODUCTS UNDER SUB COMPONENTS | N | SUB COMPONENTS |  | No | No | N. A. | N. A. | N. A. | N. A.
626/2 | F0307.0650.02 | LEFT HAND TAPPED COMPONET FOR F0307.0650 |  | F0306-50/2 | N. A. | N. A. | N. A. | N. A. | N. A. | N. A. | N. A. | N. A. | N. A. | N. A. | N. A. | PS/626/2 | 01 | 1998-12-31 | N. A. | N. A. | N. A. | 129 | TMF-1 | IU/4 | N. A. | SEMIFINISHED GOODS | N. A. | N. A. | N. A. | N. A. | N. A. | N. A. |  | N. A. | N. A. | N. A. | N. A. | N. A. | N. A. | N. A. | N. A. | N. A. | N. A. | 1 | SUB COMPONENTS | NA | ADDED NEW GROUP AND PRODUCTS UNDER SUB COMPONENTS | N | SUB COMPONENTS |  | No | No | N. A. | N. A. | N. A. | N. A.
979/1 | F0308.0400.01 | FIXED BLOCK DOUBLE HOLE FOR F0308.0400 |  | F0308.0400/1 | N. A. | N. A. | N. A. | N. A. | N. A. | N. A. | N. A. | N. A. | N. A. | N. A. | N. A. | PS/979/1 | 01 | 1998-12-31 | N. A. | N. A. | N. A. | 290 | TMF-1 | IU/4 | N. A. | SEMIFINISHED GOODS | N. A. | N. A. | N. A. | N. A. | N. A. | N. A. |  | N. A. | N. A. | N. A. | N. A. | N. A. | N. A. | N. A. | N. A. | N. A. | N. A. | 1 | SUB COMPONENTS | NA | ADDED NEW GROUP AND PRODUCTS UNDER SUB COMPONENTS | N | SUB COMPONENTS |  | No | No | N. A. | N. A. | N. A. | N. A.
979/2 | F0308.0400.02 | MOVING BLOCK DOUBLE HOLE FOR F0308.0400 |  | F0308.0400/2 | N. A. | N. A. | N. A. | N. A. | N. A. | N. A. | N. A. | N. A. | N. A. | N. A. | N. A. | PS/979/2 | 01 | 1998-12-31 | N. A. | N. A. | N. A. | 290 | TMF-1 | IU/4 | N. A. | SEMIFINISHED GOODS | N. A. | N. A. | N. A. | N. A. | N. A. | N. A. |  | N. A. | N. A. | N. A. | N. A. | N. A. | N. A. | N. A. | N. A. | N. A. | N. A. | 1 | SUB COMPONENTS | NA | ADDED NEW GROUP AND PRODUCTS UNDER SUB COMPONENTS | N | SUB COMPONENTS |  | No | No | N. A. | N. A. | N. A. | N. A.
979/3 | F0308.0400.03 | HINGE ON FIXED BLOCK FOR F0308.0400 |  | F0308.0400/3 | N. A. | N. A. | N. A. | N. A. | N. A. | N. A. | N. A. | N. A. | N. A. | N. A. | N. A. | PS/979/3 | 01 | 1998-12-31 | N. A. | N. A. | N. A. | 290 | TMF-1 | IU/4 | N. A. | SEMIFINISHED GOODS | N. A. | N. A. | N. A. | N. A. | N. A. | N. A. |  | N. A. | N. A. | N. A. | N. A. | N. A. | N. A. | N. A. | N. A. | N. A. | N. A. | 1 | SUB COMPONENTS | NA | ADDED NEW GROUP AND PRODUCTS UNDER SUB COMPONENTS | N | SUB COMPONENTS |  | No | No | N. A. | N. A. | N. A. | N. A.
979/4 | F0308.0400.04 | HINGE ON THREADED ROD FOR F0308.0400 |  | F0308.0400/4 | N. A. | N. A. | N. A. | N. A. | N. A. | N. A. | N. A. | N. A. | N. A. | N. A. | N. A. | PS/979/4 | 01 | 1998-12-31 | N. A. | N. A. | N. A. | 290 | TMF-1 | IU/4 | N. A. | SEMIFINISHED GOODS | N. A. | N. A. | N. A. | N. A. | N. A. | N. A. |  | N. A. | N. A. | N. A. | N. A. | N. A. | N. A. | N. A. | N. A. | N. A. | N. A. | 1 | SUB COMPONENTS | NA | ADDED NEW GROUP AND PRODUCTS UNDER SUB COMPONENTS | N | SUB COMPONENTS |  | No | No | N. A. | N. A. | N. A. | N. A.
979/5 | F0308.0400.05 | THREADED ROD M4 FOR F0308.0450 |  | F0308.0400/5 | N. A. | N. A. | N. A. | N. A. | N. A. | N. A. | N. A. | N. A. | N. A. | N. A. | N. A. | PS/979/5 | 01 | 1998-12-31 | N. A. | N. A. | N. A. | 290 | TMF-1 | IU/4 | N. A. | SEMIFINISHED GOODS | N. A. | N. A. | N. A. | N. A. | N. A. | N. A. |  | N. A. | N. A. | N. A. | N. A. | N. A. | N. A. | N. A. | N. A. | N. A. | N. A. | 1 | SUB COMPONENTS | NA | ADDED NEW GROUP AND PRODUCTS UNDER SUB COMPONENTS | N | SUB COMPONENTS |  | No | No | N. A. | N. A. | N. A. | N. A.
979/6 | F0308.0400.06 | LOCKING SCREW FOR F0308.0400 |  | F0308.0400/6 | N. A. | N. A. | N. A. | N. A. | N. A. | N. A. | N. A. | N. A. | N. A. | N. A. | N. A. | PS/979/6 | 01 | 1998-12-31 | N. A. | N. A. | N. A. | 290 | TMF-1 | IU/4 | N. A. | SEMIFINISHED GOODS | N. A. | N. A. | N. A. | N. A. | N. A. | N. A. |  | N. A. | N. A. | N. A. | N. A. | N. A. | N. A. | N. A. | N. A. | N. A. | N. A. | 1 | SUB COMPONENTS | NA | ADDED NEW GROUP AND PRODUCTS UNDER SUB COMPONENTS | N | SUB COMPONENTS |  | No | No | N. A. | N. A. | N. A. | N. A.
980/5 | F0308.0400.07 | THREADED ROD M4 FOR F0308.0475 |  | F0308.0400/5 | N. A. | N. A. | N. A. | N. A. | N. A. | N. A. | N. A. | N. A. | N. A. | N. A. | N. A. | PS/980/5 | 01 | 1998-12-31 | N. A. | N. A. | N. A. | 291 | TMF-1 | IU/4 | N. A. | SEMIFINISHED GOODS | N. A. | N. A. | N. A. | N. A. | N. A. | N. A. |  | N. A. | N. A. | N. A. | N. A. | N. A. | N. A. | N. A. | N. A. | N. A. | N. A. | 1 | SUB COMPONENTS | NA | ADDED NEW GROUP AND PRODUCTS UNDER SUB COMPONENTS | N | SUB COMPONENTS |  | No | No | N. A. | N. A. | N. A. | N. A.
981/5 | F0308.0400.08 | THREADED ROD M4 FOR F0308.0410 |  | F0308.0400/5 | N. A. | N. A. | N. A. | N. A. | N. A. | N. A. | N. A. | N. A. | N. A. | N. A. | N. A. | PS/981/5 | 01 | 1998-12-31 | N. A. | N. A. | N. A. | 292 | TMF-1 | IU/4 | N. A. | SEMIFINISHED GOODS | N. A. | N. A. | N. A. | N. A. | N. A. | N. A. |  | N. A. | N. A. | N. A. | N. A. | N. A. | N. A. | N. A. | N. A. | N. A. | N. A. | 1 | SUB COMPONENTS | NA | ADDED NEW GROUP AND PRODUCTS UNDER SUB COMPONENTS | N | SUB COMPONENTS |  | No | No | N. A. | N. A. | N. A. | N. A.
954 | F0308.0407 | UMEX M4 THREE-BLOCK DISTRACTOR, LENGTH 75MM |  | F0303-0407/A | N. A. | N. A. | N. A. | N. A. | N. A. | QPF/954 | N. A. | N. A. | N. A. | N. A. | N. A. | PS/954 | 00 | 1998-12-29 | N. A. | N. A. | N. A. | 278 | TMF-EF | IU/4 | Class A | FINISHED GOODS | UMEX™ | M4 THREE-BLOCK DISTRACTOR | LENGTH 75MM | 17 | No | Yes |  | No | N. A. | No | N. A. | No | Yes | No | No | M. L.: MFG/MD/2022/63252 |  | 1 | ADLER PRODUCTS\UMEX SYSTEM\UMEX DISTRACTORS | 0 | VL number changed to ML number | N | Instrument set for external fixation system |  | No | No | Yes | No | Yes | N. A.
981 | F0308.0410 | UMEX M4 PIP HINGE DISTRACTOR, LENGTH 100MM |  | F0308.0400 | N. A. | N. A. | N. A. | N. A. | N. A. | QPF/979 | N. A. | N. A. | N. A. | N. A. | N. A. | PS/979 | 00 | 1998-12-29 | N. A. | N. A. | N. A. | 292 | TMF-EF | IU/4 | Class A | FINISHED GOODS | UMEX™ | M4 PIP HINGE DISTRACTOR | LENGTH 100MM | 17 | No | Yes |  | No | N. A. | No | N. A. | No | Yes | No | No | M. L.: MFG/MD/2022/63252 |  | 1 | ADLER PRODUCTS\UMEX SYSTEM\UMEX DISTRACTORS | 0 | VL number changed to ML number | N | Instrument set for external fixation system |  | No | No | Yes | No | Yes | N. A.
979 | F0308.0450 | UMEX M4 PIP HINGE DISTRACTOR, LENGTH 50MM |  | F0308.0400 | N. A. | N. A. | N. A. | N. A. | N. A. | QPF/979 | N. A. | N. A. | N. A. | N. A. | N. A. | PS/979 | 00 | 1998-12-29 | N. A. | N. A. | N. A. | 290 | TMF-EF | IU/4 | Class A | FINISHED GOODS | UMEX™ | M4 PIP HINGE DISTRACTOR | LENGTH 50MM | 17 | No | Yes |  | No | N. A. | No | N. A. | No | Yes | No | No | M. L.: MFG/MD/2022/63252 |  | 1 | ADLER PRODUCTS\UMEX SYSTEM\UMEX DISTRACTORS | 0 | VL number changed to ML number | N | Instrument set for external fixation system |  | No | No | Yes | No | Yes | N. A.
980 | F0308.0475 | UMEX M4 PIP HINGE DISTRACTOR, LENGTH 75MM |  | F0308.0400 | N. A. | N. A. | N. A. | N. A. | N. A. | QPF/979 | N. A. | N. A. | N. A. | N. A. | N. A. | PS/979 | 00 | 1998-12-29 | N. A. | N. A. | N. A. | 291 | TMF-EF | IU/4 | Class A | FINISHED GOODS | UMEX™ | M4 PIP HINGE DISTRACTOR | LENGTH 75MM | 17 | No | Yes |  | No | N. A. | No | N. A. | No | Yes | No | No | M. L.: MFG/MD/2022/63252 |  | 1 | ADLER PRODUCTS\UMEX SYSTEM\UMEX DISTRACTORS | 0 | VL number changed to ML number | N | Instrument set for external fixation system |  | No | No | Yes | No | Yes | N. A.
F0401 | F0401.2000 | STRAIGHT ROD, KNURLED, SEMIFINISHED BLANK, DIA. 2MM |  | F0401.0000 | 02 | 2014-09-12 | N. A. | N. A. | N. A. | N. A. | N. A. | N. A. | N. A. | N. A. | N. A. | PS/F0401S1 | 00 | 2001-07-10 | N. A. | N. A. | N. A. | F0401 | TF-IN | IU/5 | N. A. | SEMIFINISHED GOODS | N. A. | N. A. | N. A. | N. A. | N. A. | N. A. |  | N. A. | N. A. | N. A. | N. A. | N. A. | N. A. | N. A. | N. A. | N. A. | N. A. | 1 | SUB COMPONENTS | NA | Added new products as per the requirement of Production Department | N | SUB COMPONENTS |  | No | No | N. A. | N. A. | N. A. | N. A.
F0401 | F0401.2007 | UMEX STRAIGHT ROD, KNURLED, DIA. 2MM, LENGTH 75MM |  | F0401.0000 | 02 | 2014-09-12 | N. A. | N. A. | N. A. | QPF/F0401 | 01 | 2009-03-15 | N. A. | N. A. | N. A. | PS/F0401 | 00 | 2001-07-10 | N. A. | N. A. | N. A. | F0401 | TMF-EF | IU/4 | Class A | FINISHED GOODS | UMEX™ | STRAIGHT ROD, KNURLED | DIA. 2MM, LENGTH 75MM | 17 | No | Yes |  | No | N. A. | No | N. A. | No | Yes | No | No | M. L.: MFG/MD/2022/63252 |  | 2 | ADLER PRODUCTS\UMEX SYSTEM\UMEX RODS | 0.0033 | VL number changed to ML number | N | Instrument set for external fixation system |  | No | No | Yes | No | Yes | N. A.
F0401 | F0401.2010 | UMEX STRAIGHT ROD, KNURLED, DIA. 2MM, LENGTH 100MM |  | F0401.0000 | 02 | 2014-09-12 | N. A. | N. A. | N. A. | QPF/F0401 | 01 | 2009-03-15 | N. A. | N. A. | N. A. | PS/F0401 | 00 | 2001-07-10 | N. A. | N. A. | N. A. | F0401 | TMF-EF | IU/4 | Class A | FINISHED GOODS | UMEX™ | STRAIGHT ROD, KNURLED | DIA. 2MM, LENGTH 100MM | 17 | No | Yes |  | No | N. A. | No | N. A. | No | Yes | No | No | M. L.: MFG/MD/2022/63252 |  | 2 | ADLER PRODUCTS\UMEX SYSTEM\UMEX RODS | 0.005 | VL number changed to ML number | N | Instrument set for external fixation system |  | No | No | Yes | No | Yes | N. A.
F0401 | F0401.2015 | UMEX STRAIGHT ROD, KNURLED, DIA. 2MM, LENGTH 150MM |  | F0401.0000 | 02 | 2014-09-12 | N. A. | N. A. | N. A. | QPF/F0401 | 01 | 2009-03-15 | N. A. | N. A. | N. A. | PS/F0401 | 00 | 2001-07-10 | N. A. | N. A. | N. A. | F0401 | TMF-EF | IU/4 | Class A | FINISHED GOODS | UMEX™ | STRAIGHT ROD, KNURLED | DIA. 2MM, LENGTH 150MM | 17 | No | Yes |  | No | N. A. | No | N. A. | No | Yes | No | No | M. L.: MFG/MD/2022/63252 |  | 2 | ADLER PRODUCTS\UMEX SYSTEM\UMEX RODS | 0 | VL number changed to ML number | N | Instrument set for external fixation system |  | No | No | Yes | No | Yes | N. A.
F0401 | F0401.2500 | STRAIGHT ROD, KNURLED, SEMIFINISHED BLANK, DIA. 2.5MM |  | F0401.0000 | 02 | 2014-09-12 | N. A. | N. A. | N. A. | N. A. | N. A. | N. A. | N. A. | N. A. | N. A. | PS/F0401S1 | 00 | 2001-07-10 | N. A. | N. A. | N. A. | F0401 | TF-IN | IU/5 | N. A. | SEMIFINISHED GOODS | N. A. | N. A. | N. A. | N. A. | N. A. | N. A. |  | N. A. | N. A. | N. A. | N. A. | N. A. | N. A. | N. A. | N. A. | N. A. | N. A. | 1 | SUB COMPONENTS | NA | Added new products as per the requirement of Production Department | N | SUB COMPONENTS |  | No | No | N. A. | N. A. | N. A. | N. A.
F0401 | F0401.2507 | UMEX STRAIGHT ROD, KNURLED, DIA. 2.5MM, LENGTH 75MM |  | F0401.0000 | 02 | 2014-09-12 | N. A. | N. A. | N. A. | QPF/F0401 | 01 | 2009-03-15 | N. A. | N. A. | N. A. | PS/F0401 | 00 | 2001-07-10 | N. A. | N. A. | N. A. | F0401 | TMF-EF | IU/4 | Class A | FINISHED GOODS | UMEX™ | STRAIGHT ROD, KNURLED | DIA. 2.5MM, LENGTH 75MM | 17 | No | Yes |  | No | N. A. | No | N. A. | No | Yes | No | No | M. L.: MFG/MD/2022/63252 |  | 2 | ADLER PRODUCTS\UMEX SYSTEM\UMEX RODS | 0 | VL number changed to ML number | N | Instrument set for external fixation system |  | No | No | Yes | No | Yes | N. A.
F0401 | F0401.2510 | UMEX STRAIGHT ROD, KNURLED, DIA. 2.5MM, LENGTH 100MM |  | F0401.0000 | 02 | 2014-09-12 | N. A. | N. A. | N. A. | QPF/F0401 | 01 | 2009-03-15 | N. A. | N. A. | N. A. | PS/F0401 | 00 | 2001-07-10 | N. A. | N. A. | N. A. | F0401 | TMF-EF | IU/4 | Class A | FINISHED GOODS | UMEX™ | STRAIGHT ROD, KNURLED | DIA. 2.5MM, LENGTH 100MM | 17 | No | Yes |  | No | N. A. | No | N. A. | No | Yes | No | No | M. L.: MFG/MD/2022/63252 |  | 2 | ADLER PRODUCTS\UMEX SYSTEM\UMEX RODS | 0.096 | VL number changed to ML number | N | Instrument set for external fixation system |  | No | No | Yes | No | Yes | N. A.
F0401 | F0401.2515 | UMEX STRAIGHT ROD, KNURLED, DIA. 2.5MM, LENGTH 150MM |  | F0401.0000 | 02 | 2014-09-12 | N. A. | N. A. | N. A. | QPF/F0401 | 01 | 2009-03-15 | N. A. | N. A. | N. A. | PS/F0401 | 00 | 2001-07-10 | N. A. | N. A. | N. A. | F0401 | TMF-EF | IU/4 | Class A | FINISHED GOODS | UMEX™ | STRAIGHT ROD, KNURLED | DIA. 2.5MM, LENGTH 150MM | 17 | No | Yes |  | No | N. A. | No | N. A. | No | Yes | No | No | M. L.: MFG/MD/2022/63252 |  | 2 | ADLER PRODUCTS\UMEX SYSTEM\UMEX RODS | 0 | VL number changed to ML number | N | Instrument set for external fixation system |  | No | No | Yes | No | Yes | N. A.
F0401 | F0401.2520 | UMEX STRAIGHT ROD, KNURLED, DIA. 2.5MM, LENGTH 200MM |  | F0401.0000 | 02 | 2014-09-12 | N. A. | N. A. | N. A. | QPF/F0401 | 01 | 2009-03-15 | N. A. | N. A. | N. A. | PS/F0401 | 00 | 2001-07-10 | N. A. | N. A. | N. A. | F0401 | TMF-EF | IU/4 | Class A | FINISHED GOODS | UMEX™ | STRAIGHT ROD, KNURLED | DIA. 2.5MM, LENGTH 200MM | 17 | No | Yes |  | No | N. A. | No | N. A. | No | Yes | No | No | M. L.: MFG/MD/2022/63252 |  | 2 | ADLER PRODUCTS\UMEX SYSTEM\UMEX RODS | 0 | VL number changed to ML number | N | Instrument set for external fixation system |  | No | No | Yes | No | Yes | N. A.
F0401 | F0401.2525 | UMEX STRAIGHT ROD, KNURLED, DIA. 2.5MM, LENGTH 250MM |  | F0401.0000 | 02 | 2014-09-12 | N. A. | N. A. | N. A. | QPF/F0401 | 01 | 2009-03-15 | N. A. | N. A. | N. A. | PS/F0401 | 00 | 2001-07-10 | N. A. | N. A. | N. A. | F0401 | TMF-EF | IU/4 | Class A | FINISHED GOODS | UMEX™ | STRAIGHT ROD, KNURLED | DIA. 2.5MM, LENGTH 250MM | 17 | No | Yes |  | No | N. A. | No | N. A. | No | Yes | No | No | M. L.: MFG/MD/2022/63252 |  | 2 | ADLER PRODUCTS\UMEX SYSTEM\UMEX RODS | 0 | VL number changed to ML number | N | Instrument set for external fixation system |  | No | No | Yes | No | Yes | N. A.
F0401 | F0401.2540 | UMEX STRAIGHT ROD, KNURLED, DIA. 2.5MM, LENGTH 400MM |  | F0401.0000 | 02 | 2014-09-12 | N. A. | N. A. | N. A. | QPF/F0401 | 01 | 2009-03-15 | N. A. | N. A. | N. A. | PS/F0401 | 00 | 2001-07-10 | N. A. | N. A. | N. A. | F0401 | TMF-EF | IU/4 | Class A | FINISHED GOODS | UMEX™ | STRAIGHT ROD, KNURLED | DIA. 2.5MM, LENGTH 400MM | 17 | No | Yes |  | No | N. A. | No | N. A. | No | Yes | No | No | M. L.: MFG/MD/2022/63252 |  | 2 | ADLER PRODUCTS\UMEX SYSTEM\UMEX RODS | 0.0291 | VL number changed to ML number | Y | Instrument set for external fixation system |  | No | No | Yes | No | Yes | N. A.
F0401 | F0401.3000 | STRAIGHT ROD, KNURLED, SEMIFINISHED BLANK, DIA. 3MM |  | F0401.0000 | 02 | 2014-09-12 | N. A. | N. A. | N. A. | N. A. | N. A. | N. A. | N. A. | N. A. | N. A. | PS/F0401S1 | 00 | 2001-07-10 | N. A. | N. A. | N. A. | F0401 | TF-IN | IU/5 | N. A. | SEMIFINISHED GOODS | N. A. | N. A. | N. A. | N. A. | N. A. | N. A. |  | N. A. | N. A. | N. A. | N. A. | N. A. | N. A. | N. A. | N. A. | N. A. | N. A. | 1 | SUB COMPONENTS | NA | Added new products as per the requirement of Production Department | N | SUB COMPONENTS |  | No | No | N. A. | N. A. | N. A. | N. A.
F0401 | F0401.3007 | UMEX STRAIGHT ROD, KNURLED, DIA. 3MM, LENGTH 75MM |  | F0401.0000 | 02 | 2014-09-12 | N. A. | N. A. | N. A. | QPF/F0401 | 01 | 2009-03-15 | N. A. | N. A. | N. A. | PS/F0401 | 00 | 2001-07-10 | N. A. | N. A. | N. A. | F0401 | TMF-EF | IU/4 | Class A | FINISHED GOODS | UMEX™ | STRAIGHT ROD, KNURLED | DIA. 3MM, LENGTH 75MM | 17 | No | Yes |  | No | N. A. | No | N. A. | No | Yes | No | No | M. L.: MFG/MD/2022/63252 |  | 2 | ADLER PRODUCTS\UMEX SYSTEM\UMEX RODS | 0 | VL number changed to ML number | N | Instrument set for external fixation system |  | No | No | Yes | No | Yes | N. A.
F0401 | F0401.3010 | UMEX STRAIGHT ROD, KNURLED, DIA. 3MM, LENGTH 100MM |  | F0401.0000 | 02 | 2014-09-12 | N. A. | N. A. | N. A. | QPF/F0401 | 01 | 2009-03-15 | N. A. | N. A. | N. A. | PS/F0401 | 00 | 2001-07-10 | N. A. | N. A. | N. A. | F0401 | TMF-EF | IU/4 | Class A | FINISHED GOODS | UMEX™ | STRAIGHT ROD, KNURLED | DIA. 3MM, LENGTH 100MM | 17 | No | Yes |  | No | N. A. | No | N. A. | No | Yes | No | No | M. L.: MFG/MD/2022/63252 |  | 2 | ADLER PRODUCTS\UMEX SYSTEM\UMEX RODS | 0 | VL number changed to ML number | N | Instrument set for external fixation system |  | No | No | Yes | No | Yes | N. A.
F0401 | F0401.3015 | UMEX STRAIGHT ROD, KNURLED, DIA. 3MM, LENGTH 150MM |  | F0401.0000 | 02 | 2014-09-12 | N. A. | N. A. | N. A. | QPF/F0401 | 01 | 2009-03-15 | N. A. | N. A. | N. A. | PS/F0401 | 00 | 2001-07-10 | N. A. | N. A. | N. A. | F0401 | TMF-EF | IU/4 | Class A | FINISHED GOODS | UMEX™ | STRAIGHT ROD, KNURLED | DIA. 3MM, LENGTH 150MM | 17 | No | Yes |  | No | N. A. | No | N. A. | No | Yes | No | No | M. L.: MFG/MD/2022/63252 |  | 2 | ADLER PRODUCTS\UMEX SYSTEM\UMEX RODS | 0 | VL number changed to ML number | N | Instrument set for external fixation system |  | No | No | Yes | No | Yes | N. A.
F0401 | F0401.3020 | UMEX STRAIGHT ROD, KNURLED, DIA. 3MM, LENGTH 200MM |  | F0401.0000 | 02 | 2014-09-12 | N. A. | N. A. | N. A. | QPF/F0401 | 01 | 2009-03-15 | N. A. | N. A. | N. A. | PS/F0401 | 00 | 2001-07-10 | N. A. | N. A. | N. A. | F0401 | TMF-EF | IU/4 | Class A | FINISHED GOODS | UMEX™ | STRAIGHT ROD, KNURLED | DIA. 3MM, LENGTH 200MM | 17 | No | Yes |  | No | N. A. | No | N. A. | No | Yes | No | No | M. L.: MFG/MD/2022/63252 |  | 2 | ADLER PRODUCTS\UMEX SYSTEM\UMEX RODS | 0.0211 | VL number changed to ML number | N | Instrument set for external fixation system |  | No | No | Yes | No | Yes | N. A.
F0401 | F0401.3025 | UMEX STRAIGHT ROD, KNURLED, DIA. 3MM, LENGTH 250MM |  | F0401.0000 | 02 | 2014-09-12 | N. A. | N. A. | N. A. | QPF/F0401 | 01 | 2009-03-15 | N. A. | N. A. | N. A. | PS/F0401 | 00 | 2001-07-10 | N. A. | N. A. | N. A. | F0401 | TMF-EF | IU/4 | Class A | FINISHED GOODS | UMEX™ | STRAIGHT ROD, KNURLED | DIA. 3MM, LENGTH 250MM | 17 | No | Yes |  | No | N. A. | No | N. A. | No | Yes | No | No | M. L.: MFG/MD/2022/63252 |  | 2 | ADLER PRODUCTS\UMEX SYSTEM\UMEX RODS | 0.0263 | VL number changed to ML number | N | Instrument set for external fixation system |  | No | No | Yes | No | Yes | N. A.
F0401 | F0401.3030 | UMEX STRAIGHT ROD, KNURLED, DIA. 3MM, LENGTH 300MM |  | F0401.0000 | 02 | 2014-09-12 | N. A. | N. A. | N. A. | QPF/F0401 | 01 | 2009-03-15 | N. A. | N. A. | N. A. | PS/F0401 | 00 | 2001-07-10 | N. A. | N. A. | N. A. | F0401 | TMF-EF | IU/4 | Class A | FINISHED GOODS | UMEX™ | STRAIGHT ROD, KNURLED | DIA. 3MM, LENGTH 300MM | 17 | No | Yes |  | No | N. A. | No | N. A. | No | Yes | No | No | M. L.: MFG/MD/2022/63252 |  | 2 | ADLER PRODUCTS\UMEX SYSTEM\UMEX RODS | 0.0311 | VL number changed to ML number | N | Instrument set for external fixation system |  | No | No | Yes | No | Yes | N. A.
F0401 | F0401.4000 | STRAIGHT ROD, KNURLED, SEMIFINISHED BLANK, DIA. 4MM |  | F0401.0000 | 02 | 2014-09-12 | N. A. | N. A. | N. A. | N. A. | N. A. | N. A. | N. A. | N. A. | N. A. | PS/F0401S1 | 00 | 2001-07-10 | N. A. | N. A. | N. A. | F0401 | TF-IN | IU/5 | N. A. | SEMIFINISHED GOODS | N. A. | N. A. | N. A. | N. A. | N. A. | N. A. |  | N. A. | N. A. | N. A. | N. A. | N. A. | N. A. | N. A. | N. A. | N. A. | N. A. | 1 | SUB COMPONENTS | NA | Added new products as per the requirement of Production Department | N | SUB COMPONENTS |  | No | No | N. A. | N. A. | N. A. | N. A.
F0401 | F0401.4010 | UMEX STRAIGHT ROD, KNURLED, DIA. 4MM, LENGTH 100MM |  | F0401.0000 | 02 | 2014-09-12 | N. A. | N. A. | N. A. | QPF/F0401 | 01 | 2009-03-15 | N. A. | N. A. | N. A. | PS/F0401 | 00 | 2001-07-10 | N. A. | N. A. | N. A. | F0401 | TMF-EF | IU/4 | Class A | FINISHED GOODS | UMEX™ | STRAIGHT ROD, KNURLED | DIA. 4MM, LENGTH 100MM | 17 | No | Yes |  | No | N. A. | No | N. A. | No | Yes | No | No | M. L.: MFG/MD/2022/63252 |  | 2 | ADLER PRODUCTS\UMEX SYSTEM\UMEX RODS | 0.0185 | VL number changed to ML number | N | Instrument set for external fixation system |  | No | No | Yes | No | Yes | N. A.
F0401 | F0401.4015 | UMEX STRAIGHT ROD, KNURLED, DIA. 4MM, LENGTH 150MM |  | F0401.0000 | 02 | 2014-09-12 | N. A. | N. A. | N. A. | QPF/F0401 | 01 | 2009-03-15 | N. A. | N. A. | N. A. | PS/F0401 | 00 | 2001-07-10 | N. A. | N. A. | N. A. | F0401 | TMF-EF | IU/4 | Class A | FINISHED GOODS | UMEX™ | STRAIGHT ROD, KNURLED | DIA. 4MM, LENGTH 150MM | 17 | No | Yes |  | No | N. A. | No | N. A. | No | Yes | No | No | M. L.: MFG/MD/2022/63252 |  | 2 | ADLER PRODUCTS\UMEX SYSTEM\UMEX RODS | 0.028 | VL number changed to ML number | N | Instrument set for external fixation system |  | No | No | Yes | No | Yes | N. A.
F0401 | F0401.4020 | UMEX STRAIGHT ROD, KNURLED, DIA. 4MM, LENGTH 200MM |  | F0401.0000 | 02 | 2014-09-12 | N. A. | N. A. | N. A. | QPF/F0401 | 01 | 2009-03-15 | N. A. | N. A. | N. A. | PS/F0401 | 00 | 2001-07-10 | N. A. | N. A. | N. A. | F0401 | TMF-EF | IU/4 | Class A | FINISHED GOODS | UMEX™ | STRAIGHT ROD, KNURLED | DIA. 4MM, LENGTH 200MM | 17 | No | Yes |  | No | N. A. | No | N. A. | No | Yes | No | No | M. L.: MFG/MD/2022/63252 |  | 2 | ADLER PRODUCTS\UMEX SYSTEM\UMEX RODS | 0.0375 | VL number changed to ML number | N | Instrument set for external fixation system |  | No | No | Yes | No | Yes | N. A.
F0401 | F0401.4025 | UMEX STRAIGHT ROD, KNURLED, DIA. 4MM, LENGTH 250MM |  | F0401.0000 | 02 | 2014-09-12 | N. A. | N. A. | N. A. | QPF/F0401 | 01 | 2009-03-15 | N. A. | N. A. | N. A. | PS/F0401 | 00 | 2001-07-10 | N. A. | N. A. | N. A. | F0401 | TMF-EF | IU/4 | Class A | FINISHED GOODS | UMEX™ | STRAIGHT ROD, KNURLED | DIA. 4MM, LENGTH 250MM | 17 | No | Yes |  | No | N. A. | No | N. A. | No | Yes | No | No | M. L.: MFG/MD/2022/63252 |  | 2 | ADLER PRODUCTS\UMEX SYSTEM\UMEX RODS | 0 | VL number changed to ML number | N | Instrument set for external fixation system |  | No | No | Yes | No | Yes | N. A.
F0401 | F0401.4030 | UMEX STRAIGHT ROD, KNURLED, DIA. 4MM, LENGTH 300MM |  | F0401.0000 | 02 | 2014-09-12 | N. A. | N. A. | N. A. | QPF/F0401 | 01 | 2009-03-15 | N. A. | N. A. | N. A. | PS/F0401 | 00 | 2001-07-10 | N. A. | N. A. | N. A. | F0401 | TMF-EF | IU/4 | Class A | FINISHED GOODS | UMEX™ | STRAIGHT ROD, KNURLED | DIA. 4MM, LENGTH 300MM | 17 | No | Yes |  | No | N. A. | No | N. A. | No | Yes | No | No | M. L.: MFG/MD/2022/63252 |  | 2 | ADLER PRODUCTS\UMEX SYSTEM\UMEX RODS | 0 | VL number changed to ML number | N | Instrument set for external fixation system |  | No | No | Yes | No | Yes | N. A.
F0401 | F0401.4035 | UMEX STRAIGHT ROD, KNURLED, DIA. 4MM, LENGTH 350MM |  | F0401.0000 | 02 | 2014-09-12 | N. A. | N. A. | N. A. | QPF/F0401 | 01 | 2009-03-15 | N. A. | N. A. | N. A. | PS/F0401 | 00 | 2001-07-10 | N. A. | N. A. | N. A. | F0401 | TMF-EF | IU/4 | Class A | FINISHED GOODS | UMEX™ | STRAIGHT ROD, KNURLED | DIA. 4MM, LENGTH 350MM | 17 | No | Yes |  | No | N. A. | No | N. A. | No | Yes | No | No | M. L.: MFG/MD/2022/63252 |  | 2 | ADLER PRODUCTS\UMEX SYSTEM\UMEX RODS | 0.0657 | VL number changed to ML number | N | Instrument set for external fixation system |  | No | No | Yes | No | Yes | N. A.
F0401 | F0401.4040 | UMEX STRAIGHT ROD, KNURLED, DIA. 4MM, LENGTH 400MM |  | F0401.0000 | 02 | 2014-09-12 | N. A. | N. A. | N. A. | QPF/F0401 | 01 | 2009-03-15 | N. A. | N. A. | N. A. | PS/F0401 | 00 | 2001-07-10 | N. A. | N. A. | N. A. | F0401 | TMF-EF | IU/4 | Class A | FINISHED GOODS | UMEX™ | STRAIGHT ROD, KNURLED | DIA. 4MM, LENGTH 400MM | 17 | No | Yes |  | No | N. A. | No | N. A. | No | Yes | No | No | M. L.: MFG/MD/2022/63252 |  | 2 | ADLER PRODUCTS\UMEX SYSTEM\UMEX RODS | 0.075 | VL number changed to ML number | Y | Instrument set for external fixation system |  | No | No | Yes | No | Yes | N. A.
F0401 | F0401.4045 | UMEX STRAIGHT ROD, KNURLED, DIA. 4MM, LENGTH 450MM |  | F0401.0000 | 02 | 2014-09-12 | N. A. | N. A. | N. A. | QPF/F0401 | 01 | 2009-03-15 | N. A. | N. A. | N. A. | PS/F0401 | 00 | 2001-07-10 | N. A. | N. A. | N. A. | F0401 | TMF-EF | IU/4 | Class A | FINISHED GOODS | UMEX™ | STRAIGHT ROD, KNURLED | DIA. 4MM, LENGTH 450MM | 17 | No | Yes |  | No | N. A. | No | N. A. | No | Yes | No | No | M. L.: MFG/MD/2022/63252 |  | 2 | ADLER PRODUCTS\UMEX SYSTEM\UMEX RODS | 0 | VL number changed to ML number | N | Instrument set for external fixation system |  | No | No | Yes | No | Yes | N. A.
F0402 | F0402.2501 | UMEX SMALL 'L' ROD, KNURLED, DIA. 2.5MM |  | F0402.0000 | 02 | 2014-09-12 | N. A. | N. A. | N. A. | QPF/F0402 | 01 | 2009-03-15 | N. A. | N. A. | N. A. | PS/F0402 | 00 | 2001-07-10 | N. A. | N. A. | N. A. | 113 | TMF-EF | IU/4 | Class A | FINISHED GOODS | UMEX™ | SMALL 'L' ROD | KNURLED, DIA. 2.5MM | 17 | No | Yes |  | No | N. A. | No | N. A. | No | Yes | No | No | M. L.: MFG/MD/2022/63252 |  | 2 | ADLER PRODUCTS\UMEX SYSTEM\UMEX RODS | 0.0066 | VL number changed to ML number | N | Instrument set for external fixation system |  | No | No | Yes | No | Yes | N. A.
F0402 | F0402.2502 | UMEX LARGE 'L' ROD, KNURLED, DIA. 2.5MM |  | F0402.0000 | 02 | 2014-09-12 | N. A. | N. A. | N. A. | QPF/F0402 | 01 | 2009-03-15 | N. A. | N. A. | N. A. | PS/F0402 | 00 | 2001-07-10 | N. A. | N. A. | N. A. | 113 | TMF-EF | IU/4 | Class A | FINISHED GOODS | UMEX™ | LARGE 'L' ROD | KNURLED, DIA. 2.5MM | 17 | No | Yes |  | No | N. A. | No | N. A. | No | Yes | No | No | M. L.: MFG/MD/2022/63252 |  | 2 | ADLER PRODUCTS\UMEX SYSTEM\UMEX RODS | 0.0086 | VL number changed to ML number | N | Instrument set for external fixation system |  | No | No | Yes | No | Yes | N. A.
F0402 | F0402.3001 | UMEX SMALL 'L' ROD, KNURLED, DIA. 3.0MM |  | F0402.0000 | 02 | 2014-09-12 | N. A. | N. A. | N. A. | QPF/F0402 | 01 | 2009-03-15 | N. A. | N. A. | N. A. | PS/F0402 | 00 | 2001-07-10 | N. A. | N. A. | N. A. | 113 | TMF-EF | IU/4 | Class A | FINISHED GOODS | UMEX™ | SMALL 'L' ROD, KNURLED | DIA. 3.0MM | 17 | No | Yes |  | No | N. A. | No | N. A. | No | Yes | No | No | M. L.: MFG/MD/2022/63252 |  | 2 | ADLER PRODUCTS\UMEX SYSTEM\UMEX RODS | 0.0116 | VL number changed to ML number | N | Instrument set for external fixation system |  | No | No | Yes | No | Yes | N. A.
F0402 | F0402.3002 | UMEX LARGE 'L' ROD, KNURLED, DIA. 3.0MM |  | F0402.0000 | 02 | 2014-09-12 | N. A. | N. A. | N. A. | QPF/F0402 | 01 | 2009-03-15 | N. A. | N. A. | N. A. | PS/F0402 | 00 | 2001-07-10 | N. A. | N. A. | N. A. | 113 | TMF-EF | IU/4 | Class A | FINISHED GOODS | UMEX™ | LARGE 'L' ROD | KNURLED, DIA. 3.0MM | 17 | No | Yes |  | No | N. A. | No | N. A. | No | Yes | No | No | M. L.: MFG/MD/2022/63252 |  | 2 | ADLER PRODUCTS\UMEX SYSTEM\UMEX RODS | 0 | VL number changed to ML number | N | Instrument set for external fixation system |  | No | No | Yes | No | Yes | N. A.
F0402 | F0402.4001 | UMEX SMALL 'L' ROD, KNURLED, DIA. 4.0MM |  | F0402.0000 | 02 | 2014-09-12 | N. A. | N. A. | N. A. | QPF/F0402 | 01 | 2009-03-15 | N. A. | N. A. | N. A. | PS/F0402 | 00 | 2001-07-10 | N. A. | N. A. | N. A. | 113 | TMF-EF | IU/4 | Class A | FINISHED GOODS | UMEX™ | SMALL 'L' ROD | KNURLED, DIA. 4.0MM | 17 | No | Yes |  | No | N. A. | No | N. A. | No | Yes | No | No | M. L.: MFG/MD/2022/63252 |  | 2 | ADLER PRODUCTS\UMEX SYSTEM\UMEX RODS | 0.029 | VL number changed to ML number | N | Instrument set for external fixation system |  | No | No | Yes | No | Yes | N. A.
F0402 | F0402.4002 | UMEX LARGE 'L' ROD, KNURLED, DIA. 4.0MM |  | F0402.0000 | 02 | 2014-09-12 | N. A. | N. A. | N. A. | QPF/F0402 | 01 | 2009-03-15 | N. A. | N. A. | N. A. | PS/F0402 | 00 | 2001-07-10 | N. A. | N. A. | N. A. | 113 | TMF-EF | IU/4 | Class A | FINISHED GOODS | UMEX™ | LARGE 'L' ROD | KNURLED, DIA. 4.0MM | 17 | No | Yes |  | No | N. A. | No | N. A. | No | Yes | No | No | M. L.: MFG/MD/2022/63252 |  | 2 | ADLER PRODUCTS\UMEX SYSTEM\UMEX RODS | 0.0338 | VL number changed to ML number | N | Instrument set for external fixation system |  | No | No | Yes | No | Yes | N. A.
F0403 | F0403.2503 | UMEX 'Z' ROD, KNURLED, DIA. 2.5MM |  | F0403.0000 | 02 | 2014-09-12 | N. A. | N. A. | N. A. | QPF/F0403 | 01 | 2009-03-15 | N. A. | N. A. | N. A. | PS/F0403 | 00 | 2001-07-10 | N. A. | N. A. | N. A. | 114 | TMF-EF | IU/4 | Class A | FINISHED GOODS | UMEX™ | 'Z' ROD | KNURLED, DIA. 2.5MM | 17 | No | Yes |  | No | N. A. | No | N. A. | No | Yes | No | No | M. L.: MFG/MD/2022/63252 |  | 2 | ADLER PRODUCTS\UMEX SYSTEM\UMEX RODS | 0.0124 | VL number changed to ML number | N | Instrument set for external fixation system |  | No | No | Yes | No | Yes | N. A.
F0403 | F0403.3003 | UMEX 'Z' ROD, KNURLED, DIA. 3.0MM |  | F0403.0000 | 02 | 2014-09-12 | N. A. | N. A. | N. A. | QPF/F0403 | 01 | 2009-03-15 | N. A. | N. A. | N. A. | PS/F0403 | 00 | 2001-07-10 | N. A. | N. A. | N. A. | 114 | TMF-EF | IU/4 | Class A | FINISHED GOODS | UMEX™ | 'Z' ROD | KNURLED, DIA. 3.0MM | 17 | No | Yes |  | No | N. A. | No | N. A. | No | Yes | No | No | M. L.: MFG/MD/2022/63252 |  | 2 | ADLER PRODUCTS\UMEX SYSTEM\UMEX RODS | 0.0229 | VL number changed to ML number | N | Instrument set for external fixation system |  | No | No | Yes | No | Yes | N. A.
F0403 | F0403.4003 | UMEX 'Z' ROD, KNURLED, DIA. 4.0MM |  | F0403.0000 | 02 | 2014-09-12 | N. A. | N. A. | N. A. | QPF/F0403 | 01 | 2009-03-15 | N. A. | N. A. | N. A. | PS/F0403 | 00 | 2001-07-10 | N. A. | N. A. | N. A. | 114 | TMF-EF | IU/4 | Class A | FINISHED GOODS | UMEX™ | 'Z' ROD | KNURLED, DIA. 4.0MM | 17 | No | Yes |  | No | N. A. | No | N. A. | No | Yes | No | No | M. L.: MFG/MD/2022/63252 |  | 2 | ADLER PRODUCTS\UMEX SYSTEM\UMEX RODS | 0.051 | VL number changed to ML number | N | Instrument set for external fixation system |  | No | No | Yes | No | Yes | N. A.
606/1 | F0404.4000 | THREADED ROD M4X0.7MM PITCH |  | N. A. | 02 | 2014-09-12 | N. A. | N. A. | N. A. | N. A. | N. A. | N. A. | N. A. | N. A. | N. A. | PS/606/1 | 00 | 2001-07-10 | N. A. | N. A. | N. A. | 115 | TMF-EF | IU/4 | Class A | FINISHED GOODS | ADLER™ | THREADED ROD | M4X0.7MM PITCH | 17 | No | Yes |  | No | N. A. | No | N. A. | No | Yes | No | No | M. L.: MFG/MD/2022/63252 |  | 1 | ADLER PRODUCTS\UMEX SYSTEM\UMEX RODS | 0 | VL number changed to ML number | N | Instrument set for external fixation system |  | No | No | Yes | No | Yes | N. A.
F0406 | F0406.0406 | UMEX M4 ROD, RIGHT THREADED, LENGTH 60MM |  | F0406.0400 | 02 | 2014-09-12 | N. A. | N. A. | N. A. | QPF/F0406 | 01 | 2009-03-15 | N. A. | N. A. | N. A. | PS/F0406 | 00 | 2001-07-10 | N. A. | N. A. | N. A. | F0406 | TMF-EF | IU/4 | Class A | FINISHED GOODS | UMEX™ | M4 ROD | RIGHT THREADED, LENGTH 60MM | 17 | No | Yes |  | No | N. A. | No | N. A. | No | Yes | No | No | M. L.: MFG/MD/2022/63252 |  | 2 | ADLER PRODUCTS\UMEX SYSTEM\UMEX DC SYSTEM | 0 | VL number changed to ML number | N | Instrument set for external fixation system |  | No | No | Yes | No | Yes | N. A.
F0406 | F0406.0407 | DISTRACTION ROD FOR DISTRACTION COMPRESSION ASSLY. DISTRACTION 25MM RIGHT HAND THREADED LENGTH 70 |  | F0406.0400 | 02 | 2014-09-12 | N. A. | N. A. | N. A. | QPF/F0406 | 01 | 2009-03-15 | N. A. | N. A. | N. A. | PS/F0406 | 00 | 2001-07-10 | N. A. | N. A. | N. A. | F0406 | TMF-EF | IU/4 | Class A | FINISHED GOODS | ADLER™ | DISTRACTION ROD FOR DISTRACTION COMPRESSION ASSLY. | DISTRACTION 25MM RIGHT HAND THREADED LENGTH 70 | 17 | No | Yes |  | No | N. A. | No | N. A. | No | Yes | No | No | M. L.: MFG/MD/2022/63252 |  | 1 | ADLER PRODUCTS\UMEX SYSTEM\UMEX DC SYSTEM | 0 | VL number changed to ML number | N | Instrument set for Bone Screws & Plates |  | No | No | Yes | No | Yes | N. A.
F0406 | F0406.0408 | UMEX M4 ROD, RIGHT THREADED, LENGTH 80MM |  | F0406.0400 | 02 | 2014-09-12 | N. A. | N. A. | N. A. | QPF/F0406 | 01 | 2009-03-15 | N. A. | N. A. | N. A. | PS/F0406 | 00 | 2001-07-10 | N. A. | N. A. | N. A. | F0406 | TMF-EF | IU/4 | Class A | FINISHED GOODS | UMEX™ | M4 ROD | RIGHT THREADED, LENGTH 80MM | 17 | No | Yes |  | No | N. A. | No | N. A. | No | Yes | No | No | M. L.: MFG/MD/2022/63252 |  | 2 | ADLER PRODUCTS\UMEX SYSTEM\UMEX DC SYSTEM | 0 | VL number changed to ML number | N | Instrument set for external fixation system |  | No | No | Yes | No | Yes | N. A.
F0406 | F0406.0409 | Distraction Rod for Distraction Compression Assly. Distraction 25MM Right Hand Threaded Length 90 |  | F0406.0400 | 02 | 2014-09-12 | N. A. | N. A. | N. A. | QPF/F0406 | 01 | 2009-03-15 | N. A. | N. A. | N. A. | PS/F0406 | 00 | 2001-07-10 | N. A. | N. A. | N. A. | F0406 | TMF-1 | IU/4 | Class A | FINISHED GOODS | ADLER™ | DISTRACTION ROD FOR ASSLY. | DISTRACTION 25MM RIGHT HAND THREADED LENGTH 90 | 17 | No | Yes |  | No | N. A. | No | N. A. | No | Yes | No | No | M. L.: MFG/MD/2022/63252 |  | 1 | ADLER PRODUCTS\UMEX SYSTEM\UMEX DC SYSTEM | 0 | VL number changed to ML number | N | Instrument set for Bone Screws & Plates |  | No | No | Yes | No | Yes | N. A.
F0406 | F0406.0410 | UMEX M4 ROD, RIGHT THREADED, LENGTH 100MM |  | F0406.0400 | 02 | 2014-09-12 | N. A. | N. A. | N. A. | QPF/F0406 | 01 | 2009-03-15 | N. A. | N. A. | N. A. | PS/F0406 | 00 | 2001-07-10 | N. A. | N. A. | N. A. | F0406 | TMF-EF | IU/4 | Class A | FINISHED GOODS | UMEX™ | M4 ROD | RIGHT THREADED, LENGTH 100MM | 17 | No | Yes |  | No | N. A. | No | N. A. | No | Yes | No | No | M. L.: MFG/MD/2022/63252 |  | 2 | ADLER PRODUCTS\UMEX SYSTEM\UMEX DC SYSTEM | 0 | VL number changed to ML number | N | Instrument set for external fixation system |  | No | No | Yes | No | Yes | N. A.
F0406 | F0406.0415 | UMEX M4 ROD, RIGHT THREADED, LENGTH 150MM |  | F0406.0400 | 02 | 2014-09-12 | N. A. | N. A. | N. A. | QPF/F0406 | 01 | 2009-03-15 | N. A. | N. A. | N. A. | PS/F0406 | 00 | 2001-07-10 | N. A. | N. A. | N. A. | F0406 | TMF-EF | IU/4 | Class A | FINISHED GOODS | UMEX™ | M4 ROD | RIGHT THREADED, LENGTH 150MM | 17 | No | Yes |  | No | N. A. | No | N. A. | No | Yes | No | No | M. L.: MFG/MD/2022/63252 |  | 2 | ADLER PRODUCTS\UMEX SYSTEM\UMEX DC SYSTEM | 0 | VL number changed to ML number | N | Instrument set for external fixation system |  | No | No | Yes | No | Yes | N. A.
F0406 | F0407.0406 | UMEX M4 ROD, LEFT THREADED, LENGTH 60MM |  | F0407.0400 | 02 | 2014-09-12 | N. A. | N. A. | N. A. | QPF/F0406 | 01 | 2009-03-15 | N. A. | N. A. | N. A. | PS/F0406 | 00 | 2001-07-10 | N. A. | N. A. | N. A. | F0406 | TMF-EF | IU/4 | Class A | FINISHED GOODS | UMEX™ | M4 ROD | LEFT THREADED, LENGTH 60MM | 17 | No | Yes |  | No | N. A. | No | N. A. | No | Yes | No | No | M. L.: MFG/MD/2022/63252 |  | 2 | ADLER PRODUCTS\UMEX SYSTEM\UMEX DC SYSTEM | 0 | VL number changed to ML number | N | Instrument set for external fixation system |  | No | No | Yes | No | Yes | N. A.
F0406 | F0407.0407 | Distraction Rod for Distraction Compression Assly. Distraction 25MM LEFT HAND Threaded Length 70 |  | F0407.0400 | 02 | 2014-09-12 | N. A. | N. A. | N. A. | QPF/F0406 | 01 | 2009-03-15 | N. A. | N. A. | N. A. | PS/F0406 | 00 | 2001-07-10 | N. A. | N. A. | N. A. | F0406 | TMF-1 | IU/4 | Class A | FINISHED GOODS | ADLER™ | DISTRACTION ROD FOR ASSLY. | DISTRACTION 25MM LEFT HAND THREADED LENGTH 70 | 17 | No | Yes |  | No | N. A. | No | N. A. | No | Yes | No | No | M. L.: MFG/MD/2022/63252 |  | 1 | ADLER PRODUCTS\UMEX SYSTEM\UMEX DC SYSTEM | 0 | VL number changed to ML number | N | Instrument set for Bone Screws & Plates |  | No | No | Yes | No | Yes | N. A.
F0406 | F0407.0408 | UMEX M4 ROD, LEFT THREADED, LENGTH 80MM |  | F0407.0400 | 02 | 2014-09-12 | N. A. | N. A. | N. A. | QPF/F0406 | 01 | 2009-03-15 | N. A. | N. A. | N. A. | PS/F0406 | 00 | 2001-07-10 | N. A. | N. A. | N. A. | F0406 | TMF-EF | IU/4 | Class A | FINISHED GOODS | UMEX™ | M4 ROD | LEFT THREADED, LENGTH 80MM | 17 | No | Yes |  | No | N. A. | No | N. A. | No | Yes | No | No | M. L.: MFG/MD/2022/63252 |  | 2 | ADLER PRODUCTS\UMEX SYSTEM\UMEX DC SYSTEM | 0 | VL number changed to ML number | N | Instrument set for external fixation system |  | No | No | Yes | No | Yes | N. A.
F0406 | F0407.0409 | DISTRACTION ROD FOR DISTRACTION COMPRESSION ASSLY. DISTRACTION 25MM LEFT HAND THREADED LENGTH 90 |  | F0407.0400 | 02 | 2014-09-12 | N. A. | N. A. | N. A. | QPF/F0406 | 01 | 2009-03-15 | N. A. | N. A. | N. A. | PS/F0406 | 00 | 2001-07-10 | N. A. | N. A. | N. A. | F0406 | TMF-EF | IU/4 | Class A | FINISHED GOODS | ADLER™ | DISTRACTION ROD FOR DISTRACTION COMPRESSION ASSLY. | DISTRACTION 25MM LEFT HAND THREADED LENGTH 90 | 17 | No | Yes |  | No | N. A. | No | N. A. | No | Yes | No | No | M. L.: MFG/MD/2022/63252 |  | 1 | ADLER PRODUCTS\UMEX SYSTEM\UMEX DC SYSTEM | 0 | VL number changed to ML number | N | Instrument set for Bone Screws & Plates |  | No | No | Yes | No | Yes | N. A.
F0406 | F0407.0410 | UMEX M4 ROD, LEFT THREADED, LENGTH 100MM |  | F0407.0400 | 02 | 2014-09-12 | N. A. | N. A. | N. A. | QPF/F0406 | 01 | 2009-03-15 | N. A. | N. A. | N. A. | PS/F0406 | 00 | 2001-07-10 | N. A. | N. A. | N. A. | F0406 | TMF-EF | IU/4 | Class A | FINISHED GOODS | UMEX™ | M4 ROD | LEFT THREADED, LENGTH 100MM | 17 | No | Yes |  | No | N. A. | No | N. A. | No | Yes | No | No | M. L.: MFG/MD/2022/63252 |  | 2 | ADLER PRODUCTS\UMEX SYSTEM\UMEX DC SYSTEM | 0 | VL number changed to ML number | N | Instrument set for external fixation system |  | No | No | Yes | No | Yes | N. A.
F0406 | F0407.0415 | UMEX M4 ROD, LEFT THREADED, LENGTH 150MM |  | F0407.0400 | 02 | 2014-09-12 | N. A. | N. A. | N. A. | QPF/F0406 | 01 | 2009-03-15 | N. A. | N. A. | N. A. | PS/F0406 | 00 | 2001-07-10 | N. A. | N. A. | N. A. | F0406 | TMF-EF | IU/4 | Class A | FINISHED GOODS | UMEX™ | M4 ROD | LEFT THREADED, LENGTH 150MM | 17 | No | Yes |  | No | N. A. | No | N. A. | No | Yes | No | No | M. L.: MFG/MD/2022/63252 |  | 2 | ADLER PRODUCTS\UMEX SYSTEM\UMEX DC SYSTEM | 0 | VL number changed to ML number | N | Instrument set for external fixation system |  | No | No | Yes | No | Yes | N. A.
580 | F0503.40 | UMEX HEX. LOCK NUT M4 |  | F0503.40 | #N/A | #N/A | N. A. | N. A. | N. A. | QPF/580 | #N/A | #N/A | #N/A | #N/A | #N/A | PS/580 | #N/A | #N/A | #N/A | #N/A | #N/A | 109 | TMF-EF | IU/4 | Class A | FINISHED GOODS | UMEX™ | HEX. LOCK NUT M4 |  | 17 | No | Yes |  | No | N. A. | No | N. A. | No | Yes | No | No | M. L.: MFG/MD/2022/63252 |  | 2 | ADLER PRODUCTS\UMEX SYSTEM\UMEX OTHER COMPONENTS | 0.0034 | VL number changed to ML number | Y | Instrument set for external fixation system |  | No | No | Yes | No | Yes | N. A.
F0601 | F0601.01 | UMEX MINI TRACTION BOW (FULL STIRRUP) |  | F0601.01 | #N/A | #N/A | N. A. | N. A. | N. A. | QPF/F0601.01 | #N/A | #N/A | #N/A | #N/A | #N/A | PS/634 | #N/A | #N/A | #N/A | #N/A | #N/A | F0601 | TMF-EF | IU/4 | Class A | FINISHED GOODS | UMEX™ | MINI TRACTION BOW | FULL STIRRUP | 17 | No | Yes |  | No | N. A. | No | N. A. | No | Yes | No | No | M. L.: MFG/MD/2022/63252 |  | 1 | ADLER PRODUCTS\UMEX SYSTEM\UMEX OTHER COMPONENTS | 0 | VL number changed to ML number | Y | Instrument set for external fixation system |  | No | No | Yes | No | Yes | N. A.
F0601 | F0601.01.01 | WASHER FOR F0601.01 & F0601.02 |  | F0601.01.01 | N. A. | N. A. | N. A. | N. A. | N. A. | N. A. | N. A. | N. A. | N. A. | N. A. | N. A. | PS/634/1 | 00 | 1998-12-31 | N. A. | 2019-11-16 | 44880 | F0601 | TMF-1 | IU/4 | N. A. | SEMIFINISHED GOODS | N. A. | N. A. | N. A. | N. A. | N. A. | N. A. |  | N. A. | N. A. | N. A. | N. A. | N. A. | N. A. | N. A. | N. A. | N. A. | N. A. | 1 | SUB COMPONENTS | 0 | Added new code number | N | SUB COMPONENTS |  | No | No | N. A. | N. A. | N. A. | N. A.
F0601 | F0601.02 | UMEX MINI TRACTION BOW (HALF STIRRUP) |  | F0601.02 | N. A. | N. A. | N. A. | N. A. | N. A. | QPF/F0601.01 | 00 | 2012-03-22 | N. A. | N. A. | N. A. | PS/635 | 00 | 1998-12-31 | N. A. | 2019-11-16 | 44880 | F0601 | TMF-EF | IU/4 | Class A | FINISHED GOODS | UMEX™ | MINI TRACTION BOW (HALF STIRRUP) |  | 17 | No | Yes |  | No | N. A. | No | N. A. | No | Yes | No | No | M. L.: MFG/MD/2022/63252 |  | 1 | ADLER PRODUCTS\UMEX SYSTEM\UMEX OTHER COMPONENTS | 0 | VL number changed to ML number | N | Instrument set for external fixation system |  | No | No | Yes | No | Yes | N. A.
637 | F07005.01/1 | UMEX CLAMP FORCEPS,SUPPORT |  | F07005.01/1 | N. A. | N. A. | N. A. | N. A. | N. A. | N.A. | N. A. | N. A. | N. A. | N. A. | N. A. | PS/F07005.01/1 | N. A. | N. A. | N. A. | N. A. | N. A. | 138 | N. A. | N. A. | N. A. | SEMIFINISHED GOODS | N. A. | N. A. | N. A. | N. A. | N. A. | N. A. |  | N. A. | N. A. | N. A. | N. A. | N. A. | N. A. | N. A. | N. A. | N. A. | N. A. | 0 | SUB COMPONENTS | 0 | ADDED NEW CODE NO AS PER EMAIL FROM PRATIK DTD 12APR2019 ON 20APR2019 | N | SUB COMPONENTS |  | No | No | N. A. | N. A. | N. A. | N. A.
637 | F07005.01/2 | UMEX CLAMP FORCEPS,MAIN BODY |  | F07005.01/2 | N. A. | N. A. | N. A. | N. A. | N. A. | N.A. | N. A. | N. A. | N. A. | N. A. | N. A. | PS/F07005.01/2 | 00 | 2019-04-21 | N. A. | N. A. | N. A. | 138 | N. A. | N. A. | N. A. | SEMIFINISHED GOODS | N. A. | N. A. | N. A. | N. A. | N. A. | N. A. |  | N. A. | N. A. | N. A. | N. A. | N. A. | N. A. | N. A. | N. A. | N. A. | N. A. | 0 | SUB COMPONENTS | 0 | ADDED NEW CODE NO AS PER EMAIL FROM PRATIK DTD 12APR2019 ON 20APR2019 | N | SUB COMPONENTS |  | No | No | N. A. | N. A. | N. A. | N. A.
642 | F0701.0608 | UMEX SPANNER 6MM / 8MM |  | F0701-0608 | N. A. | N. A. | N. A. | N. A. | N. A. | QPF/642 | 00 | 2012-03-22 | N. A. | N. A. | N. A. | PS/642 | 01 | 2021-03-28 | 2024-03-27 | N. A. | N. A. | 143 | TF-IN | IU/5 | Class A | FINISHED GOODS | UMEX™ | SPANNER | 6MM / 8MM | 17 | No | Yes |  | No | N. A. | No | N. A. | No | Yes | No | No | M. L.: MFG/MD/2022/63252 |  | 1 | ADLER PRODUCTS\UMEX SYSTEM\UMEX INSTRUMENTS | 0 | VL number changed to ML number | N | Instrument set for external fixation system |  | No | No | Yes | No | Yes | N. A.
643 | F0701.1011 | UMEX SPANNER 10MM / 11MM |  | F0701.1011 | N. A. | N. A. | N. A. | N. A. | N. A. | QPF/642 | 00 | 2012-03-22 | N. A. | N. A. | N. A. | PS/643 | 00 | 1998-12-31 | N. A. | 2019-11-16 | 44880 | 144 | TF-IN | IU/5 | Class A | FINISHED GOODS | UMEX™ | SPANNER 10MM / 11MM |  | 17 | No | Yes |  | No | N. A. | No | N. A. | No | Yes | No | No | M. L.: MFG/MD/2022/63252 |  | 1 | ADLER PRODUCTS\UMEX SYSTEM\UMEX INSTRUMENTS | 0.0504 | VL number changed to ML number | N | Instrument set for external fixation system |  | No | No | Yes | No | Yes | N. A.
644 | F0702.00 | UMEX QUICK LOCK HANDLE FOR ALLEN KEYS |  | F0702.01 | N. A. | N. A. | N. A. | N. A. | N. A. | QPF/644 | 00 | 2012-03-22 | N. A. | N. A. | N. A. | PS/644 | 00 | 1998-12-31 | N. A. | 2019-11-16 | 44880 | 145 | TF-IN | IU/5 | Class A | FINISHED GOODS | UMEX™ | QUICK LOCK HANDLE | FOR ALLEN KEYS | 17 | No | Yes |  | No | N. A. | No | N. A. | No | Yes | No | No | M. L.: MFG/MD/2022/63252 |  | 1 | ADLER PRODUCTS\UMEX SYSTEM\UMEX INSTRUMENTS | 0 | VL number changed to ML number | N | Instrument set for external fixation system |  | No | No | Yes | No | Yes | N. A.
644/1 | F0702.00.01 | MAIN BODY FOR F0702.00 |  | F0702.01/1 | N. A. | N. A. | N. A. | N. A. | N. A. | N. A. | N. A. | N. A. | N. A. | N. A. | N. A. | PS/644/1 | 00 | 1998-12-31 | N. A. | 2019-11-16 | 44880 | 145 | TF-IN | IU/5 | N. A. | SEMIFINISHED GOODS | N. A. | N. A. | N. A. | N. A. | N. A. | N. A. |  | N. A. | N. A. | N. A. | N. A. | N. A. | N. A. | N. A. | N. A. | N. A. | N. A. | 1 | SUB COMPONENTS | NA | ADDED NEW GROUP AND PRODUCTS UNDER SUB COMPONENTS | N | SUB COMPONENTS |  | No | No | N. A. | N. A. | N. A. | N. A.
644/2 | F0702.00.02 | PLUNGER FOR F0702.00 |  | F0702.01/2 | N. A. | N. A. | N. A. | N. A. | N. A. | N. A. | N. A. | N. A. | N. A. | N. A. | N. A. | PS/644/2 | 00 | 1998-12-31 | N. A. | 2019-11-16 | 44880 | 145 | TF-IN | IU/5 | N. A. | SEMIFINISHED GOODS | N. A. | N. A. | N. A. | N. A. | N. A. | N. A. |  | N. A. | N. A. | N. A. | N. A. | N. A. | N. A. | N. A. | N. A. | N. A. | N. A. | 1 | SUB COMPONENTS | NA | ADDED NEW GROUP AND PRODUCTS UNDER SUB COMPONENTS | N | SUB COMPONENTS |  | No | No | N. A. | N. A. | N. A. | N. A.
644/3 | F0702.00.03 | SLEEVE FOR F0702.00 |  | F0702.01/3 | N. A. | N. A. | N. A. | N. A. | N. A. | N. A. | N. A. | N. A. | N. A. | N. A. | N. A. | PS/644/3 | 00 | 1998-12-31 | N. A. | 2019-11-16 | 44880 | 145 | TF-IN | IU/5 | N. A. | SEMIFINISHED GOODS | N. A. | N. A. | N. A. | N. A. | N. A. | N. A. |  | N. A. | N. A. | N. A. | N. A. | N. A. | N. A. | N. A. | N. A. | N. A. | N. A. | 1 | SUB COMPONENTS | NA | ADDED NEW GROUP AND PRODUCTS UNDER SUB COMPONENTS | N | SUB COMPONENTS |  | No | No | N. A. | N. A. | N. A. | N. A.
644/4 | F0702.00.04 | HANDLE FOR F0702.00 |  | F0702.01/4 | N. A. | N. A. | N. A. | N. A. | N. A. | N. A. | N. A. | N. A. | N. A. | N. A. | N. A. | PS/644/4 | 00 | 1998-12-31 | N. A. | 2019-11-16 | 44880 | 145 | TF-IN | IU/5 | N. A. | SEMIFINISHED GOODS | N. A. | N. A. | N. A. | N. A. | N. A. | N. A. |  | N. A. | N. A. | N. A. | N. A. | N. A. | N. A. | N. A. | N. A. | N. A. | N. A. | 1 | SUB COMPONENTS | NA | ADDED NEW GROUP AND PRODUCTS UNDER SUB COMPONENTS | N | SUB COMPONENTS |  | No | No | N. A. | N. A. | N. A. | N. A.
F0702.0120 | F0702.0120 | UMEX ALLEN KEY 2MM A/F, DISPOSABLE (CARBON STEEL) |  | F0702.0020 | N. A. | N. A. | N. A. | N. A. | N. A. | QPR/F0702 QPF/F0702 | 02 01 | 07-Feb-21 07-Feb-21 | N. A. | N. A. | N. A. | PS/F0702.0120 | 01 | 2020-12-11 | 2023-12-10 | 2019-11-16 | 44880 | F0702.0120 | TF-IN | IU/5 | Class A | FINISHED GOODS | UMEX™ | ALLEN KEY 2MM A/F, | DISPOSABLE (CARBON STEEL) | 17 | No | Yes |  | No | N. A. | No | N. A. | No | Yes | No | No | M. L.: MFG/MD/2022/63252 |  | 1 | ADLER PRODUCTS\UMEX SYSTEM\UMEX INSTRUMENTS | 0 | VL number changed to ML number | N | Instrument set for external fixation system |  | No | No | Yes | No | Yes | N. A.
F0702.0130 | F0702.0130 | UMEX ALLEN KEY 3MM A/F, DISPOSABLE (CARBON STEEL) |  | F0702.0030 | N. A. | N. A. | N. A. | N. A. | N. A. | QPR/F0702 QPF/F0702 | 02 01 | 07-Feb-21 07-Feb-21 | N. A. | N. A. | N. A. | PS/F0702.0130 | 01 | 2020-12-11 | 2023-12-10 | 2019-11-16 | 44880 | F0702.0130 | TF-IN | IU/5 | Class A | FINISHED GOODS | UMEX™ | ALLEN KEY 3MM A/F, DISPOSABLE (CARBON STEEL) |  | 17 | No | Yes |  | No | N. A. | No | N. A. | No | Yes | No | No | M. L.: MFG/MD/2022/63252 |  | 1 | ADLER PRODUCTS\UMEX SYSTEM\UMEX INSTRUMENTS | 0 | VL number changed to ML number | N | Instrument set for external fixation system |  | No | No | Yes | No | Yes | N. A.
636 | F0703.01 | UMEX BENDER TUBE PAIR |  | F0703.01 | N. A. | N. A. | N. A. | N. A. | N. A. | QPF/636 | 00 | 2012-03-22 | N. A. | N. A. | N. A. | PS/636 | 00 | 1998-12-31 | N. A. | 2019-11-16 | 44880 | 137 | TF-IN | IU/5 | Class A | FINISHED GOODS | UMEX™ | BENDER TUBE PAIR |  | 17 | No | Yes |  | No | N. A. | No | N. A. | No | Yes | No | No | M. L.: MFG/MD/2022/63252 |  | 1 | ADLER PRODUCTS\UMEX SYSTEM\UMEX INSTRUMENTS | 0 | VL number changed to ML number | N | Instrument set for external fixation system |  | No | No | Yes | No | Yes | N. A.
637 | F0705.01 | UMEX CLAMP FORCEPS |  | F0705.01 | N. A. | N. A. | N. A. | N. A. | N. A. | QPF/637 | 00 | 2012-03-22 | N. A. | N. A. | N. A. | PS/637 | 00 | 1998-12-31 | N. A. | 2019-11-16 | 44880 | 138 | TF-IN | IU/5 | Class A | FINISHED GOODS | UMEX™ | CLAMP FORCEPS |  | 17 | No | Yes |  | No | N. A. | No | N. A. | No | Yes | No | No | M. L.: MFG/MD/2022/63252 |  | 1 | ADLER PRODUCTS\UMEX SYSTEM\UMEX INSTRUMENTS | 0 | VL number changed to ML number | N | Instrument set for external fixation system |  | No | No | Yes | No | Yes | N. A.
838 | F0705.02 | UMEX ROD AND WIRE GAUGE |  | F0705.02 | N. A. | N. A. | N. A. | N. A. | N. A. | QPF/838 | 00 | 2012-03-22 | N. A. | N. A. | N. A. | PS/838 | 00 | 1998-12-31 | N. A. | 2019-11-16 | 44880 | 266 | TF-IN | IU/5 | Class A | FINISHED GOODS | UMEX™ | ROD AND WIRE GAUGE |  | 17 | No | Yes |  | No | N. A. | No | N. A. | No | Yes | No | No | M. L.: MFG/MD/2022/63252 |  | 1 | ADLER PRODUCTS\UMEX SYSTEM\UMEX INSTRUMENTS | 0.0191 | VL number changed to ML number | N | Instrument set for external fixation system |  | No | No | Yes | No | Yes | N. A.
677 | G1001.35 | TROCAR DIA. 3.5MM FOR SLEEVES, ADLER |  | G1001.0000 | N. A. | N. A. | N. A. | N. A. | N. A. | QPF/677 | 00 | 2012-03-22 | N. A. | N. A. | N. A. | PS/677 | 00 | 1998-12-31 | N. A. | 2019-11-16 | 44880 | 168 | TF-IN | IU/5 | Class A | FINISHED GOODS | ADLER™ | TROCAR DIA. 3.5MM | FOR SLEEVES (FOR TRIPPLE TROCAR) | 17 | No | Yes |  | No | N. A. | No | N. A. | No | Yes | No | No | M. L.: MFG/MD/2022/63252 |  | 1 | ADLER PRODUCTS\EXTERNAL FIXATORS, ADLER\OTHER COMPONENTS AND INSTRUMENTS | 0.0151 | VL number changed to ML number | N | Surgical Punch/Bone Punch |  | No | No | Yes | No | Yes | N. A.
677/1 | G1001.35.01 | END BUSH FOR G1001.35 |  | G1001.0000 | N. A. | N. A. | N. A. | N. A. | N. A. | N. A. | N. A. | N. A. | N. A. | N. A. | N. A. | PS/677/1 | 00 | 1998-12-31 | N. A. | 2019-11-16 | 44880 | 168 | TF-IN | IU/5 | N. A. | SEMIFINISHED GOODS | N. A. | N. A. | N. A. | N. A. | N. A. | N. A. |  | N. A. | N. A. | N. A. | N. A. | N. A. | N. A. | N. A. | N. A. | N. A. | N. A. | 1 | SUB COMPONENTS | NA | ADDED NEW GROUP AND PRODUCTS UNDER SUB COMPONENTS | N | SUB COMPONENTS |  | No | No | N. A. | N. A. | N. A. | N. A.
G1001.35 | G1001.35.02 | TROCAR DIA. 3.5MM FOR SLEEVES, ADLER, END CAP |  | G1001.35.02 | N. A. | N. A. | N. A. | N. A. | N. A. | N. A. | N. A. | N. A. | N. A. | N. A. | N. A. | PS/G1001.35.02 | 00 | 1998-12-31 | N. A. | 2019-11-16 | 44880 | G1001.35 | TF-IN | IU/5 | N. A. | SEMIFINISHED GOODS | N. A. | N. A. | N. A. | N. A. | N. A. | N. A. |  | N. A. | N. A. | N. A. | N. A. | N. A. | N. A. | N. A. | N. A. | N. A. | N. A. | 1 | SUB COMPONENTS | 0 | Added new product as per requirement from D&D | N | INSTRUMENTS |  | No | No | N. A. | N. A. | N. A. | N. A.
G1002.011 | G1002.011 | COMBINATION WRENCH 11MM, ADLER |  | G1002.011 | N. A. | N. A. | N. A. | N. A. | N. A. | QPF/G1002.11 | N. A. | N. A. | N. A. | N. A. | N. A. | PS/G1002.011 | 00 | 1998-12-31 | N. A. | 2019-11-16 | 44880 | G1002.11 | TF-IN | IU/5 | Class A | FINISHED GOODS | ADLER™ | COMBINATION WRENCH | 11MM | 17 | No | Yes |  | No | N. A. | No | N. A. | No | Yes | No | No | M. L.: MFG/MD/2022/63252 |  | 1 | ADLER PRODUCTS\EXTERNAL FIXATORS, ADLER\OTHER COMPONENTS AND INSTRUMENTS | 0.0487 | VL number changed to ML number | N | Wrench |  | No | No | Yes | No | Yes | N. A.
G1002.011 | G1002.011.01 | SPANNER DISK 11MM OPEN FOR G0102.011 |  | G1002.011 | N. A. | N. A. | N. A. | N. A. | N. A. | N. A. | N. A. | N. A. | N. A. | N. A. | N. A. | PS/G1002.011.01 | 00 | 1998-12-31 | N. A. | 2019-11-16 | 44880 | G1002.11 | TF-IN | IU/5 | N. A. | SEMIFINISHED GOODS | N. A. | N. A. | N. A. | N. A. | N. A. | N. A. |  | N. A. | N. A. | N. A. | N. A. | N. A. | N. A. | N. A. | N. A. | N. A. | N. A. | 1 | SUB COMPONENTS | NA | ADDED NEW GROUP AND PRODUCTS UNDER SUB COMPONENTS | N | SUB COMPONENTS |  | No | No | N. A. | N. A. | N. A. | N. A.
G1002.011 | G1002.011.02 | SPANNER DISK 11MM CLOSED FOR G0102.011 |  | G1002.011 | N. A. | N. A. | N. A. | N. A. | N. A. | N. A. | N. A. | N. A. | N. A. | N. A. | N. A. | PS/G1002.011.02 | 00 | 1998-12-31 | N. A. | 2019-11-16 | 44880 | G1002.11 | TF-IN | IU/5 | N. A. | SEMIFINISHED GOODS | N. A. | N. A. | N. A. | N. A. | N. A. | N. A. |  | N. A. | N. A. | N. A. | N. A. | N. A. | N. A. | N. A. | N. A. | N. A. | N. A. | 1 | SUB COMPONENTS | NA | ADDED NEW GROUP AND PRODUCTS UNDER SUB COMPONENTS | N | SUB COMPONENTS |  | No | No | N. A. | N. A. | N. A. | N. A.
G1002.011 | G1002.011.03 | HANDLE STRIP FOR G0102.011 |  | G1002.011 | N. A. | N. A. | N. A. | N. A. | N. A. | N. A. | N. A. | N. A. | N. A. | N. A. | N. A. | PS/G1002.011.03 | 00 | 1998-12-31 | N. A. | 2019-11-16 | 44880 | G1002.11 | TF-IN | IU/5 | N. A. | SEMIFINISHED GOODS | N. A. | N. A. | N. A. | N. A. | N. A. | N. A. |  | N. A. | N. A. | N. A. | N. A. | N. A. | N. A. | N. A. | N. A. | N. A. | N. A. | 1 | SUB COMPONENTS | NA | ADDED NEW GROUP AND PRODUCTS UNDER SUB COMPONENTS | N | SUB COMPONENTS |  | No | No | N. A. | N. A. | N. A. | N. A.
682 | G1002.02 | SIMPLE T-HANDLE FOR STEINMAN PINS, ADLER |  | G1002.02 | 01 | 2015-07-15 | N. A. | N. A. | N. A. | QPF/682 | N. A. | N. A. | N. A. | N. A. | N. A. | PS/682 | N. A. | N. A. | N. A. | N. A. | N. A. | 173 | TF-IN | IU/5 | Class A | FINISHED GOODS | ADLER™ | SIMPLE T-HANDLE | FOR STEINMAN PINS | 17 | No | Yes |  | No | N. A. | No | N. A. | No | Yes | No | No | M. L.: MFG/MD/2022/63252 |  | 1 | ADLER PRODUCTS\EXTERNAL FIXATORS, ADLER\OTHER COMPONENTS AND INSTRUMENTS | 0.054 | VL number changed to ML number | N | Spinal cage system instruments |  | No | No | Yes | No | Yes | N. A.
682/1 | G1002.02.01 | 'T' HANDLE'FOR INSTRUMENTS 8MM (TYPE 2) |  | G1002.02 | 01 | 2015-07-15 | N. A. | N. A. | N. A. | N. A. | N. A. | N. A. | N. A. | N. A. | N. A. | PS/682/1 | N. A. | N. A. | N. A. | N. A. | N. A. | 173 | TF-IN | IU/5 | N. A. | SEMIFINISHED GOODS | N. A. | N. A. | N. A. | N. A. | N. A. | N. A. |  | N. A. | N. A. | N. A. | N. A. | N. A. | N. A. | N. A. | N. A. | N. A. | N. A. | 1 | SUB COMPONENTS | NA | ADDED NEW GROUP AND PRODUCTS UNDER SUB COMPONENTS | N | SUB COMPONENTS |  | No | No | N. A. | N. A. | N. A. | N. A.
682/2 | G1002.02.02 | SHAFT FOR G1002.02 |  | G1002.02 | 01 | 2015-07-15 | N. A. | N. A. | N. A. | N. A. | N. A. | N. A. | N. A. | N. A. | N. A. | PS/682/2 | N. A. | N. A. | N. A. | N. A. | N. A. | 173 | TF-IN | IU/5 | N. A. | SEMIFINISHED GOODS | N. A. | N. A. | N. A. | N. A. | N. A. | N. A. |  | N. A. | N. A. | N. A. | N. A. | N. A. | N. A. | N. A. | N. A. | N. A. | N. A. | 1 | SUB COMPONENTS | NA | ADDED NEW GROUP AND PRODUCTS UNDER SUB COMPONENTS | N | SUB COMPONENTS |  | No | No | N. A. | N. A. | N. A. | N. A.
682/3 | G1002.02.03 | HOLDING CLAMP FOR G1002.02 |  | G1002.02 | 01 | 2015-07-15 | N. A. | N. A. | N. A. | N. A. | N. A. | N. A. | N. A. | N. A. | N. A. | PS/682/3 | N. A. | N. A. | N. A. | N. A. | N. A. | 173 | TF-IN | IU/5 | N. A. | SEMIFINISHED GOODS | N. A. | N. A. | N. A. | N. A. | N. A. | N. A. |  | N. A. | N. A. | N. A. | N. A. | N. A. | N. A. | N. A. | N. A. | N. A. | N. A. | 1 | SUB COMPONENTS | NA | ADDED NEW GROUP AND PRODUCTS UNDER SUB COMPONENTS | N | SUB COMPONENTS |  | No | No | N. A. | N. A. | N. A. | N. A.
682/4 | G1002.02.04 | LOCKING SCREW FOR G1002.02 |  | G1002.02 | 01 | 2015-07-15 | N. A. | N. A. | N. A. | N. A. | N. A. | N. A. | N. A. | N. A. | N. A. | PS/682/4 | N. A. | N. A. | N. A. | N. A. | N. A. | 173 | TF-IN | IU/5 | N. A. | SEMIFINISHED GOODS | N. A. | N. A. | N. A. | N. A. | N. A. | N. A. |  | N. A. | N. A. | N. A. | N. A. | N. A. | N. A. | N. A. | N. A. | N. A. | N. A. | 1 | SUB COMPONENTS | NA | ADDED NEW GROUP AND PRODUCTS UNDER SUB COMPONENTS | N | SUB COMPONENTS |  | No | No | N. A. | N. A. | N. A. | N. A.
G1002.03 | G1002.03 | OPEN COMPRESSOR, TO BE USED ON 11MM TUBES, ADLER |  | G1002.03 | N. A. | N. A. | N. A. | N. A. | N. A. | QPF/G1002.03 | 00 | 2007-09-06 | N. A. | N. A. | N. A. | PS/G1002.03 | N. A. | N. A. | N. A. | N. A. | N. A. | G1002.03 | TMF-1 | IU/4 | Class A | FINISHED GOODS | ADLER™ | OPEN COMPRESSOR | TO BE USED ON 11MM TUBES | 17 | No | Yes |  | No | N. A. | No | N. A. | No | Yes | No | No | M. L.: MFG/MD/2022/63252 |  | 1 | ADLER PRODUCTS\EXTERNAL FIXATORS, ADLER\OTHER COMPONENTS AND INSTRUMENTS | 0.0838 | VL number changed to ML number | N | Instrument set for external fixation system |  | No | No | Yes | No | Yes | N. A.
683/1 | G1002.03.01 | MAIN BODY FOR G1002.03 |  | G1002.03A | N. A. | N. A. | N. A. | N. A. | N. A. | N. A. | N. A. | N. A. | N. A. | N. A. | N. A. | PS/683/1 | N. A. | N. A. | N. A. | N. A. | N. A. | 174 | TMF-1 | IU/4 | N. A. | SEMIFINISHED GOODS | N. A. | N. A. | N. A. | N. A. | N. A. | N. A. |  | N. A. | N. A. | N. A. | N. A. | N. A. | N. A. | N. A. | N. A. | N. A. | N. A. | 1 | SUB COMPONENTS | NA | ADDED NEW GROUP AND PRODUCTS UNDER SUB COMPONENTS | N | SUB COMPONENTS |  | No | No | N. A. | N. A. | N. A. | N. A.
683/2 | G1002.03.02 | 'U' COMPONENT FOR G1002.03 |  | G1002.03B | N. A. | N. A. | N. A. | N. A. | N. A. | N. A. | N. A. | N. A. | N. A. | N. A. | N. A. | PS/683/2 | N. A. | N. A. | N. A. | N. A. | N. A. | 174 | TMF-1 | IU/4 | N. A. | SEMIFINISHED GOODS | N. A. | N. A. | N. A. | N. A. | N. A. | N. A. |  | N. A. | N. A. | N. A. | N. A. | N. A. | N. A. | N. A. | N. A. | N. A. | N. A. | 1 | SUB COMPONENTS | NA | ADDED NEW GROUP AND PRODUCTS UNDER SUB COMPONENTS | N | SUB COMPONENTS |  | No | No | N. A. | N. A. | N. A. | N. A.
683/3 | G1002.03.03 | BOLT M10 FOR G1002.03 |  | G1002.03.03 | N. A. | N. A. | N. A. | N. A. | N. A. | N. A. | N. A. | N. A. | N. A. | N. A. | N. A. | PS/683/3 | N. A. | N. A. | N. A. | N. A. | N. A. | 174 | TMF-1 | IU/4 | N. A. | SEMIFINISHED GOODS | N. A. | N. A. | N. A. | N. A. | N. A. | N. A. |  | N. A. | N. A. | N. A. | N. A. | N. A. | N. A. | N. A. | N. A. | N. A. | N. A. | 1 | SUB COMPONENTS | NA | ADDED NEW GROUP AND PRODUCTS UNDER SUB COMPONENTS | N | SUB COMPONENTS |  | No | No | N. A. | N. A. | N. A. | N. A.
683/4 | G1002.03.04 | COMPRESSOR BLADE SUB ASSEMBLY FOR G1002.03 |  | G1002.03.03 | N. A. | N. A. | N. A. | N. A. | N. A. | N. A. | N. A. | N. A. | N. A. | N. A. | N. A. | PS/683/4 | N. A. | N. A. | N. A. | N. A. | N. A. | 174 | TMF-1 | IU/4 | N. A. | SEMIFINISHED GOODS | N. A. | N. A. | N. A. | N. A. | N. A. | N. A. |  | N. A. | N. A. | N. A. | N. A. | N. A. | N. A. | N. A. | N. A. | N. A. | N. A. | 1 | SUB COMPONENTS | NA | ADDED NEW GROUP AND PRODUCTS UNDER SUB COMPONENTS | N | SUB COMPONENTS |  | No | No | N. A. | N. A. | N. A. | N. A.
683/4/1 | G1002.03.04.01 | SLIPPERING STUD FOR G1002.03.04 |  | G1002.03.03 | N. A. | N. A. | N. A. | N. A. | N. A. | N. A. | N. A. | N. A. | N. A. | N. A. | N. A. | PS/683/4/1 | N. A. | N. A. | N. A. | N. A. | N. A. | 174 | TMF-1 | IU/4 | N. A. | SEMIFINISHED GOODS | N. A. | N. A. | N. A. | N. A. | N. A. | N. A. |  | N. A. | N. A. | N. A. | N. A. | N. A. | N. A. | N. A. | N. A. | N. A. | N. A. | 1 | SUB COMPONENTS | NA | ADDED NEW GROUP AND PRODUCTS UNDER SUB COMPONENTS | N | SUB COMPONENTS |  | No | No | N. A. | N. A. | N. A. | N. A.
683/5 | G1002.03.05 | CIRCLIP FOR G1002.03 |  | G1002.03.05 | N. A. | N. A. | N. A. | N. A. | N. A. | QPR/683/5 | N. A. | N. A. | N. A. | N. A. | N. A. | N. A. | N. A. | N. A. | N. A. | N. A. | N. A. | 174 | TMF-1 | IU/4 | N. A. | SEMIFINISHED GOODS | N. A. | N. A. | N. A. | N. A. | N. A. | N. A. |  | N. A. | N. A. | N. A. | N. A. | N. A. | N. A. | N. A. | N. A. | N. A. | N. A. | 1 | SUB COMPONENTS | NA | ADDED NEW GROUP AND PRODUCTS UNDER SUB COMPONENTS | N | SUB COMPONENTS |  | No | No | N. A. | N. A. | N. A. | N. A.
683/6 | G1002.03.06 | SPRING FOR G1002.03 |  | G1002.03.06 | N. A. | N. A. | N. A. | N. A. | N. A. | QPR/683/6 | N. A. | N. A. | N. A. | N. A. | N. A. | N. A. | N. A. | N. A. | N. A. | N. A. | N. A. | 174 | TMF-1 | IU/4 | N. A. | SEMIFINISHED GOODS | N. A. | N. A. | N. A. | N. A. | N. A. | N. A. |  | N. A. | N. A. | N. A. | N. A. | N. A. | N. A. | N. A. | N. A. | N. A. | N. A. | 1 | SUB COMPONENTS | NA | ADDED NEW GROUP AND PRODUCTS UNDER SUB COMPONENTS | N | SUB COMPONENTS |  | No | No | N. A. | N. A. | N. A. | N. A.
683/7 | G1002.03.07 | M6 NUT FOR G1002.03 |  | G1002.03C | N. A. | N. A. | N. A. | N. A. | N. A. | N. A. | N. A. | N. A. | N. A. | N. A. | N. A. | PS/683/7 | N. A. | N. A. | N. A. | N. A. | N. A. | 174 | TMF-1 | IU/4 | N. A. | SEMIFINISHED GOODS | N. A. | N. A. | N. A. | N. A. | N. A. | N. A. |  | N. A. | N. A. | N. A. | N. A. | N. A. | N. A. | N. A. | N. A. | N. A. | N. A. | 1 | SUB COMPONENTS | NA | ADDED NEW GROUP AND PRODUCTS UNDER SUB COMPONENTS | N | SUB COMPONENTS |  | No | No | N. A. | N. A. | N. A. | N. A.
683/7/1 | G1002.03.07.01 | SLIPPERING WASHER FOR G1002.03.07 |  | G1002.03C | N. A. | N. A. | N. A. | N. A. | N. A. | N. A. | N. A. | N. A. | N. A. | N. A. | N. A. | PS/683/7/1 | N. A. | N. A. | N. A. | N. A. | N. A. | 174 | TMF-1 | IU/4 | N. A. | SEMIFINISHED GOODS | N. A. | N. A. | N. A. | N. A. | N. A. | N. A. |  | N. A. | N. A. | N. A. | N. A. | N. A. | N. A. | N. A. | N. A. | N. A. | N. A. | 1 | SUB COMPONENTS | NA | ADDED NEW GROUP AND PRODUCTS UNDER SUB COMPONENTS | N | SUB COMPONENTS |  | No | No | N. A. | N. A. | N. A. | N. A.
683/8 | G1002.03.08 | LOCKING WASHER FOR G1002.03 |  | G1002.03C | N. A. | N. A. | N. A. | N. A. | N. A. | N. A. | N. A. | N. A. | N. A. | N. A. | N. A. | PS/683/8 | N. A. | N. A. | N. A. | N. A. | N. A. | 174 | TMF-1 | IU/4 | N. A. | SEMIFINISHED GOODS | N. A. | N. A. | N. A. | N. A. | N. A. | N. A. |  | N. A. | N. A. | N. A. | N. A. | N. A. | N. A. | N. A. | N. A. | N. A. | N. A. | 1 | SUB COMPONENTS | NA | ADDED NEW GROUP AND PRODUCTS UNDER SUB COMPONENTS | N | SUB COMPONENTS |  | No | No | N. A. | N. A. | N. A. | N. A.
680 | G1002.11 | SOCKET WRENCH 11MM, ADLER |  | G1002.11 | 03 | 2020-12-29 | N. A. | N. A. | N. A. | QPF/680 | N. A. | N. A. | N. A. | N. A. | N. A. | PS/680 | N. A. | N. A. | N. A. | N. A. | N. A. | 171 | TF-IN | IU/5 | Class A | FINISHED GOODS | ADLER™ | SOCKET WRENCH 11MM |  | 17 | No | Yes |  | No | N. A. | No | N. A. | No | Yes | No | No | M. L.: MFG/MD/2022/63252 |  | 1 | ADLER PRODUCTS\EXTERNAL FIXATORS, ADLER\OTHER COMPONENTS AND INSTRUMENTS | 0.1249 | VL number changed to ML number | N | Wrench |  | No | No | Yes | No | Yes | N. A.
680/1 | G1002.11.01 | SHAFT FOR G1002.11 & G2002.10 |  | G1002.11 | 03 | 2020-12-29 | N. A. | N. A. | N. A. | N. A. | N. A. | N. A. | N. A. | N. A. | N. A. | PS/680/1 | N. A. | N. A. | N. A. | N. A. | N. A. | 171 | TF-IN | IU/5 | N. A. | SEMIFINISHED GOODS | N. A. | N. A. | N. A. | N. A. | N. A. | N. A. |  | N. A. | N. A. | N. A. | N. A. | N. A. | N. A. | N. A. | N. A. | N. A. | N. A. | 1 | SUB COMPONENTS | NA | ADDED NEW GROUP AND PRODUCTS UNDER SUB COMPONENTS | N | SUB COMPONENTS |  | No | No | N. A. | N. A. | N. A. | N. A.
680/2 | G1002.11.02 | SOCKET FOR G1002.11 |  | G1002.11 | 03 | 2020-12-29 | N. A. | N. A. | N. A. | N. A. | N. A. | N. A. | N. A. | N. A. | N. A. | PS/680/2 | N. A. | N. A. | N. A. | N. A. | N. A. | 171 | TF-IN | IU/5 | N. A. | SEMIFINISHED GOODS | N. A. | N. A. | N. A. | N. A. | N. A. | N. A. |  | N. A. | N. A. | N. A. | N. A. | N. A. | N. A. | N. A. | N. A. | N. A. | N. A. | 1 | SUB COMPONENTS | NA | ADDED NEW GROUP AND PRODUCTS UNDER SUB COMPONENTS | N | SUB COMPONENTS |  | No | No | N. A. | N. A. | N. A. | N. A.
680/3 | G1002.11.03 | 'T' HANDLE FOR INSTRUMENTS 10MM (TYPE 1) |  | G1002.11 | 03 | 2020-12-29 | N. A. | N. A. | N. A. | N. A. | N. A. | N. A. | N. A. | N. A. | N. A. | PS/680/3 | N. A. | N. A. | N. A. | N. A. | N. A. | 171 | TF-IN | IU/5 | N. A. | SEMIFINISHED GOODS | N. A. | N. A. | N. A. | N. A. | N. A. | N. A. |  | N. A. | N. A. | N. A. | N. A. | N. A. | N. A. | N. A. | N. A. | N. A. | N. A. | 1 | SUB COMPONENTS | NA | ADDED NEW GROUP AND PRODUCTS UNDER SUB COMPONENTS | N | SUB COMPONENTS |  | No | No | N. A. | N. A. | N. A. | N. A.
G1003 | G1003.0810 | TUBE, DIA. 8MM, LENGTH 100MM, ADLER |  | G1003.0000 | 07 | 2010-03-10 | N. A. | N. A. | N. A. | QPF/G1003 | 02 | 2014-04-11 | N. A. | N. A. | N. A. | PS/G1003 | 02 | 2014-04-11 | N. A. | N. A. | N. A. | G1003 | TMF-EF | IU/4 | Class A | FINISHED GOODS | ADLER™ | TUBE | DIA. 8MM, LENGTH 100MM | 17 | No | Yes |  | No | N. A. | No | N. A. | No | Yes | No | No | M. L.: MFG/MD/2022/63252 |  | 1 | ADLER PRODUCTS\EXTERNAL FIXATORS, ADLER\RODS, 8MM | 0.0181 | VL number changed to ML number | N | Instrument set for external fixation system |  | No | No | Yes | No | Yes | N. A.
G1003 | G1003.0815 | TUBE, DIA. 8MM, LENGTH 150MM, ADLER |  | G1003.0000 | 07 | 2010-03-10 | N. A. | N. A. | N. A. | QPF/G1003 | 02 | 2014-04-11 | N. A. | N. A. | N. A. | PS/G1003 | 02 | 2014-04-11 | N. A. | N. A. | N. A. | G1003 | TMF-EF | IU/4 | Class A | FINISHED GOODS | ADLER™ | TUBE | DIA. 8MM, LENGTH 150MM | 17 | No | Yes |  | No | N. A. | No | N. A. | No | Yes | No | No | M. L.: MFG/MD/2022/63252 |  | 1 | ADLER PRODUCTS\EXTERNAL FIXATORS, ADLER\RODS, 8MM | 0.0425 | VL number changed to ML number | N | Instrument set for external fixation system |  | No | No | Yes | No | Yes | N. A.
G1003 | G1003.0820 | TUBE, DIA. 8MM, LENGTH 200MM, ADLER |  | G1003.0000 | 07 | 2010-03-10 | N. A. | N. A. | N. A. | QPF/G1003 | 02 | 2014-04-11 | N. A. | N. A. | N. A. | PS/G1003 | 02 | 2014-04-11 | N. A. | N. A. | N. A. | G1003 | TMF-EF | IU/4 | Class A | FINISHED GOODS | ADLER™ | TUBE | DIA. 8MM, LENGTH 200MM | 17 | No | Yes |  | No | N. A. | No | N. A. | No | Yes | No | No | M. L.: MFG/MD/2022/63252 |  | 1 | ADLER PRODUCTS\EXTERNAL FIXATORS, ADLER\RODS, 8MM | 0.0368 | VL number changed to ML number | N | Instrument set for external fixation system |  | No | No | Yes | No | Yes | N. A.
G1003 | G1003.0825 | TUBE, DIA. 8MM, LENGTH 250MM, ADLER |  | G1003.0000 | 07 | 2010-03-10 | N. A. | N. A. | N. A. | QPF/G1003 | 02 | 2014-04-11 | N. A. | N. A. | N. A. | PS/G1003 | 02 | 2014-04-11 | N. A. | N. A. | N. A. | G1003 | TMF-EF | IU/4 | Class A | FINISHED GOODS | ADLER™ | TUBE | DIA. 8MM, LENGTH 250MM | 17 | No | Yes |  | No | N. A. | No | N. A. | No | Yes | No | No | M. L.: MFG/MD/2022/63252 |  | 1 | ADLER PRODUCTS\EXTERNAL FIXATORS, ADLER\RODS, 8MM | 0.0458 | VL number changed to ML number | N | Instrument set for external fixation system |  | No | No | Yes | No | Yes | N. A.
G1003 | G1003.0830 | TUBE, DIA. 8MM, LENGTH 300MM, ADLER |  | G1003.0000 | 07 | 2010-03-10 | N. A. | N. A. | N. A. | QPF/G1003 | 02 | 2014-04-11 | N. A. | N. A. | N. A. | PS/G1003 | 02 | 2014-04-11 | N. A. | N. A. | N. A. | G1003 | TMF-EF | IU/4 | Class A | FINISHED GOODS | ADLER™ | TUBE | DIA. 8MM, LENGTH 300MM | 17 | No | Yes |  | No | N. A. | No | N. A. | No | Yes | No | No | M. L.: MFG/MD/2022/63252 |  | 1 | ADLER PRODUCTS\EXTERNAL FIXATORS, ADLER\RODS, 8MM | 0.0529 | VL number changed to ML number | N | Instrument set for external fixation system |  | No | No | Yes | No | Yes | N. A.
G1003 | G1003.0835 | TUBE, DIA. 8MM, LENGTH 350MM, ADLER |  | G1003.0000 | 07 | 2010-03-10 | N. A. | N. A. | N. A. | QPF/G1003 | 02 | 2014-04-11 | N. A. | N. A. | N. A. | PS/G1003 | 02 | 2014-04-11 | N. A. | N. A. | N. A. | G1003 | TMF-EF | IU/4 | Class A | FINISHED GOODS | ADLER™ | TUBE | DIA. 8MM, LENGTH 350MM | 17 | No | Yes |  | No | N. A. | No | N. A. | No | Yes | No | No | M. L.: MFG/MD/2022/63252 |  | 1 | ADLER PRODUCTS\EXTERNAL FIXATORS, ADLER\RODS, 8MM | 0.0625 | VL number changed to ML number | N | Instrument set for external fixation system |  | No | No | Yes | No | Yes | N. A.
G1003 | G1003.0840 | TUBE, DIA. 8MM, LENGTH 400MM, ADLER |  | G1003.0000 | 07 | 2010-03-10 | N. A. | N. A. | N. A. | QPF/G1003 | 02 | 2014-04-11 | N. A. | N. A. | N. A. | PS/G1003 | 02 | 2014-04-11 | N. A. | N. A. | N. A. | G1003 | TMF-EF | IU/4 | Class A | FINISHED GOODS | ADLER™ | TUBE | DIA. 8MM, LENGTH 400MM | 17 | No | Yes |  | No | N. A. | No | N. A. | No | Yes | No | No | M. L.: MFG/MD/2022/63252 |  | 1 | ADLER PRODUCTS\EXTERNAL FIXATORS, ADLER\RODS, 8MM | 0.0656 | VL number changed to ML number | N | Instrument set for external fixation system |  | No | No | Yes | No | Yes | N. A.
G1003 | G1003.0845 | TUBE, DIA. 8MM, LENGTH 450MM, ADLER |  | G1003.0000 | 07 | 2010-03-10 | N. A. | N. A. | N. A. | QPF/G1003 | 02 | 2014-04-11 | N. A. | N. A. | N. A. | PS/G1003 | 02 | 2014-04-11 | N. A. | N. A. | N. A. | G1003 | TMF-EF | IU/4 | Class A | FINISHED GOODS | ADLER™ | TUBE | DIA. 8MM, LENGTH 450MM | 17 | No | Yes |  | No | N. A. | No | N. A. | No | Yes | No | No | M. L.: MFG/MD/2022/63252 |  | 1 | ADLER PRODUCTS\EXTERNAL FIXATORS, ADLER\RODS, 8MM | 0.082 | VL number changed to ML number | N | Instrument set for external fixation system |  | No | No | Yes | No | Yes | N. A.
G1003 | G1003.0850 | TUBE, DIA. 8MM, LENGTH 500MM, ADLER |  | G1003.0000 | 07 | 2010-03-10 | N. A. | N. A. | N. A. | QPF/G1003 | 02 | 2014-04-11 | N. A. | N. A. | N. A. | PS/G1003 | 02 | 2014-04-11 | N. A. | N. A. | N. A. | G1003 | TMF-EF | IU/4 | Class A | FINISHED GOODS | ADLER™ | TUBE | DIA. 8MM, LENGTH 500MM | 17 | No | Yes |  | No | N. A. | No | N. A. | No | Yes | No | No | M. L.: MFG/MD/2022/63252 |  | 1 | ADLER PRODUCTS\EXTERNAL FIXATORS, ADLER\RODS, 8MM | 0 | VL number changed to ML number | N | Instrument set for external fixation system |  | No | No | Yes | No | Yes | N. A.
G1003 | G1003.0855 | TUBE, DIA. 8MM, LENGTH 550MM, ADLER |  | G1003.0000 | 07 | 2010-03-10 | N. A. | N. A. | N. A. | QPF/G1003 | 02 | 2014-04-11 | N. A. | N. A. | N. A. | PS/G1003 | 02 | 2014-04-11 | N. A. | N. A. | N. A. | G1003 | TMF-EF | IU/4 | Class A | FINISHED GOODS | ADLER™ | TUBE | DIA. 8MM, LENGTH 550MM | 17 | No | Yes |  | No | N. A. | No | N. A. | No | Yes | No | No | M. L.: MFG/MD/2022/63252 |  | 1 | ADLER PRODUCTS\EXTERNAL FIXATORS, ADLER\RODS, 8MM | 0 | VL number changed to ML number | N | Instrument set for external fixation system |  | No | No | Yes | No | Yes | N. A.
G1003 | G1003.0860 | TUBE, DIA. 8MM, LENGTH 600MM, ADLER |  | G1003.0000 | 07 | 2010-03-10 | N. A. | N. A. | N. A. | QPF/G1003 | 02 | 2014-04-11 | N. A. | N. A. | N. A. | PS/G1003 | 02 | 2014-04-11 | N. A. | N. A. | N. A. | G1003 | TMF-EF | IU/4 | Class A | FINISHED GOODS | ADLER™ | TUBE | DIA. 8MM, LENGTH 600MM | 17 | No | Yes |  | No | N. A. | No | N. A. | No | Yes | No | No | M. L.: MFG/MD/2022/63252 |  | 1 | ADLER PRODUCTS\EXTERNAL FIXATORS, ADLER\RODS, 8MM | 0 | VL number changed to ML number | N | Instrument set for external fixation system |  | No | No | Yes | No | Yes | N. A.
G1003 | G1003.0865 | TUBE, DIA. 8MM, LENGTH 650MM, ADLER |  | G1003.0000 | 07 | 2010-03-10 | N. A. | N. A. | N. A. | QPF/G1003 | 02 | 2014-04-11 | N. A. | N. A. | N. A. | PS/G1003 | 02 | 2014-04-11 | N. A. | N. A. | N. A. | G1003 | TMF-1 | IU/4 | Class A | FINISHED GOODS | ADLER™ | TUBE | DIA. 8MM, LENGTH 650MM | 17 | No | Yes |  | No | N. A. | No | N. A. | No | Yes | No | No | M. L.: MFG/MD/2022/63252 |  | 1 | ADLER PRODUCTS\EXTERNAL FIXATORS, ADLER\RODS, 8MM | 0 | VL number changed to ML number | N | Instrument set for external fixation system |  | No | No | Yes | No | Yes | N. A.
G1003 | G1003.1105 | TUBE, DIA. 11MM, LENGTH 50MM, ADLER |  | G1003.0000 | 07 | 2010-03-10 | N. A. | N. A. | N. A. | QPF/G1003 | 02 | 2014-04-11 | N. A. | N. A. | N. A. | PS/G1003 | 02 | 2014-04-11 | N. A. | N. A. | N. A. | G1003 | TMF-EF | IU/4 | Class A | FINISHED GOODS | ADLER™ | TUBE | DIA. 11MM, LENGTH 50MM | 17 | No | Yes |  | No | N. A. | No | N. A. | No | Yes | No | No | M. L.: MFG/MD/2022/63252 |  | 1 | ADLER PRODUCTS\EXTERNAL FIXATORS, ADLER\RODS, 11MM | 0 | VL number changed to ML number | Y | Instrument set for external fixation system |  | No | No | Yes | No | Yes | N. A.
G1003 | G1003.1110 | TUBE, DIA. 11MM, LENGTH 100MM, ADLER |  | G1003.0000 | 07 | 2010-03-10 | N. A. | N. A. | N. A. | QPF/G1003 | 02 | 2014-04-11 | N. A. | N. A. | N. A. | PS/G1003 | 02 | 2014-04-11 | N. A. | N. A. | N. A. | G1003 | TMF-EF | IU/4 | Class A | FINISHED GOODS | ADLER™ | TUBE | DIA. 11MM, LENGTH 100MM | 17 | No | Yes |  | No | N. A. | No | N. A. | No | Yes | No | No | M. L.: MFG/MD/2022/63252 |  | 1 | ADLER PRODUCTS\EXTERNAL FIXATORS, ADLER\RODS, 11MM | 0.0267 | VL number changed to ML number | N | Instrument set for external fixation system |  | No | No | Yes | No | Yes | N. A.
G1003 | G1003.1112 | TUBE, DIA. 11MM, LENGTH 125MM, ADLER |  | G1003.0000 | 07 | 2010-03-10 | N. A. | N. A. | N. A. | QPF/G1003 | 02 | 2014-04-11 | N. A. | N. A. | N. A. | PS/G1003 | 02 | 2014-04-11 | N. A. | N. A. | N. A. | G1003 | TMF-EF | IU/4 | Class A | FINISHED GOODS | ADLER™ | TUBE | DIA. 11MM, LENGTH 125MM | 17 | No | Yes |  | No | N. A. | No | N. A. | No | Yes | No | No | M. L.: MFG/MD/2022/63252 |  | 1 | ADLER PRODUCTS\EXTERNAL FIXATORS, ADLER\RODS, 11MM | 0.0318 | VL number changed to ML number | Y | Instrument set for external fixation system |  | No | No | Yes | No | Yes | N. A.
G1003 | G1003.1115 | TUBE, DIA. 11MM, LENGTH 150MM, ADLER |  | G1003.0000 | 07 | 2010-03-10 | N. A. | N. A. | N. A. | QPF/G1003 | 02 | 2014-04-11 | N. A. | N. A. | N. A. | PS/G1003 | 02 | 2014-04-11 | N. A. | N. A. | N. A. | G1003 | TMF-EF | IU/4 | Class A | FINISHED GOODS | ADLER™ | TUBE | DIA. 11MM, LENGTH 150MM | 17 | No | Yes |  | No | N. A. | No | N. A. | No | Yes | No | No | M. L.: MFG/MD/2022/63252 |  | 1 | ADLER PRODUCTS\EXTERNAL FIXATORS, ADLER\RODS, 11MM | 0.0378 | VL number changed to ML number | N | Instrument set for external fixation system |  | No | No | Yes | No | Yes | N. A.
G1003 | G1003.1120 | TUBE, DIA. 11MM, LENGTH 200MM, ADLER |  | G1003.0000 | 07 | 2010-03-10 | N. A. | N. A. | N. A. | QPF/G1003 | 02 | 2014-04-11 | N. A. | N. A. | N. A. | PS/G1003 | 02 | 2014-04-11 | N. A. | N. A. | N. A. | G1003 | TMF-EF | IU/4 | Class A | FINISHED GOODS | ADLER™ | TUBE | DIA. 11MM, LENGTH 200MM | 17 | No | Yes |  | No | N. A. | No | N. A. | No | Yes | No | No | M. L.: MFG/MD/2022/63252 |  | 1 | ADLER PRODUCTS\EXTERNAL FIXATORS, ADLER\RODS, 11MM | 0.051636 | VL number changed to ML number | N | Instrument set for external fixation system |  | No | No | Yes | No | Yes | N. A.
G1003 | G1003.1125 | TUBE, DIA. 11MM, LENGTH 250MM, ADLER |  | G1003.0000 | 07 | 2010-03-10 | N. A. | N. A. | N. A. | QPF/G1003 | 02 | 2014-04-11 | N. A. | N. A. | N. A. | PS/G1003 | 02 | 2014-04-11 | N. A. | N. A. | N. A. | G1003 | TMF-EF | IU/4 | Class A | FINISHED GOODS | ADLER™ | TUBE | DIA. 11MM, LENGTH 250MM | 17 | No | Yes |  | No | N. A. | No | N. A. | No | Yes | No | No | M. L.: MFG/MD/2022/63252 |  | 1 | ADLER PRODUCTS\EXTERNAL FIXATORS, ADLER\RODS, 11MM | 0.061727 | VL number changed to ML number | N | Instrument set for external fixation system |  | No | No | Yes | No | Yes | N. A.
G1003 | G1003.1128 | TUBE, DIA. 11MM, LENGTH 280MM, ADLER |  | G1003.0000 | 07 | 2010-03-10 | N. A. | N. A. | N. A. | QPF/G1003 | 02 | 2014-04-11 | N. A. | N. A. | N. A. | PS/G1003 | 02 | 2014-04-11 | N. A. | N. A. | N. A. | G1003 | TMF-EF | IU/4 | Class A | FINISHED GOODS | ADLER™ | TUBE | DIA. 11MM, LENGTH 280MM | 17 | No | Yes |  | No | N. A. | No | N. A. | No | Yes | No | No | M. L.: MFG/MD/2022/63252 |  | 1 | ADLER PRODUCTS\EXTERNAL FIXATORS, ADLER\RODS, 11MM | 0 | VL number changed to ML number | Y | Instrument set for external fixation system |  | No | No | Yes | No | Yes | N. A.
G1003 | G1003.1130 | TUBE, DIA. 11MM, LENGTH 300MM, ADLER |  | G1003.0000 | 07 | 2010-03-10 | N. A. | N. A. | N. A. | QPF/G1003 | 02 | 2014-04-11 | N. A. | N. A. | N. A. | PS/G1003 | 02 | 2014-04-11 | N. A. | N. A. | N. A. | G1003 | TMF-EF | IU/4 | Class A | FINISHED GOODS | ADLER™ | TUBE | DIA. 11MM, LENGTH 300MM | 17 | No | Yes |  | No | N. A. | No | N. A. | No | Yes | No | No | M. L.: MFG/MD/2022/63252 |  | 1 | ADLER PRODUCTS\EXTERNAL FIXATORS, ADLER\RODS, 11MM | 0.0734 | VL number changed to ML number | N | Instrument set for external fixation system |  | No | No | Yes | No | Yes | N. A.
G1003 | G1003.1135 | TUBE, DIA. 11MM, LENGTH 350MM, ADLER |  | G1003.0000 | 07 | 2010-03-10 | N. A. | N. A. | N. A. | QPF/G1003 | 02 | 2014-04-11 | N. A. | N. A. | N. A. | PS/G1003 | 02 | 2014-04-11 | N. A. | N. A. | N. A. | G1003 | TMF-EF | IU/4 | Class A | FINISHED GOODS | ADLER™ | TUBE | DIA. 11MM, LENGTH 350MM | 17 | No | Yes |  | No | N. A. | No | N. A. | No | Yes | No | No | M. L.: MFG/MD/2022/63252 |  | 1 | ADLER PRODUCTS\EXTERNAL FIXATORS, ADLER\RODS, 11MM | 0.0864 | VL number changed to ML number | N | Instrument set for external fixation system |  | No | No | Yes | No | Yes | N. A.
G1003 | G1003.1140 | TUBE, DIA. 11MM, LENGTH 400MM, ADLER |  | G1003.0000 | 07 | 2010-03-10 | N. A. | N. A. | N. A. | QPF/G1003 | 02 | 2014-04-11 | N. A. | N. A. | N. A. | PS/G1003 | 02 | 2014-04-11 | N. A. | N. A. | N. A. | G1003 | TMF-EF | IU/4 | Class A | FINISHED GOODS | ADLER™ | TUBE | DIA. 11MM, LENGTH 400MM | 17 | No | Yes |  | No | N. A. | No | N. A. | No | Yes | No | No | M. L.: MFG/MD/2022/63252 |  | 1 | ADLER PRODUCTS\EXTERNAL FIXATORS, ADLER\RODS, 11MM | 0.1016 | VL number changed to ML number | N | Instrument set for external fixation system |  | No | No | Yes | No | Yes | N. A.
G1003 | G1003.1145 | TUBE, DIA. 11MM, LENGTH 450MM, ADLER |  | G1003.0000 | 07 | 2010-03-10 | N. A. | N. A. | N. A. | QPF/G1003 | 02 | 2014-04-11 | N. A. | N. A. | N. A. | PS/G1003 | 02 | 2014-04-11 | N. A. | N. A. | N. A. | G1003 | TMF-EF | IU/4 | Class A | FINISHED GOODS | ADLER™ | TUBE | DIA. 11MM, LENGTH 450MM | 17 | No | Yes |  | No | N. A. | No | N. A. | No | Yes | No | No | M. L.: MFG/MD/2022/63252 |  | 1 | ADLER PRODUCTS\EXTERNAL FIXATORS, ADLER\RODS, 11MM | 0.1158 | VL number changed to ML number | N | Instrument set for external fixation system |  | No | No | Yes | No | Yes | N. A.
G1003 | G1003.1150 | TUBE, DIA. 11MM, LENGTH 500MM, ADLER |  | G1003.0000 | 07 | 2010-03-10 | N. A. | N. A. | N. A. | QPF/G1003 | 02 | 2014-04-11 | N. A. | N. A. | N. A. | PS/G1003 | 02 | 2014-04-11 | N. A. | N. A. | N. A. | G1003 | TMF-EF | IU/4 | Class A | FINISHED GOODS | ADLER™ | TUBE | DIA. 11MM, LENGTH 500MM | 17 | No | Yes |  | No | N. A. | No | N. A. | No | Yes | No | No | M. L.: MFG/MD/2022/63252 |  | 1 | ADLER PRODUCTS\EXTERNAL FIXATORS, ADLER\RODS, 11MM | 0 | VL number changed to ML number | N | Instrument set for external fixation system |  | No | No | Yes | No | Yes | N. A.
G1003 | G1003.1155 | TUBE, DIA. 11MM, LENGTH 550MM, ADLER |  | G1003.0000 | 07 | 2010-03-10 | N. A. | N. A. | N. A. | QPF/G1003 | 02 | 2014-04-11 | N. A. | N. A. | N. A. | PS/G1003 | 02 | 2014-04-11 | N. A. | N. A. | N. A. | G1003 | TMF-EF | IU/4 | Class A | FINISHED GOODS | ADLER™ | TUBE | DIA. 11MM, LENGTH 550MM | 17 | No | Yes |  | No | N. A. | No | N. A. | No | Yes | No | No | M. L.: MFG/MD/2022/63252 |  | 1 | ADLER PRODUCTS\EXTERNAL FIXATORS, ADLER\RODS, 11MM | 0 | VL number changed to ML number | N | Instrument set for external fixation system |  | No | No | Yes | No | Yes | N. A.
G1003 | G1003.1160 | TUBE, DIA. 11MM, LENGTH 600MM, ADLER |  | G1003.0000 | 07 | 2010-03-10 | N. A. | N. A. | N. A. | QPF/G1003 | 02 | 2014-04-11 | N. A. | N. A. | N. A. | PS/G1003 | 02 | 2014-04-11 | N. A. | N. A. | N. A. | G1003 | TMF-EF | IU/4 | Class A | FINISHED GOODS | ADLER™ | TUBE | DIA. 11MM, LENGTH 600MM | 17 | No | Yes |  | No | N. A. | No | N. A. | No | Yes | No | No | M. L.: MFG/MD/2022/63252 |  | 1 | ADLER PRODUCTS\EXTERNAL FIXATORS, ADLER\RODS, 11MM | 0 | VL number changed to ML number | N | Instrument set for external fixation system |  | No | No | Yes | No | Yes | N. A.
G1003 | G1003.1165 | TUBE, DIA. 11MM, LENGTH 650MM, ADLER |  | G1003.0000 | 07 | 2010-03-10 | N. A. | N. A. | N. A. | QPF/G1003 | 02 | 2014-04-11 | N. A. | N. A. | N. A. | PS/G1003 | 02 | 2014-04-11 | N. A. | N. A. | N. A. | G1003 | TMF-EF | IU/4 | Class A | FINISHED GOODS | ADLER™ | TUBE | DIA. 11MM, LENGTH 650MM | 17 | No | Yes |  | No | N. A. | No | N. A. | No | Yes | No | No | M. L.: MFG/MD/2022/63252 |  | 1 | ADLER PRODUCTS\EXTERNAL FIXATORS, ADLER\RODS, 11MM | 0 | VL number changed to ML number | N | Instrument set for external fixation system |  | No | No | Yes | No | Yes | N. A.
657 | G1004.01 | SINGLE ADJUSTABLE CLAMP, ADLER |  | G1004.01 | 02 | 2014-10-09 | N. A. | N. A. | N. A. | QPF/657 | N. A. | N. A. | N. A. | N. A. | N. A. | PS/657 | N. A. | N. A. | N. A. | N. A. | N. A. | 148 | TMF-EF | IU/4 | Class A | FINISHED GOODS | ADLER™ | TUBULAR EXFIX, 11MM SYSTEM | SINGLE ADJUSTABLE CLAMP | 17 | No | Yes |  | No | N. A. | No | N. A. | No | Yes | No | No | M. L.: MFG/MD/2022/63252 |  | 1 | ADLER PRODUCTS\EXTERNAL FIXATORS, ADLER\SINGLE ADJ CLAMPS | 0.0624 | VL number changed to ML number | N | Clamp |  | No | No | Yes | No | Yes | N. A.
658 | G1004.011 | SINGLE ADJUSTABLE CLAMP BODY |  | G1004.01A | N. A. | N. A. | N. A. | N. A. | N. A. | QPR/658 | N. A. | N. A. | N. A. | N. A. | N. A. | N. A. | N. A. | N. A. | N. A. | N. A. | N. A. | 149 | TMF-1 | IU/4 | N. A. | SEMIFINISHED GOODS | N. A. | N. A. | N. A. | N. A. | N. A. | N. A. |  | N. A. | N. A. | N. A. | N. A. | N. A. | N. A. | N. A. | N. A. | N. A. | N. A. | 1 | SUB COMPONENTS | NA | ADDED NEW GROUP AND PRODUCTS UNDER SUB COMPONENTS | N | SUB COMPONENTS |  | No | No | N. A. | N. A. | N. A. | N. A.
659 | G1004.012 | 'U' COMPONENT FOR SINGLE ADJUSTABLE CLAMP |  | G1004.002 | N. A. | N. A. | N. A. | N. A. | N. A. | QPF/659 | N. A. | N. A. | N. A. | N. A. | N. A. | PS/659 | N. A. | N. A. | N. A. | N. A. | N. A. | 150 | TMF-1 | IU/4 | N. A. | SEMIFINISHED GOODS | N. A. | N. A. | N. A. | N. A. | N. A. | N. A. |  | N. A. | N. A. | N. A. | N. A. | N. A. | N. A. | N. A. | N. A. | N. A. | N. A. | 1 | SUB COMPONENTS | NA | ADDED NEW GROUP AND PRODUCTS UNDER SUB COMPONENTS | N | SUB COMPONENTS |  | No | No | N. A. | N. A. | N. A. | N. A.
660 | G1004.013 | VICE PLATE SUB-ASSEMBLY FOR G1004.01 |  | G1004.01C | N. A. | N. A. | N. A. | N. A. | N. A. | QPF/660 | N. A. | N. A. | N. A. | N. A. | N. A. | PS/660 | N. A. | N. A. | N. A. | N. A. | N. A. | 151 | TMF-1 | IU/4 | N. A. | SEMIFINISHED GOODS | N. A. | N. A. | N. A. | N. A. | N. A. | N. A. |  | N. A. | N. A. | N. A. | N. A. | N. A. | N. A. | N. A. | N. A. | N. A. | N. A. | 1 | SUB COMPONENTS | NA | ADDED NEW GROUP AND PRODUCTS UNDER SUB COMPONENTS | N | SUB COMPONENTS |  | No | No | N. A. | N. A. | N. A. | N. A.
660/1 | G1004.013.01 | UPPER PLATE FOR G1004.013 |  | G1004.01C | N. A. | N. A. | N. A. | N. A. | N. A. | N. A. | N. A. | N. A. | N. A. | N. A. | N. A. | PS/660/1 | N. A. | N. A. | N. A. | N. A. | N. A. | 151 | TMF-1 | IU/4 | N. A. | SEMIFINISHED GOODS | N. A. | N. A. | N. A. | N. A. | N. A. | N. A. |  | N. A. | N. A. | N. A. | N. A. | N. A. | N. A. | N. A. | N. A. | N. A. | N. A. | 1 | SUB COMPONENTS | NA | ADDED NEW GROUP AND PRODUCTS UNDER SUB COMPONENTS | N | SUB COMPONENTS |  | No | No | N. A. | N. A. | N. A. | N. A.
660/2 | G1004.013.02 | LOWER PLATE WITH SERRETION FOR G1004.013 |  | G1004.01C | N. A. | N. A. | N. A. | N. A. | N. A. | N. A. | N. A. | N. A. | N. A. | N. A. | N. A. | PS/660/2 | N. A. | N. A. | N. A. | N. A. | N. A. | 151 | TMF-1 | IU/4 | N. A. | SEMIFINISHED GOODS | N. A. | N. A. | N. A. | N. A. | N. A. | N. A. |  | N. A. | N. A. | N. A. | N. A. | N. A. | N. A. | N. A. | N. A. | N. A. | N. A. | 1 | SUB COMPONENTS | NA | ADDED NEW GROUP AND PRODUCTS UNDER SUB COMPONENTS | N | SUB COMPONENTS |  | No | No | N. A. | N. A. | N. A. | N. A.
660/3 | G1004.013.03 | RIVET FOR G1004.013 |  | G1004.01C | N. A. | N. A. | N. A. | N. A. | N. A. | N. A. | N. A. | N. A. | N. A. | N. A. | N. A. | PS/660/3 | N. A. | N. A. | N. A. | N. A. | N. A. | 151 | TMF-1 | IU/4 | N. A. | SEMIFINISHED GOODS | N. A. | N. A. | N. A. | N. A. | N. A. | N. A. |  | N. A. | N. A. | N. A. | N. A. | N. A. | N. A. | N. A. | N. A. | N. A. | N. A. | 1 | SUB COMPONENTS | NA | ADDED NEW GROUP AND PRODUCTS UNDER SUB COMPONENTS | N | SUB COMPONENTS |  | No | No | N. A. | N. A. | N. A. | N. A.
660/4 | G1004.013.04 | WASHER FOR G1004.013 |  | G1004.01C | N. A. | N. A. | N. A. | N. A. | N. A. | N. A. | N. A. | N. A. | N. A. | N. A. | N. A. | PS/660/4 | N. A. | N. A. | N. A. | N. A. | N. A. | 151 | TMF-1 | IU/4 | N. A. | SEMIFINISHED GOODS | N. A. | N. A. | N. A. | N. A. | N. A. | N. A. |  | N. A. | N. A. | N. A. | N. A. | N. A. | N. A. | N. A. | N. A. | N. A. | N. A. | 1 | SUB COMPONENTS | NA | ADDED NEW GROUP AND PRODUCTS UNDER SUB COMPONENTS | N | SUB COMPONENTS |  | No | No | N. A. | N. A. | N. A. | N. A.
661 | G1004.014 | M7 NUT SUB-ASSEMBLY FOR G1004.01 |  | G1004.014 | 02 | 2004-02-01 | N. A. | N. A. | N. A. | QPF/661 | N. A. | N. A. | N. A. | N. A. | N. A. | PS/661 | N. A. | N. A. | N. A. | N. A. | N. A. | 152 | TMF-1 | IU/4 | N. A. | SEMIFINISHED GOODS | N. A. | N. A. | N. A. | N. A. | N. A. | N. A. |  | N. A. | N. A. | N. A. | N. A. | N. A. | N. A. | N. A. | N. A. | N. A. | N. A. | 1 | SUB COMPONENTS | NA | ADDED NEW GROUP AND PRODUCTS UNDER SUB COMPONENTS | N | SUB COMPONENTS |  | No | No | N. A. | N. A. | N. A. | N. A.
661/1 | G1004.014.01 | M7 NUT BODY FOR G1004.014 |  | G1004.014 | 02 | 2004-02-01 | N. A. | N. A. | N. A. | N. A. | N. A. | N. A. | N. A. | N. A. | N. A. | PS/661/1 | N. A. | N. A. | N. A. | N. A. | N. A. | 152 | TMF-1 | IU/4 | N. A. | SEMIFINISHED GOODS | N. A. | N. A. | N. A. | N. A. | N. A. | N. A. |  | N. A. | N. A. | N. A. | N. A. | N. A. | N. A. | N. A. | N. A. | N. A. | N. A. | 1 | SUB COMPONENTS | NA | ADDED NEW GROUP AND PRODUCTS UNDER SUB COMPONENTS | N | SUB COMPONENTS |  | No | No | N. A. | N. A. | N. A. | N. A.
661/2 | G1004.014.02 | SLIPPERING WASHER FOR G1004.014 |  | G1004.014 | 02 | 2004-02-01 | N. A. | N. A. | N. A. | N. A. | N. A. | N. A. | N. A. | N. A. | N. A. | PS/661/2 | N. A. | N. A. | N. A. | N. A. | N. A. | 152 | TMF-1 | IU/4 | N. A. | SEMIFINISHED GOODS | N. A. | N. A. | N. A. | N. A. | N. A. | N. A. |  | N. A. | N. A. | N. A. | N. A. | N. A. | N. A. | N. A. | N. A. | N. A. | N. A. | 1 | SUB COMPONENTS | NA | ADDED NEW GROUP AND PRODUCTS UNDER SUB COMPONENTS | N | SUB COMPONENTS |  | No | No | N. A. | N. A. | N. A. | N. A.
662 | G1004.02 | OPEN CLAMP, ADLER |  | G1004.02 | 01 | 2015-09-02 | N. A. | N. A. | N. A. | QPF/662 | N. A. | N. A. | N. A. | N. A. | N. A. | PS/662 | N. A. | N. A. | N. A. | N. A. | N. A. | 153 | TMF-EF | IU/4 | Class A | FINISHED GOODS | ADLER™ | TUBULAR EXFIX, 11MM SYSTEM | OPEN CLAMP | 17 | No | Yes |  | No | N. A. | No | N. A. | No | Yes | No | No | M. L.: MFG/MD/2022/63252 |  | 1 | ADLER PRODUCTS\EXTERNAL FIXATORS, ADLER\OTHER COMPONENTS AND INSTRUMENTS | 0.0453 | VL number changed to ML number | N | Clamp |  | No | No | Yes | No | Yes | N. A.
663 | G1004.02.01 | MAIN BODY SUB-ASSEMBLY FOR G1004.02 |  | G1004.02 | 01 | 2015-09-02 | N. A. | N. A. | N. A. | QPF/663 | N. A. | N. A. | N. A. | N. A. | N. A. | PS/663 | N. A. | N. A. | N. A. | N. A. | N. A. | 153 | TMF-1 | IU/4 | N. A. | SEMIFINISHED GOODS | N. A. | N. A. | N. A. | N. A. | N. A. | N. A. |  | N. A. | N. A. | N. A. | N. A. | N. A. | N. A. | N. A. | N. A. | N. A. | N. A. | 1 | SUB COMPONENTS | NA | ADDED NEW GROUP AND PRODUCTS UNDER SUB COMPONENTS | N | SUB COMPONENTS |  | No | No | N. A. | N. A. | N. A. | N. A.
663/1 | G1004.02.01.01 | SUPPORT STRIP FOR G1004.021 |  | G1004.02 | 01 | 2015-09-02 | N. A. | N. A. | N. A. | N. A. | N. A. | N. A. | N. A. | N. A. | N. A. | PS/663/1 | N. A. | N. A. | N. A. | N. A. | N. A. | 153 | TMF-1 | IU/4 | N. A. | SEMIFINISHED GOODS | N. A. | N. A. | N. A. | N. A. | N. A. | N. A. |  | N. A. | N. A. | N. A. | N. A. | N. A. | N. A. | N. A. | N. A. | N. A. | N. A. | 1 | SUB COMPONENTS | NA | ADDED NEW GROUP AND PRODUCTS UNDER SUB COMPONENTS | N | SUB COMPONENTS |  | No | No | N. A. | N. A. | N. A. | N. A.
663/2 | G1004.02.01.02 | SQUARE END STUD M7 FOR G1004.021 |  | G1004.02 | 01 | 2015-09-02 | N. A. | N. A. | N. A. | N. A. | N. A. | N. A. | N. A. | N. A. | N. A. | PS/663/2 | N. A. | N. A. | N. A. | N. A. | N. A. | 153 | TMF-1 | IU/4 | N. A. | SEMIFINISHED GOODS | N. A. | N. A. | N. A. | N. A. | N. A. | N. A. |  | N. A. | N. A. | N. A. | N. A. | N. A. | N. A. | N. A. | N. A. | N. A. | N. A. | 1 | SUB COMPONENTS | NA | ADDED NEW GROUP AND PRODUCTS UNDER SUB COMPONENTS | N | SUB COMPONENTS |  | No | No | N. A. | N. A. | N. A. | N. A.
664 | G1004.02.02 | 'U' COMPONENT FOR G1004.02 |  | G1004.02 | 01 | 2015-09-02 | N. A. | N. A. | N. A. | QPF/664 | 01 | 1999-12-10 | N. A. | N. A. | N. A. | PS/664 | N. A. | N. A. | N. A. | N. A. | N. A. | 155 | TMF-1 | IU/4 | N. A. | SEMIFINISHED GOODS | N. A. | N. A. | N. A. | N. A. | N. A. | N. A. |  | N. A. | N. A. | N. A. | N. A. | N. A. | N. A. | N. A. | N. A. | N. A. | N. A. | 1 | SUB COMPONENTS |  | Added New Product to Match the SL/1 on 09MAY2014 | N | SUB COMPONENTS |  | No | No | N. A. | N. A. | N. A. | N. A.
G1004.03 | G1004.03 | UNIVERSAL JOINT FOR TWO TUBES, ADLER |  | G1004.03 | N. A. | N. A. | N. A. | N. A. | N. A. | QPF/G1004.03 | 00 | 2009-05-28 | N. A. | N. A. | N. A. | PS/G1004.03 | N. A. | N. A. | N. A. | N. A. | N. A. | G1004.03 | TMF-EF | IU/4 | Class A | FINISHED GOODS | ADLER™ | TUBULAR EXFIX, 11MM SYSTEM | UNIVERSAL JOINT FOR TWO TUBES | 17 | No | Yes |  | No | N. A. | No | N. A. | No | Yes | No | No | M. L.: MFG/MD/2022/63252 |  | 1 | ADLER PRODUCTS\EXTERNAL FIXATORS, ADLER\OTHER COMPONENTS AND INSTRUMENTS | 0.1166 | VL number changed to ML number | N | Instrument set for external fixation system |  | No | No | Yes | No | Yes | N. A.
666 | G1004.031 | PLATE FOR UNIVERSAL JOINT, ADLER |  | G1004.031 | N. A. | N. A. | N. A. | N. A. | N. A. | QPF/666 | N. A. | N. A. | N. A. | N. A. | N. A. | PS/666 | N. A. | N. A. | N. A. | N. A. | N. A. | 157 | TMF-EF | IU/4 | Class A | FINISHED GOODS | ADLER™ | TUBULAR EXFIX, 11MM SYSTEM | PLATE FOR UNIVERSAL JOINT | 17 | No | Yes |  | No | N. A. | No | N. A. | No | Yes | No | No | M. L.: MFG/MD/2022/63252 |  | 1 | ADLER PRODUCTS\EXTERNAL FIXATORS, ADLER\OTHER COMPONENTS AND INSTRUMENTS | 0.0391 | VL number changed to ML number | N | Instrument set for external fixation system |  | No | No | Yes | No | Yes | N. A.
G1004.04 | G1004.04 | TUBE TO TUBE CLAMP, ADLER |  | G1004.04 | 02 | 2018-04-26 | N. A. | N. A. | N. A. | QPF/G1004.04 | 02 | 2019-02-01 | N. A. | N. A. | N. A. | PS/G1004.04 | 02 | 2017-09-13 | 2022-12-07 | 2019-12-08 | N. A. | G1004.04 | TMF-EF | IU/4 | Class A | FINISHED GOODS | ADLER™ | TUBULAR EXFIX, 11MM SYSTEM | TUBE TO TUBE CLAMP | 17 | No | Yes |  | No | N. A. | No | N. A. | No | Yes | No | No | M. L.: MFG/MD/2022/63252 |  | 1 | ADLER PRODUCTS\EXTERNAL FIXATORS, ADLER\OTHER COMPONENTS AND INSTRUMENTS | 0.0924 | VL number changed to ML number | N | Clamp |  | No | No | Yes | No | Yes | N. A.
G1004.04.01 | G1004.04.01 | CLAMP BODY FOR TUBE TO TUBE CLAMP |  | G1004.04.01 | 02 | 2018-04-26 | N. A. | N. A. | N. A. | QPI/G1004.04.01 | N. A. | N. A. | N. A. | N. A. | N. A. | PS/G1004.04.01 | 02 | 2018-04-22 | 2022-12-15 | 2019-12-15 | N. A. | G1004.04 | TMF-1 | IU/4 | N. A. | SEMIFINISHED GOODS | N. A. | N. A. | N. A. | N. A. | N. A. | N. A. |  | N. A. | N. A. | N. A. | N. A. | N. A. | N. A. | N. A. | N. A. | N. A. | N. A. | 1 | SUB COMPONENTS | NA | ADDED NEW GROUP AND PRODUCTS UNDER SUB COMPONENTS | N | SUB COMPONENTS |  | No | No | N. A. | N. A. | N. A. | N. A.
G1004.04.02 | G1004.04.02 | M8 BOLT FOR TUBE TO TUBE CLAMP |  | G1004.04B | N. A. | N. A. | N. A. | N. A. | N. A. | QPI/G1004.04.02 | N. A. | N. A. | N. A. | N. A. | N. A. | PS/G1004.04.02 | 02 | 2017-09-13 | 2022-11-16 | 2019-11-16 | N. A. | G1004.04 | TMF-1 | IU/4 | N. A. | SEMIFINISHED GOODS | N. A. | N. A. | N. A. | N. A. | N. A. | N. A. |  | N. A. | N. A. | N. A. | N. A. | N. A. | N. A. | N. A. | N. A. | N. A. | N. A. | 1 | SUB COMPONENTS | NA | ADDED NEW PRODUCT CODES ON 08JUL2008 | N | SUB COMPONENTS |  | No | No | N. A. | N. A. | N. A. | N. A.
670 | G1004.05 | TRANSVERSE PIN ADJUSTING CLAMP, ADLER |  | G1004.05 | 01 | 2015-09-02 | N. A. | N. A. | N. A. | QPF/670 | N. A. | N. A. | N. A. | N. A. | N. A. | PS/670 | N. A. | N. A. | N. A. | N. A. | N. A. | 161 | TMF-EF | IU/4 | Class A | FINISHED GOODS | ADLER™ | TUBULAR EXFIX, 11MM SYSTEM | TRANSVERSE PIN ADJUSTING CLAMP | 17 | No | Yes |  | No | N. A. | No | N. A. | No | Yes | No | No | M. L.: MFG/MD/2022/63252 |  | 1 | ADLER PRODUCTS\EXTERNAL FIXATORS, ADLER\OTHER COMPONENTS AND INSTRUMENTS | 0.0903 | VL number changed to ML number | N | Clamp |  | No | No | Yes | No | Yes | N. A.
671 | G1004.05.01 | MAIN BODY FOR G1004.05 |  | G1004.051 | N. A. | N. A. | N. A. | N. A. | N. A. | N. A. | N. A. | N. A. | N. A. | N. A. | N. A. | PS/671 | N. A. | N. A. | N. A. | N. A. | N. A. | 161 | TMF-1 | IU/4 | N. A. | SEMIFINISHED GOODS | N. A. | N. A. | N. A. | N. A. | N. A. | N. A. |  | N. A. | N. A. | N. A. | N. A. | N. A. | N. A. | N. A. | N. A. | N. A. | N. A. | 1 | SUB COMPONENTS | NA | ADDED NEW GROUP AND PRODUCTS UNDER SUB COMPONENTS | N | SUB COMPONENTS |  | No | No | N. A. | N. A. | N. A. | N. A.
672 | G1004.05.02 | PIN HOLDING BOLT M7 FOR G1004.05 |  | G1004.05B | N. A. | N. A. | N. A. | N. A. | N. A. | N. A. | N. A. | N. A. | N. A. | N. A. | N. A. | PS/672 | N. A. | N. A. | N. A. | N. A. | N. A. | 161 | TMF-1 | IU/4 | N. A. | SEMIFINISHED GOODS | N. A. | N. A. | N. A. | N. A. | N. A. | N. A. |  | N. A. | N. A. | N. A. | N. A. | N. A. | N. A. | N. A. | N. A. | N. A. | N. A. | 1 | SUB COMPONENTS | NA | Added new product to match SL/1 on 18MAY2012 | N | SUB COMPONENTS |  | No | No | N. A. | N. A. | N. A. | N. A.
675 | G1005.25 | PROTECTION CAP FOR PINS, DIA. 2.5MM, ADLER |  | G1005.25 | 01 | 2015-01-16 | N. A. | N. A. | N. A. | QPF/673 | 01 | 2008-05-28 | N. A. | N. A. | N. A. | PS/675 | N. A. | N. A. | N. A. | N. A. | N. A. | 166 | TMF-EF | IU/4 | Class A | FINISHED GOODS | ADLER™ | PROTECTION CAP FOR PINS | DIA. 2.5MM | 17 | No | Yes |  | No | N. A. | No | N. A. | No | Yes | No | No | M. L.: MFG/MD/2022/63252 |  | 1 | ADLER PRODUCTS\EXTERNAL FIXATORS, ADLER\OTHER COMPONENTS AND INSTRUMENTS | 0.0035 | VL number changed to ML number | N | Instrument set for external fixation system |  | No | No | Yes | No | Yes | N. A.
G1005.30 | G1005.30 | PROTECTION CAP FOR PINS, DIA. 3.0MM, ADLER |  | G1005.30 | N. A. | N. A. | N. A. | N. A. | N. A. | QPF/G1005.30 | N. A. | N. A. | N. A. | N. A. | N. A. | PS/G1005.30 | N. A. | N. A. | N. A. | N. A. | N. A. | G1005.30 | TMF-EF | IU/4 | Class A | FINISHED GOODS | ADLER™ | PROTECTION CAP FOR PINS | DIA. 3.0MM | 17 | No | Yes |  | No | N. A. | No | N. A. | No | Yes | No | No | M. L.: MFG/MD/2022/63252 |  | 1 | ADLER PRODUCTS\EXTERNAL FIXATORS, ADLER\OTHER COMPONENTS AND INSTRUMENTS | 0 | VL number changed to ML number | Y | Instrument set for external fixation system |  | No | No | Yes | No | Yes | N. A.
676 | G1005.35 | PROTECTION CAP FOR PINS, DIA. 3.5MM, ADLER |  | G1005.35 | 01 | 2015-01-16 | N. A. | N. A. | N. A. | QPF/673 | 01 | 2008-05-28 | N. A. | N. A. | N. A. | PS/676 | N. A. | N. A. | N. A. | N. A. | N. A. | 167 | TMF-EF | IU/4 | Class A | FINISHED GOODS | ADLER™ | PROTECTION CAP FOR PINS | DIA. 3.5MM | 17 | No | Yes |  | No | N. A. | No | N. A. | No | Yes | No | No | M. L.: MFG/MD/2022/63252 |  | 1 | ADLER PRODUCTS\EXTERNAL FIXATORS, ADLER\OTHER COMPONENTS AND INSTRUMENTS | 0.0017 | VL number changed to ML number | N | Instrument set for external fixation system |  | No | No | Yes | No | Yes | N. A.
G1005.40 | G1005.40 | PROTECTION CAP FOR PINS, DIA. 4.0MM, ADLER |  | G1005.40 | N. A. | N. A. | N. A. | N. A. | N. A. | QPF/G1005.40 | N. A. | N. A. | N. A. | N. A. | N. A. | PS/G1005.40 | N. A. | N. A. | N. A. | N. A. | N. A. | G1005.40 | TMF-EF | IU/4 | Class A | FINISHED GOODS | ADLER™ | PROTECTION CAP FOR PINS | DIA. 4.0MM | 17 | No | Yes |  | No | N. A. | No | N. A. | No | Yes | No | No | M. L.: MFG/MD/2022/63252 |  | 1 | ADLER PRODUCTS\EXTERNAL FIXATORS, ADLER\OTHER COMPONENTS AND INSTRUMENTS | 0 | VL number changed to ML number | Y | Instrument set for external fixation system |  | No | No | Yes | No | Yes | N. A.
673 | G1005.45 | PROTECTION CAP FOR PINS, DIA. 4.5MM, ADLER |  | G1005.45/50 | 01 | 2015-01-16 | N. A. | N. A. | N. A. | QPF/673 | 01 | 2008-05-28 | N. A. | N. A. | N. A. | PS/673 | N. A. | N. A. | N. A. | N. A. | N. A. | 164 | TMF-EF | IU/4 | Class A | FINISHED GOODS | ADLER™ | PROTECTION CAP FOR PINS | DIA. 4.5MM | 17 | No | Yes |  | No | N. A. | No | N. A. | No | Yes | No | No | M. L.: MFG/MD/2022/63252 |  | 1 | ADLER PRODUCTS\EXTERNAL FIXATORS, ADLER\OTHER COMPONENTS AND INSTRUMENTS | 0.0027 | VL number changed to ML number | N | Instrument set for external fixation system |  | No | No | Yes | No | Yes | N. A.
674 | G1005.50 | PROTECTION CAP FOR PINS, DIA. 5.0MM, ADLER |  | G1005.45/50 | 01 | 2015-01-16 | N. A. | N. A. | N. A. | QPF/673 | 01 | 2008-05-28 | N. A. | N. A. | N. A. | PS/674 | N. A. | N. A. | N. A. | N. A. | N. A. | 165 | TMF-EF | IU/4 | Class A | FINISHED GOODS | ADLER™ | PROTECTION CAP FOR PINS | DIA. 5.0MM | 17 | No | Yes |  | No | N. A. | No | N. A. | No | Yes | No | No | M. L.: MFG/MD/2022/63252 |  | 1 | ADLER PRODUCTS\EXTERNAL FIXATORS, ADLER\OTHER COMPONENTS AND INSTRUMENTS | 0.0035 | VL number changed to ML number | N | Instrument set for external fixation system |  | No | No | Yes | No | Yes | N. A.
815 | G1011.3511 | TRIPLE TROCAR ASSLY., LENGTH 110MM, ADLER, CONSIST OF G1001.35, G1011.5035 & G1011.6050 |  | G1011.0000 | N. A. | N. A. | N. A. | N. A. | N. A. | QPF/G1011.3511 | 00 | 2021-02-11 | N. A. | N. A. | N. A. | PS/815 | N. A. | N. A. | N. A. | N. A. | N. A. | 257 | TF-IN | IU/5 | Class A | FINISHED GOODS | ADLER™ | TRIPLE TROCAR ASSLY., LENGTH 110MM | CONSIST OF G1001.35, G1011.5035 & G1011.6050 | 17 | No | Yes |  | No | N. A. | No | N. A. | No | Yes | No | No | M. L.: MFG/MD/2022/63252 |  | 1 | ADLER PRODUCTS\EXTERNAL FIXATORS, ADLER\OTHER COMPONENTS AND INSTRUMENTS | 0 | VL number changed to ML number | Y | Surgical Punch/Bone Punch |  | No | No | Yes | No | Yes | N. A.
C3902.061 | C3902.061 | DRILL SLEEVE DIA 5.5MM, RESTOR |  | C3902.061 | 05 | 2014-04-02 | N. A. | N. A. | N. A. | QPF/C3902.061 | 01 | 2011-07-21 | N. A. | N. A. | N. A. | PS/C3902.061 | 01 | 2019-02-26 | 2022-02-26 | 2020-01-05 | 44931 | C3902.061 | TF-IN | IU/5 | Class A | FINISHED GOODS | RESTOR™ | DRILL SLEEVE DIA 5.5MM |  | 17 | No | Yes |  | No | N. A. | No | N. A. | No | Yes | No | No | M. L.: MFG/MD/2022/63252 |  | 1 | ADLER PRODUCTS\RESTOR PRODUCTS\Instruments | 0 | VL number changed to ML number | N | Sleeves and its attachment |  | No | No | Yes | No | Yes | N. A.
678/1 | G1011.5035.01 | END BUSH FPR G1011.5035 |  | G1001.0000 | N. A. | N. A. | N. A. | N. A. | N. A. | N. A. | N. A. | N. A. | N. A. | N. A. | N. A. | PS/678/1 | N. A. | N. A. | N. A. | N. A. | N. A. | 169 | TF-IN | IU/5 | N. A. | SEMIFINISHED GOODS | N. A. | N. A. | N. A. | N. A. | N. A. | N. A. |  | N. A. | N. A. | N. A. | N. A. | N. A. | N. A. | N. A. | N. A. | N. A. | N. A. | 1 | SUB COMPONENTS | NA | ADDED NEW GROUP AND PRODUCTS UNDER SUB COMPONENTS | N | SUB COMPONENTS |  | No | No | N. A. | N. A. | N. A. | N. A.
678/2 | G1011.5035.02 | ANTI-ROTATION BAR FOR G1011.5035 |  | G1001.0000 | N. A. | N. A. | N. A. | N. A. | N. A. | N. A. | N. A. | N. A. | N. A. | N. A. | N. A. | PS/678/2 | N. A. | N. A. | N. A. | N. A. | N. A. | 169 | TF-IN | IU/5 | N. A. | SEMIFINISHED GOODS | N. A. | N. A. | N. A. | N. A. | N. A. | N. A. |  | N. A. | N. A. | N. A. | N. A. | N. A. | N. A. | N. A. | N. A. | N. A. | N. A. | 1 | SUB COMPONENTS | NA | ADDED NEW GROUP AND PRODUCTS UNDER SUB COMPONENTS | N | SUB COMPONENTS |  | No | No | N. A. | N. A. | N. A. | N. A.
G1001.5035 | G1011.5035.03 | DRILL SLEEVE WITH ANTI-ROTATION BAR DIA. 5.0/3.5MM, LENGTH 110MM, ADLER, ANTI-ROTATION BAR |  | G1011.5035.03 | N. A. | N. A. | N. A. | N. A. | N. A. | N. A. | N. A. | N. A. | N. A. | N. A. | N. A. | PS/G1011.5035.03 | 00 | 2019-08-22 | N. A. | N. A. | N. A. | G1001.35 | TF-IN | IU/5 | N. A. | SEMIFINISHED GOODS | N. A. | N. A. | N. A. | N. A. | N. A. | N. A. |  | N. A. | N. A. | N. A. | N. A. | N. A. | N. A. | N. A. | N. A. | N. A. | N. A. | 1 | SUB COMPONENTS | 0 | Added new product as per requirement from D&D | N | INSTRUMENTS |  | No | No | N. A. | N. A. | N. A. | N. A.
I0518.00 | I0518.00 | EAZEE DRILL SLEEVE ASSEMBLY, SHORT, FOR EAZEE SUPRACONDYLAR NAILS |  | I0518.00 | #N/A | #N/A | N. A. | N. A. | N. A. | QPF/I0518.00 | #N/A | #N/A | #N/A | #N/A | #N/A | PS/I0518.00 | #N/A | #N/A | #N/A | #N/A | #N/A | I0518.00 | TF-IN | IU/5 | Class A | FINISHED GOODS | EAZEE™ | DRILL SLEEVE ASSEMBLY | SHORT, FOR SUPRACONDYLAR NAILS | 17 | No | Yes |  | No | N. A. | No | N. A. | No | Yes | No | No | M. L.: MFG/MD/2022/63252 |  | 1 | EAZEE PRODUCTS\INSTRUMENTS, EAZEE | 0 | VL number changed to ML number | Y | Sleeves and its attachment |  | No | No | Yes | No | Yes | N. A.
679/1 | G1011.6050.01 | END BUSH FOR G1011.6050 |  | G1001.0000 | N. A. | N. A. | N. A. | N. A. | N. A. | N. A. | N. A. | N. A. | N. A. | N. A. | N. A. | PS/679/1 | N. A. | N. A. | N. A. | N. A. | N. A. | 170 | TF-IN | IU/5 | N. A. | SEMIFINISHED GOODS | N. A. | N. A. | N. A. | N. A. | N. A. | N. A. |  | N. A. | N. A. | N. A. | N. A. | N. A. | N. A. | N. A. | N. A. | N. A. | N. A. | 1 | SUB COMPONENTS | NA | ADDED NEW GROUP AND PRODUCTS UNDER SUB COMPONENTS | N | SUB COMPONENTS |  | No | No | N. A. | N. A. | N. A. | N. A.
679/2 | G1011.6050.02 | HANDLE FOR G1011.6050 |  | G1001.0000 | N. A. | N. A. | N. A. | N. A. | N. A. | N. A. | N. A. | N. A. | N. A. | N. A. | N. A. | PS/679/2 | N. A. | N. A. | N. A. | N. A. | N. A. | 170 | TF-IN | IU/5 | N. A. | SEMIFINISHED GOODS | N. A. | N. A. | N. A. | N. A. | N. A. | N. A. |  | N. A. | N. A. | N. A. | N. A. | N. A. | N. A. | N. A. | N. A. | N. A. | N. A. | 1 | SUB COMPONENTS | NA | ADDED NEW GROUP AND PRODUCTS UNDER SUB COMPONENTS | N | SUB COMPONENTS |  | No | No | N. A. | N. A. | N. A. | N. A.
G1011.6050 | G1011.6050.03 | DRILL SLEEVE WITH HANDLE DIA. 6.0/5.0MM, LENGTH 110MM, ADLER, HANDLE |  | G1011.6050.03 | N. A. | N. A. | N. A. | N. A. | N. A. | N. A. | N. A. | N. A. | N. A. | N. A. | N. A. | PS/G1011.6050.03 | N. A. | N. A. | N. A. | N. A. | N. A. | G1001.35 | TF-IN | IU/5 | N. A. | SEMIFINISHED GOODS | N. A. | N. A. | N. A. | N. A. | N. A. | N. A. |  | N. A. | N. A. | N. A. | N. A. | N. A. | N. A. | N. A. | N. A. | N. A. | N. A. | 1 | SUB COMPONENTS | 0 | Added new product as per requirement from D&D | N | INSTRUMENTS |  | No | No | N. A. | N. A. | N. A. | N. A.
731 | G2001.20 | TROCAR DIA. 2.0MM, ADLER |  | G2001.00 | N. A. | N. A. | N. A. | N. A. | N. A. | QPF/731 | N. A. | N. A. | N. A. | N. A. | N. A. | PS/731 | N. A. | N. A. | N. A. | N. A. | N. A. | 201 | TF-IN | IU/5 | Class A | FINISHED GOODS | ADLER™ | TROCAR DIA. 2.0MM | TROCAR DIA. 2.0MM | 17 | No | Yes |  | No | N. A. | No | N. A. | No | Yes | No | No | M. L.: MFG/MD/2022/63252 |  | 1 | ADLER PRODUCTS\EXTERNAL FIXATORS, ADLER\OTHER COMPONENTS AND INSTRUMENTS | 0 | VL number changed to ML number | N | Surgical Punch/Bone Punch |  | No | No | Yes | No | Yes | N. A.
G2001.20 | G2001.20.01 | TROCAR DIA. 2.0MM, ADLER, END BUSH |  | G2001.20.01 | 00 | 2017-11-08 | N. A. | N. A. | N. A. | N. A. | N. A. | N. A. | N. A. | N. A. | N. A. | PS/G2001.20.01 | N. A. | N. A. | N. A. | N. A. | N. A. | G2001.20 | TF-IN | IU/5 | N. A. | SEMIFINISHED GOODS | N. A. | N. A. | N. A. | N. A. | N. A. | N. A. |  | N. A. | N. A. | N. A. | N. A. | N. A. | N. A. | N. A. | N. A. | N. A. | N. A. | 1 | SUB COMPONENTS | 0 | Added new product as per requirement from D&D | N | INSTRUMENTS |  | No | No | N. A. | N. A. | N. A. | N. A.
G2001.20 | G2001.20.02 | TROCAR DIA. 2.0MM, ADLER, TROCAR |  | G2001.20.02 | 00 | 2017-11-08 | N. A. | N. A. | N. A. | N. A. | N. A. | N. A. | N. A. | N. A. | N. A. | PS/G2001.20.02 | 00 | 2020-09-20 | 2023-09-18 | N. A. | N. A. | G2001.20 | TF-IN | IU/5 | N. A. | SEMIFINISHED GOODS | N. A. | N. A. | N. A. | N. A. | N. A. | N. A. |  | N. A. | N. A. | N. A. | N. A. | N. A. | N. A. | N. A. | N. A. | N. A. | N. A. | 1 | SUB COMPONENTS | 0 | Added new product as per requirement from D&D | N | INSTRUMENTS |  | No | No | N. A. | N. A. | N. A. | N. A.
729 | G2001.2006 | TRIPLE TROCAR ASSLY WITH TROCAR DIA. 2.0, LENGTH 60MM, CONSIST OF G2001.20, G2001.3520 & G2001.5035, ADLER |  | G2001.00 | N. A. | N. A. | N. A. | N. A. | N. A. | QPF/729 | N. A. | N. A. | N. A. | N. A. | N. A. | PS/729 | N. A. | N. A. | N. A. | N. A. | N. A. | 201 | TF-IN | IU/5 | Class A | FINISHED GOODS | ADLER™ | TRIPLE TROCAR ASSLY WITH TROCAR DIA. 2.0 | LENGTH 60MM, CONSIST OF G2001.20, G2001.3520 & G2001.5035, ADLER | 17 | No | Yes |  | No | N. A. | No | N. A. | No | Yes | No | No | M. L.: MFG/MD/2022/63252 |  | 1 | ADLER PRODUCTS\EXTERNAL FIXATORS, ADLER\OTHER COMPONENTS AND INSTRUMENTS | 0 | VL number changed to ML number | N | Surgical Punch/Bone Punch |  | No | No | Yes | No | Yes | N. A.
730 | G2001.25 | TROCAR DIA. 2.5MM, ADLER |  | G2001.00 | N. A. | N. A. | N. A. | N. A. | N. A. | QPF/730 | N. A. | N. A. | N. A. | N. A. | N. A. | PS/730 | N. A. | N. A. | N. A. | N. A. | N. A. | 201 | TF-IN | IU/5 | Class A | FINISHED GOODS | ADLER™ | TROCAR | DIA. 2.5MM | 17 | No | Yes |  | No | N. A. | No | N. A. | No | Yes | No | No | M. L.: MFG/MD/2022/63252 |  | 1 | ADLER PRODUCTS\EXTERNAL FIXATORS, ADLER\OTHER COMPONENTS AND INSTRUMENTS | 0 | VL number changed to ML number | N | Surgical Punch/Bone Punch |  | No | No | Yes | No | Yes | N. A.
730/1 | G2001.25.01 | END BUSH FOR G2001.25 |  | G2001.00 | N. A. | N. A. | N. A. | N. A. | N. A. | N. A. | N. A. | N. A. | N. A. | N. A. | N. A. | PS/730/1 | N. A. | N. A. | N. A. | N. A. | N. A. | 201 | TF-IN | IU/5 | N. A. | SEMIFINISHED GOODS | N. A. | N. A. | N. A. | N. A. | N. A. | N. A. |  | N. A. | N. A. | N. A. | N. A. | N. A. | N. A. | N. A. | N. A. | N. A. | N. A. | 1 | SUB COMPONENTS | NA | ADDED NEW GROUP AND PRODUCTS UNDER SUB COMPONENTS | N | SUB COMPONENTS |  | No | No | N. A. | N. A. | N. A. | N. A.
G2001.25 | G2001.25.02 | TROCAR DIA. 2.5MM, ADLER, TROCAR |  | G2001.25.02 | 00 | 2017-11-08 | N. A. | N. A. | N. A. | N. A. | N. A. | N. A. | N. A. | N. A. | N. A. | PS/G2001.25.02 | 00 | 2019-08-08 | N. A. | N. A. | N. A. | G2001.20 | TF-IN | IU/5 | N. A. | SEMIFINISHED GOODS | N. A. | N. A. | N. A. | N. A. | N. A. | N. A. |  | N. A. | N. A. | N. A. | N. A. | N. A. | N. A. | N. A. | N. A. | N. A. | N. A. | 1 | SUB COMPONENTS | 0 | Added new product as per requirement from D&D | N | INSTRUMENTS |  | No | No | N. A. | N. A. | N. A. | N. A.
2021 | G2001.2506 | TRIPLE TROCAR ASSLY WITH TROCAR DIA. 2.5, LENGTH 60MM, CONSIST OF G2001.25, G2001.3525 & G2001.5035, ADLER |  | G2001.00 | #N/A | #N/A | N. A. | N. A. | N. A. | QPF/729 | #N/A | #N/A | #N/A | #N/A | #N/A | PS/729 | #N/A | #N/A | #N/A | #N/A | #N/A | 201 | TF-IN | IU/5 | Class A | FINISHED GOODS | ADLER™ | TRIPLE TROCAR ASSLY WITH TROCAR DIA. 2.5 | LENGTH 60MM, CONSIST OF G2001.25, G2001.3525 & G2001.5035 | 17 | No | Yes |  | No | N. A. | No | N. A. | No | Yes | No | No | M. L.: MFG/MD/2022/63252 |  | 1 | ADLER PRODUCTS\EXTERNAL FIXATORS, ADLER\OTHER COMPONENTS AND INSTRUMENTS | 0 | VL number changed to ML number | Y | Surgical Punch/Bone Punch |  | No | No | Yes | No | Yes | N. A.
I0519.00 | I0519.00 | EAZEE DRILL SLEEVE ASSEMBLY, LONG, FOR EAZEE SUPRACONDYLAR NAILS |  | I0519.00 | #N/A | #N/A | N. A. | N. A. | N. A. | QPF/I0519.00 | #N/A | #N/A | #N/A | #N/A | #N/A | PS/I0519.00 | #N/A | #N/A | #N/A | #N/A | #N/A | I0519.00 | TF-IN | IU/5 | Class A | FINISHED GOODS | EAZEE™ | DRILL SLEEVE ASSEMBLY | LONG, FOR SUPRACONDYLAR NAILS | 17 | No | Yes |  | No | N. A. | No | N. A. | No | Yes | No | No | M. L.: MFG/MD/2022/63252 |  | 1 | EAZEE PRODUCTS\INSTRUMENTS, EAZEE | 0 | VL number changed to ML number | Y | Sleeves and its attachment |  | No | No | Yes | No | Yes | N. A.
734/1 | G2001.3520.01 | END BUSH FOR G2001.3520 |  | G2001.00 | N. A. | N. A. | N. A. | N. A. | N. A. | N. A. | N. A. | N. A. | N. A. | N. A. | N. A. | PS/734/1 | N. A. | N. A. | N. A. | N. A. | N. A. | 201 | TF-IN | IU/5 | N. A. | SEMIFINISHED GOODS | N. A. | N. A. | N. A. | N. A. | N. A. | N. A. |  | N. A. | N. A. | N. A. | N. A. | N. A. | N. A. | N. A. | N. A. | N. A. | N. A. | 1 | SUB COMPONENTS | NA | ADDED NEW GROUP AND PRODUCTS UNDER SUB COMPONENTS | N | SUB COMPONENTS |  | No | No | N. A. | N. A. | N. A. | N. A.
G2001.3520 | G2001.3520.02 | SLEEVE FOR TRIPLE TROCAR OD 3.5MM, ID 2.0MM, LENGTH 60MM, ADLER, SLEEVE |  | G2001.3520.02 | 00 | 2017-11-10 | N. A. | N. A. | N. A. | N. A. | N. A. | N. A. | N. A. | N. A. | N. A. | PS/G2001.3520.02 | N. A. | N. A. | N. A. | N. A. | N. A. | G2001.20 | TF-IN | IU/5 | N. A. | SEMIFINISHED GOODS | N. A. | N. A. | N. A. | N. A. | N. A. | N. A. |  | N. A. | N. A. | N. A. | N. A. | N. A. | N. A. | N. A. | N. A. | N. A. | N. A. | 1 | SUB COMPONENTS | 0 | Added new product as per requirement from D&D | N | INSTRUMENTS |  | No | No | N. A. | N. A. | N. A. | N. A.
C3902.062 | C3902.062 | DRILL SLEEVE DIA 13MM, RESTOR |  | C3902.062 | 05 | 2014-04-02 | N. A. | N. A. | N. A. | N. A. | N. A. | N. A. | N. A. | N. A. | N. A. | PS/C3902.062 | 01 | 2019-02-26 | 2022-02-26 | 2020-01-05 | 44931 | C3902.062 | TF-IN | IU/5 | Class A | FINISHED GOODS | RESTOR™ | DRILL SLEEVE | DIA 13MM | 17 | No | Yes |  | No | N. A. | No | N. A. | No | Yes | No | No | M. L.: MFG/MD/2022/63252 |  | 1 | ADLER PRODUCTS\RESTOR PRODUCTS\Instruments | 0 | VL number changed to ML number | N | Sleeves and its attachment |  | No | No | Yes | No | Yes | N. A.
732/1 | G2001.3525.01 | END BUSH FOR G2001.3525 |  | G2001.00 | N. A. | N. A. | N. A. | N. A. | N. A. | N. A. | N. A. | N. A. | N. A. | N. A. | N. A. | PS/733/1 | N. A. | N. A. | N. A. | N. A. | N. A. | 201 | TF-IN | IU/5 | N. A. | SEMIFINISHED GOODS | N. A. | N. A. | N. A. | N. A. | N. A. | N. A. |  | N. A. | N. A. | N. A. | N. A. | N. A. | N. A. | N. A. | N. A. | N. A. | N. A. | 1 | SUB COMPONENTS | NA | ADDED NEW GROUP AND PRODUCTS UNDER SUB COMPONENTS | N | SUB COMPONENTS |  | No | No | N. A. | N. A. | N. A. | N. A.
G2001.3525 | G2001.3525.02 | SLEEVE FOR TRIPLE TROCAR OD 3.5MM, ID 2.5MM, LENGTH 60MM, ADLER, SLEEVE |  | G2001.3525.02 | 00 | 2017-11-10 | N. A. | N. A. | N. A. | N. A. | N. A. | N. A. | N. A. | N. A. | N. A. | PS/G2001.3525.02 | N. A. | N. A. | N. A. | N. A. | N. A. | G2001.20 | TF-IN | IU/5 | N. A. | SEMIFINISHED GOODS | N. A. | N. A. | N. A. | N. A. | N. A. | N. A. |  | N. A. | N. A. | N. A. | N. A. | N. A. | N. A. | N. A. | N. A. | N. A. | N. A. | 1 | SUB COMPONENTS | 0 | Added new product as per requirement from D&D | N | INSTRUMENTS |  | No | No | N. A. | N. A. | N. A. | N. A.
C4002.22 | C4002.2207 | DRILL SLEEVE 22/7, RESTOR RH |  | C4002.2207 | 04 | 2018-04-25 | N. A. | N. A. | N. A. | QPF/C4002.22 | 00 | 2018-06-01 | N. A. | N. A. | N. A. | PS/C4002.2207 | 01 | 2019-04-04 | 2021-04-04 | 2019-12-01 | 44896 | C4002.22 | TF-IN | IU/5 | Class A | FINISHED GOODS | RESTOR™ RH | DRILL SLEEVE | 22/7 | 17 | No | Yes |  | No | N. A. | No | N. A. | No | Yes | No | No | M. L.: MFG/MD/2022/63252 |  | 1 | ADLER PRODUCTS\RESTOR PRODUCTS\Instruments | 0 | VL number changed to ML number | N | Sleeves and its attachment |  | No | No | Yes | No | Yes | N. A.
732/1 | G2001.5035.01 | END BUSH FOR G2001.5035 |  | G2001.00 | N. A. | N. A. | N. A. | N. A. | N. A. | N. A. | N. A. | N. A. | N. A. | N. A. | N. A. | PS/732/1 | N. A. | N. A. | N. A. | N. A. | N. A. | 201 | TF-IN | IU/5 | N. A. | SEMIFINISHED GOODS | N. A. | N. A. | N. A. | N. A. | N. A. | N. A. |  | N. A. | N. A. | N. A. | N. A. | N. A. | N. A. | N. A. | N. A. | N. A. | N. A. | 1 | SUB COMPONENTS | NA | ADDED NEW GROUP AND PRODUCTS UNDER SUB COMPONENTS | N | SUB COMPONENTS |  | No | No | N. A. | N. A. | N. A. | N. A.
G2001.5035 | G2001.5035.02 | SLEEVE FOR TRIPLE TROCAR OD 5.0MM, ID 3.5MM, LENGTH 60MM, ADLER, SLEEVE |  | G2001.5035.02 | 00 | 2017-11-10 | N. A. | N. A. | N. A. | N. A. | N. A. | N. A. | N. A. | N. A. | N. A. | PS/G2001.5035.02 | N. A. | N. A. | N. A. | N. A. | N. A. | G2001.20 | TF-IN | IU/5 | N. A. | SEMIFINISHED GOODS | N. A. | N. A. | N. A. | N. A. | N. A. | N. A. |  | N. A. | N. A. | N. A. | N. A. | N. A. | N. A. | N. A. | N. A. | N. A. | N. A. | 1 | SUB COMPONENTS | 0 | Added new product as per requirement from D&D | N | INSTRUMENTS |  | No | No | N. A. | N. A. | N. A. | N. A.
1491 | G2002.008 | COMBINATION WRENCH 8MM A/F, ADLER |  | G1002.011 | 02 | 2016-06-25 | N. A. | N. A. | N. A. | QPF/681 | N. A. | N. A. | N. A. | N. A. | N. A. | PS/1493 | N. A. | N. A. | N. A. | N. A. | N. A. | 444 | TF-IN | IU/5 | Class A | FINISHED GOODS | ADLER™ | COMBINATION WRENCH 8MM A/F |  | 17 | No | Yes |  | No | N. A. | No | N. A. | No | Yes | No | No | M. L.: MFG/MD/2022/63252 |  | 1 | ADLER PRODUCTS\EXTERNAL FIXATORS, ADLER\OTHER COMPONENTS AND INSTRUMENTS | 0.0254 | VL number changed to ML number | N | Wrench |  | No | No | Yes | No | Yes | N. A.
G2002.008 | G2002.008.01 | COMBINATION WRENCH 8MM A/F, ADLER,WRENCH 1 |  | G1002.011 | 00 | 2014-01-30 | N. A. | N. A. | N. A. | N.A. | N. A. | N. A. | N. A. | N. A. | N. A. | PS/G2002.008.01 | N. A. | N. A. | N. A. | N. A. | N. A. | 444 | N. A. | N. A. | N. A. | SEMIFINISHED GOODS | N. A. | N. A. | N. A. | N. A. | N. A. | N. A. |  | N. A. | N. A. | N. A. | N. A. | N. A. | N. A. | N. A. | N. A. | N. A. | N. A. | 0 | SUB COMPONENTS | 0 | ADDED NEW CODE NO AS PER EMAIL FROM PRATIK DTD 30DEC2018 ON 08JAN2019 | N | SUB COMPONENTS |  | No | No | N. A. | N. A. | N. A. | N. A.
G2002.008 | G2002.008.02 | COMBINATION WRENCH 8MM A/F, ADLER,WRENCH 2 |  | G1002.011 | 00 | 2014-01-30 | N. A. | N. A. | N. A. | N.A. | N. A. | N. A. | N. A. | N. A. | N. A. | PS/G2002.008.02 | N. A. | N. A. | N. A. | N. A. | N. A. | 444 | N. A. | N. A. | N. A. | SEMIFINISHED GOODS | N. A. | N. A. | N. A. | N. A. | N. A. | N. A. |  | N. A. | N. A. | N. A. | N. A. | N. A. | N. A. | N. A. | N. A. | N. A. | N. A. | 0 | SUB COMPONENTS | 0 | ADDED NEW CODE NO AS PER EMAIL FROM PRATIK DTD 30DEC2018 ON 08JAN2019 | N | SUB COMPONENTS |  | No | No | N. A. | N. A. | N. A. | N. A.
G2002.008 | G2002.008.03 | COMBINATION WRENCH 8MM A/F, ADLER,HANDLE |  | G1002.011 | 00 | 2014-01-30 | N. A. | N. A. | N. A. | N.A. | N. A. | N. A. | N. A. | N. A. | N. A. | PS/G2002.008.03 | N. A. | N. A. | N. A. | N. A. | N. A. | 444 | N. A. | N. A. | N. A. | SEMIFINISHED GOODS | N. A. | N. A. | N. A. | N. A. | N. A. | N. A. |  | N. A. | N. A. | N. A. | N. A. | N. A. | N. A. | N. A. | N. A. | N. A. | N. A. | 0 | SUB COMPONENTS | 0 | ADDED NEW CODE NO AS PER EMAIL FROM PRATIK DTD 30DEC2018 ON 08JAN2019 | N | SUB COMPONENTS |  | No | No | N. A. | N. A. | N. A. | N. A.
G2002.01 | G2002.01 | COMPRESSOR, TO BE USED WITH 8MM TUBES, ADLER |  | G2002.01 | N. A. | N. A. | N. A. | N. A. | N. A. | QPF/G2002.01 | 00 | 2007-09-06 | N. A. | N. A. | N. A. | PS/G2002.01 | N. A. | N. A. | N. A. | N. A. | N. A. | G2002.01 | TMF-EF | IU/4 | Class A | FINISHED GOODS | ADLER™ | COMPRESSOR | TO BE USED WITH 8MM TUBES | 17 | No | Yes |  | No | N. A. | No | N. A. | No | Yes | No | No | M. L.: MFG/MD/2022/63252 |  | 1 | ADLER PRODUCTS\EXTERNAL FIXATORS, ADLER\OTHER COMPONENTS AND INSTRUMENTS | 0.0529 | VL number changed to ML number | N | Instrument set for external fixation system |  | No | No | Yes | No | Yes | N. A.
716/1 | G2002.01.01 | MAIN BODY FOR G2002.01 |  | G2002.01.01 | N. A. | N. A. | N. A. | N. A. | N. A. | N. A. | N. A. | N. A. | N. A. | N. A. | N. A. | PS/716/1 | N. A. | N. A. | N. A. | N. A. | N. A. | 188 | TMF-1 | IU/4 | N. A. | SEMIFINISHED GOODS | N. A. | N. A. | N. A. | N. A. | N. A. | N. A. |  | N. A. | N. A. | N. A. | N. A. | N. A. | N. A. | N. A. | N. A. | N. A. | N. A. | 1 | SUB COMPONENTS | NA | ADDED NEW GROUP AND PRODUCTS UNDER SUB COMPONENTS | N | SUB COMPONENTS |  | No | No | N. A. | N. A. | N. A. | N. A.
716/2 | G2002.01.02 | CLAMPING PLATE FOR G2002.01 |  | G2002.01B | N. A. | N. A. | N. A. | N. A. | N. A. | N. A. | N. A. | N. A. | N. A. | N. A. | N. A. | PS/716/2 | N. A. | N. A. | N. A. | N. A. | N. A. | 188 | TMF-1 | IU/4 | N. A. | SEMIFINISHED GOODS | N. A. | N. A. | N. A. | N. A. | N. A. | N. A. |  | N. A. | N. A. | N. A. | N. A. | N. A. | N. A. | N. A. | N. A. | N. A. | N. A. | 1 | SUB COMPONENTS | NA | ADDED NEW GROUP AND PRODUCTS UNDER SUB COMPONENTS | N | SUB COMPONENTS |  | No | No | N. A. | N. A. | N. A. | N. A.
716/3 | G2002.01.03 | LOCKING BOLT FOR CLAMPING PLATE FOR G2002.01 |  | G2002.01B | N. A. | N. A. | N. A. | N. A. | N. A. | N. A. | N. A. | N. A. | N. A. | N. A. | N. A. | PS/716/3 | N. A. | N. A. | N. A. | N. A. | N. A. | 188 | TMF-1 | IU/4 | N. A. | SEMIFINISHED GOODS | N. A. | N. A. | N. A. | N. A. | N. A. | N. A. |  | N. A. | N. A. | N. A. | N. A. | N. A. | N. A. | N. A. | N. A. | N. A. | N. A. | 1 | SUB COMPONENTS | NA | ADDED NEW GROUP AND PRODUCTS UNDER SUB COMPONENTS | N | SUB COMPONENTS |  | No | No | N. A. | N. A. | N. A. | N. A.
716/4 | G2002.01.04 | SLIPPERING WASHER FOR G2002.01.03 |  | G2002.01B | N. A. | N. A. | N. A. | N. A. | N. A. | N. A. | N. A. | N. A. | N. A. | N. A. | N. A. | PS/716/4 | N. A. | N. A. | N. A. | N. A. | N. A. | 188 | TMF-1 | IU/4 | N. A. | SEMIFINISHED GOODS | N. A. | N. A. | N. A. | N. A. | N. A. | N. A. |  | N. A. | N. A. | N. A. | N. A. | N. A. | N. A. | N. A. | N. A. | N. A. | N. A. | 1 | SUB COMPONENTS | NA | ADDED NEW GROUP AND PRODUCTS UNDER SUB COMPONENTS | N | SUB COMPONENTS |  | No | No | N. A. | N. A. | N. A. | N. A.
716/5 | G2002.01.05 | COMPRESSING BOLT FOR G2002.01 |  | G2002.01B | N. A. | N. A. | N. A. | N. A. | N. A. | N. A. | N. A. | N. A. | N. A. | N. A. | N. A. | PS/716/5 | N. A. | N. A. | N. A. | N. A. | N. A. | 188 | TMF-1 | IU/4 | N. A. | SEMIFINISHED GOODS | N. A. | N. A. | N. A. | N. A. | N. A. | N. A. |  | N. A. | N. A. | N. A. | N. A. | N. A. | N. A. | N. A. | N. A. | N. A. | N. A. | 1 | SUB COMPONENTS | NA | ADDED NEW GROUP AND PRODUCTS UNDER SUB COMPONENTS | N | SUB COMPONENTS |  | No | No | N. A. | N. A. | N. A. | N. A.
716/6 | G2002.01.06 | SLIPPERING WASHER FOR COMPRESSING BOLT FOR G2002.01 |  | G2002.01B | N. A. | N. A. | N. A. | N. A. | N. A. | N. A. | N. A. | N. A. | N. A. | N. A. | N. A. | PS/716/6 | N. A. | N. A. | N. A. | N. A. | N. A. | 188 | TMF-1 | IU/4 | N. A. | SEMIFINISHED GOODS | N. A. | N. A. | N. A. | N. A. | N. A. | N. A. |  | N. A. | N. A. | N. A. | N. A. | N. A. | N. A. | N. A. | N. A. | N. A. | N. A. | 1 | SUB COMPONENTS | NA | ADDED NEW GROUP AND PRODUCTS UNDER SUB COMPONENTS | N | SUB COMPONENTS |  | No | No | N. A. | N. A. | N. A. | N. A.
715 | G2002.010 | COMBINATION WRENCH 10MM A/F, ADLER |  | G2002.010 | 00 | 2017-08-27 | N. A. | N. A. | N. A. | QPF/681 | N. A. | N. A. | N. A. | N. A. | N. A. | PS/681 | 01 | 2018-09-20 | N. A. | N. A. | N. A. | 187 | TMF-1 | IU/4 | Class A | FINISHED GOODS | ADLER™ | COMBINATION WRENCH 10MM A/F |  | 17 | No | Yes |  | No | N. A. | No | N. A. | No | Yes | No | No | M. L.: MFG/MD/2022/63252 |  | 1 | ADLER PRODUCTS\EXTERNAL FIXATORS, ADLER\OTHER COMPONENTS AND INSTRUMENTS | 0.0505 | VL number changed to ML number | N | Wrench |  | No | No | Yes | No | Yes | N. A.
715/1 | G2002.010.01 | SPANNER DISK 10MM OPEN FOR G2002.010 |  | G2002.010 | 00 | 2017-08-27 | N. A. | N. A. | N. A. | N. A. | N. A. | N. A. | N. A. | N. A. | N. A. | PS/715/1 | N. A. | N. A. | N. A. | N. A. | N. A. | 187 | TMF-1 | IU/4 | N. A. | SEMIFINISHED GOODS | N. A. | N. A. | N. A. | N. A. | N. A. | N. A. |  | N. A. | N. A. | N. A. | N. A. | N. A. | N. A. | N. A. | N. A. | N. A. | N. A. | 1 | SUB COMPONENTS | NA | ADDED NEW GROUP AND PRODUCTS UNDER SUB COMPONENTS | N | SUB COMPONENTS |  | No | No | N. A. | N. A. | N. A. | N. A.
715/2 | G2002.010.02 | SPANNER DISK 11MM CLOSED FOR G2002.010 |  | G2002.010 | 00 | 2017-08-27 | N. A. | N. A. | N. A. | N. A. | N. A. | N. A. | N. A. | N. A. | N. A. | PS/715/2 | N. A. | N. A. | N. A. | N. A. | N. A. | 187 | TMF-1 | IU/4 | N. A. | SEMIFINISHED GOODS | N. A. | N. A. | N. A. | N. A. | N. A. | N. A. |  | N. A. | N. A. | N. A. | N. A. | N. A. | N. A. | N. A. | N. A. | N. A. | N. A. | 1 | SUB COMPONENTS | NA | ADDED NEW GROUP AND PRODUCTS UNDER SUB COMPONENTS | N | SUB COMPONENTS |  | No | No | N. A. | N. A. | N. A. | N. A.
715/3 | G2002.010.03 | HANDLE STRIP FOR G2002.010 |  | G2002.010 | 00 | 2017-08-27 | N. A. | N. A. | N. A. | N. A. | N. A. | N. A. | N. A. | N. A. | N. A. | PS/715/3 | N. A. | N. A. | N. A. | N. A. | N. A. | 187 | TMF-1 | IU/4 | N. A. | SEMIFINISHED GOODS | N. A. | N. A. | N. A. | N. A. | N. A. | N. A. |  | N. A. | N. A. | N. A. | N. A. | N. A. | N. A. | N. A. | N. A. | N. A. | N. A. | 1 | SUB COMPONENTS | NA | ADDED NEW GROUP AND PRODUCTS UNDER SUB COMPONENTS | N | SUB COMPONENTS |  | No | No | N. A. | N. A. | N. A. | N. A.
G2002.011 | G2002.011 | COMBINATION WRENCH 11MM A/F, ADLER |  | G1002.011 | 02 | 2016-06-25 | N. A. | N. A. | N. A. | QPF/681 | N. A. | N. A. | N. A. | N. A. | N. A. | PS/681 | 01 | 2018-09-20 | N. A. | N. A. | N. A. | G2002.011 | TF-IN | IU/5 | Class A | FINISHED GOODS | ADLER™ | COMBINATION WRENCH 11MM A/F |  | 17 | No | Yes |  | No | N. A. | No | N. A. | No | Yes | No | No | M. L.: MFG/MD/2022/63252 |  | 1 | ADLER PRODUCTS\EXTERNAL FIXATORS, ADLER\OTHER COMPONENTS AND INSTRUMENTS | 0 | VL number changed to ML number | N | Wrench |  | No | No | Yes | No | Yes | N. A.
1096 | G2002.08 | SOCKET WRENCH 8MM A/F, ADLER |  | G2002.08 | N. A. | N. A. | N. A. | N. A. | N. A. | QPF/1096 | N. A. | N. A. | N. A. | N. A. | N. A. | PS/1096 | N. A. | N. A. | N. A. | N. A. | N. A. | 331 | TF-IN | IU/5 | Class A | FINISHED GOODS | ADLER™ | SOCKET WRENCH 8MM A/F |  | 17 | No | Yes |  | No | N. A. | No | N. A. | No | Yes | No | No | M. L.: MFG/MD/2022/63252 |  | 1 | ADLER PRODUCTS\EXTERNAL FIXATORS, ADLER\OTHER COMPONENTS AND INSTRUMENTS | 0.067333 | VL number changed to ML number | N | Wrench |  | No | No | Yes | No | Yes | N. A.
G2002.08 | G2002.08.01 | SOCKET WRENCH 8MM A/F, ADLER,HANDLE |  | G2002.08 | 00 | 2001-09-05 | N. A. | N. A. | N. A. | N.A. | N. A. | N. A. | N. A. | N. A. | N. A. | PS/G2002.08.01 | N. A. | N. A. | N. A. | N. A. | N. A. | 331 | N. A. | N. A. | N. A. | SEMIFINISHED GOODS | N. A. | N. A. | N. A. | N. A. | N. A. | N. A. |  | N. A. | N. A. | N. A. | N. A. | N. A. | N. A. | N. A. | N. A. | N. A. | N. A. | 0 | SUB COMPONENTS | 0 | ADDED NEW CODE NO AS PER EMAIL FROM PRATIK DTD 30DEC2018 ON 08JAN2019 | N | SUB COMPONENTS |  | No | No | N. A. | N. A. | N. A. | N. A.
G2002.08 | G2002.08.02 | SOCKET WRENCH 8MM A/F, ADLER,SHAFT |  | G2002.08 | 00 | 2001-09-05 | N. A. | N. A. | N. A. | N.A. | N. A. | N. A. | N. A. | N. A. | N. A. | PS/G2002.08.02 | N. A. | N. A. | N. A. | N. A. | N. A. | 331 | N. A. | N. A. | N. A. | SEMIFINISHED GOODS | N. A. | N. A. | N. A. | N. A. | N. A. | N. A. |  | N. A. | N. A. | N. A. | N. A. | N. A. | N. A. | N. A. | N. A. | N. A. | N. A. | 0 | SUB COMPONENTS | 0 | ADDED NEW CODE NO AS PER EMAIL FROM PRATIK DTD 30DEC2018 ON 08JAN2019 | N | SUB COMPONENTS |  | No | No | N. A. | N. A. | N. A. | N. A.
G2002.08 | G2002.08.03 | SOCKET WRENCH 8MM A/F, ADLER,SOCKET |  | G2002.08 | 00 | 2001-09-05 | N. A. | N. A. | N. A. | N.A. | N. A. | N. A. | N. A. | N. A. | N. A. | PS/G2002.08.03 | N. A. | N. A. | N. A. | N. A. | N. A. | 331 | N. A. | N. A. | N. A. | SEMIFINISHED GOODS | N. A. | N. A. | N. A. | N. A. | N. A. | N. A. |  | N. A. | N. A. | N. A. | N. A. | N. A. | N. A. | N. A. | N. A. | N. A. | N. A. | 0 | SUB COMPONENTS | 0 | ADDED NEW CODE NO AS PER EMAIL FROM PRATIK DTD 30DEC2018 ON 08JAN2019 | N | SUB COMPONENTS |  | No | No | N. A. | N. A. | N. A. | N. A.
714 | G2002.10 | SOCKET WRENCH 10MM A/F, ADLER |  | G2002.10 | N. A. | N. A. | N. A. | N. A. | N. A. | QPF/680 | N. A. | N. A. | N. A. | N. A. | N. A. | PS/714 | N. A. | N. A. | N. A. | N. A. | N. A. | 186 | TMF-1 | IU/4 | Class A | FINISHED GOODS | ADLER™ | SOCKET WRENCH 10MM A/F |  | 17 | No | Yes |  | No | N. A. | No | N. A. | No | Yes | No | No | M. L.: MFG/MD/2022/63252 |  | 1 | ADLER PRODUCTS\EXTERNAL FIXATORS, ADLER\OTHER COMPONENTS AND INSTRUMENTS | 0 | VL number changed to ML number | N | Wrench |  | No | No | Yes | No | Yes | N. A.
714/1 | G2002.10.01 | SOCKET FOR G2002.10 |  | G1002.10 | N. A. | N. A. | N. A. | N. A. | N. A. | N. A. | N. A. | N. A. | N. A. | N. A. | N. A. | PS/714/1 | N. A. | N. A. | N. A. | N. A. | N. A. | 186 | TMF-1 | IU/4 | N. A. | SEMIFINISHED GOODS | N. A. | N. A. | N. A. | N. A. | N. A. | N. A. |  | N. A. | N. A. | N. A. | N. A. | N. A. | N. A. | N. A. | N. A. | N. A. | N. A. | 1 | SUB COMPONENTS | NA | ADDED NEW GROUP AND PRODUCTS UNDER SUB COMPONENTS | N | SUB COMPONENTS |  | No | No | N. A. | N. A. | N. A. | N. A.
G2002.10 | G2002.10.02 | SOCKET WRENCH 10MM A/F, ADLER,SHAFT |  | G1002.10 | N. A. | N. A. | N. A. | N. A. | N. A. | N.A. | N. A. | N. A. | N. A. | N. A. | N. A. | PS/G2002.10.02 | N. A. | N. A. | N. A. | N. A. | N. A. | 186 | N. A. | N. A. | N. A. | SEMIFINISHED GOODS | N. A. | N. A. | N. A. | N. A. | N. A. | N. A. |  | N. A. | N. A. | N. A. | N. A. | N. A. | N. A. | N. A. | N. A. | N. A. | N. A. | 0 | SUB COMPONENTS | 0 | ADDED NEW CODE NO AS PER EMAIL FROM PRATIK DTD 30DEC2018 ON 08JAN2019 | N | SUB COMPONENTS |  | No | No | N. A. | N. A. | N. A. | N. A.
G2002.10 | G2002.10.03 | SOCKET WRENCH 10MM A/F, ADLER,HANDLE |  | G1002.10 | N. A. | N. A. | N. A. | N. A. | N. A. | N.A. | N. A. | N. A. | N. A. | N. A. | N. A. | PS/G2002.10.03 | N. A. | N. A. | N. A. | N. A. | N. A. | 186 | N. A. | N. A. | N. A. | SEMIFINISHED GOODS | N. A. | N. A. | N. A. | N. A. | N. A. | N. A. |  | N. A. | N. A. | N. A. | N. A. | N. A. | N. A. | N. A. | N. A. | N. A. | N. A. | 0 | SUB COMPONENTS | 0 | ADDED NEW CODE NO AS PER EMAIL FROM PRATIK DTD 30DEC2018 ON 08JAN2019 | N | SUB COMPONENTS |  | No | No | N. A. | N. A. | N. A. | N. A.
G2002.11 | G2002.11 | SOCKET WRENCH 11MM A/F, ADLER |  | G1002.11 | N. A. | N. A. | N. A. | N. A. | N. A. | QPF/680 | N. A. | N. A. | N. A. | N. A. | N. A. | PS/680 | 01 | 2019-04-25 | N. A. | N. A. | N. A. | 171 | TF-IN | IU/5 | Class A | FINISHED GOODS | ADLER™ | SOCKET WRENCH 11MM A/F |  | 17 | No | Yes |  | No | N. A. | No | N. A. | No | Yes | No | No | M. L.: MFG/MD/2022/63252 |  | 1 | ADLER PRODUCTS\EXTERNAL FIXATORS, ADLER\OTHER COMPONENTS AND INSTRUMENTS | 0 | VL number changed to ML number | N | Wrench |  | No | No | Yes | No | Yes | N. A.
G2002.11 | G2002.11.01 | SOCKET WRENCH 11MM A/F, ADLER,SOCKET |  | G2002.11 | 00 | 2014-02-06 | N. A. | N. A. | N. A. | N.A. | N. A. | N. A. | N. A. | N. A. | N. A. | PS/G1002.11.01 | N. A. | N. A. | N. A. | N. A. | N. A. | 171 | N. A. | N. A. | N. A. | SEMIFINISHED GOODS | N. A. | N. A. | N. A. | N. A. | N. A. | N. A. |  | N. A. | N. A. | N. A. | N. A. | N. A. | N. A. | N. A. | N. A. | N. A. | N. A. | 0 | SUB COMPONENTS | 0 | ADDED NEW CODE NO AS PER EMAIL FROM PRATIK DTD 30DEC2018 ON 08JAN2019 | N | SUB COMPONENTS |  | No | No | N. A. | N. A. | N. A. | N. A.
G2002.11 | G2002.11.02 | SOCKET WRENCH 11MM A/F, ADLER,SHAFT |  | G2002.11 | 00 | 2014-02-06 | N. A. | N. A. | N. A. | N.A. | N. A. | N. A. | N. A. | N. A. | N. A. | PS/G1002.11.02 | N. A. | N. A. | N. A. | N. A. | N. A. | 171 | N. A. | N. A. | N. A. | SEMIFINISHED GOODS | N. A. | N. A. | N. A. | N. A. | N. A. | N. A. |  | N. A. | N. A. | N. A. | N. A. | N. A. | N. A. | N. A. | N. A. | N. A. | N. A. | 0 | SUB COMPONENTS | 0 | ADDED NEW CODE NO AS PER EMAIL FROM PRATIK DTD 30DEC2018 ON 08JAN2019 | N | SUB COMPONENTS |  | No | No | N. A. | N. A. | N. A. | N. A.
G2002.11 | G2002.11.03 | SOCKET WRENCH 11MM A/F, ADLER,HANDLE |  | G2002.11 | 00 | 2014-02-06 | N. A. | N. A. | N. A. | N.A. | N. A. | N. A. | N. A. | N. A. | N. A. | PS/G1002.11.03 | N. A. | N. A. | N. A. | N. A. | N. A. | 171 | N. A. | N. A. | N. A. | SEMIFINISHED GOODS | N. A. | N. A. | N. A. | N. A. | N. A. | N. A. |  | N. A. | N. A. | N. A. | N. A. | N. A. | N. A. | N. A. | N. A. | N. A. | N. A. | 0 | SUB COMPONENTS | 0 | ADDED NEW CODE NO AS PER EMAIL FROM PRATIK DTD 30DEC2018 ON 08JAN2019 | N | SUB COMPONENTS |  | No | No | N. A. | N. A. | N. A. | N. A.
696 | G2004.10 | UNIVERSAL STANDARD CLAMP, ADLER |  | G2004.11 | N. A. | N. A. | N. A. | N. A. | N. A. | QPF/696 | 00 | 2014-03-02 | N. A. | N. A. | N. A. | PS/696 | N. A. | N. A. | N. A. | N. A. | N. A. | 176 | TMF-EF | IU/4 | Class A | FINISHED GOODS | ADLER™ | UNIVERSAL STANDARD CLAMP |  | 17 | No | Yes |  | No | N. A. | No | N. A. | No | Yes | No | No | M. L.: MFG/MD/2022/63252 |  | 1 | ADLER PRODUCTS\EXTERNAL FIXATORS, ADLER\UNIVERSAL CLAMPS, LARGE | 0.0658 | VL number changed to ML number | N | Clamp |  | No | No | Yes | No | Yes | N. A.
G2004.101 | G2004.101 | UNIVERSAL STANDARD CLAMP, ADLER, FOR TUBE-TUBE JOINT (CONSISTS OF G2004.1118, G2004.1128, G2005.02, G2006.25 - 1 EACH) |  | G2004.101 | 01 | 2011-07-19 | N. A. | N. A. | N. A. | QPF/G2004.101 | 00 | 2014-03-02 | N. A. | N. A. | N. A. | PS/696 | N. A. | N. A. | N. A. | N. A. | N. A. | 176 | TMF-EF | IU/4 | Class A | FINISHED GOODS | ADLER™ | UNIVERSAL STANDARD CLAMP FOR TUBE-TUBE JOINT | G2004.1118, G2004.1128, G2005.02, G2006.25(1 EACH) | 17 | No | Yes |  | No | N. A. | No | N. A. | No | Yes | No | No | M. L.: MFG/MD/2022/63252 |  | 1 | ADLER PRODUCTS\EXTERNAL FIXATORS, ADLER\UNIVERSAL CLAMPS, LARGE | 0 | VL number changed to ML number | N | Clamp |  | No | No | Yes | No | Yes | N. A.
697 | G2004.1118 | TUBE ELEMENT, FOR TUBES DIA. 8MM, THREADED, ADLER |  | G2004.1118 | N. A. | N. A. | N. A. | N. A. | N. A. | QPF/697 | N. A. | N. A. | N. A. | N. A. | N. A. | PS/697 | 02 | 2018-09-27 | N. A. | N. A. | N. A. | 177 | TMF-EF | IU/4 | Class A | FINISHED GOODS | ADLER™ | TUBE ELEMENT, FOR TUBES | DIA. 8MM, THREADED | 17 | No | Yes |  | No | N. A. | No | N. A. | No | Yes | No | No | M. L.: MFG/MD/2022/63252 |  | 1 | ADLER PRODUCTS\EXTERNAL FIXATORS, ADLER\UNIVERSAL CLAMPS, LARGE | 0.027 | VL number changed to ML number | N | Instrument set for external fixation system |  | No | No | Yes | No | Yes | N. A.
698 | G2004.1128 | TUBE ELEMENT, FOR TUBES DIA. 8MM, UNTHREADED, ADLER |  | G2004.1118 | N. A. | N. A. | N. A. | N. A. | N. A. | QPF/697 | N. A. | N. A. | N. A. | N. A. | N. A. | PS/698 | N. A. | N. A. | N. A. | N. A. | N. A. | 178 | TMF-EF | IU/4 | Class A | FINISHED GOODS | ADLER™ | TUBE ELEMENT, FOR TUBES | DIA. 8MM, UNTHREADED | 17 | No | Yes |  | No | N. A. | No | N. A. | No | Yes | No | No | M. L.: MFG/MD/2022/63252 |  | 1 | ADLER PRODUCTS\EXTERNAL FIXATORS, ADLER\UNIVERSAL CLAMPS, LARGE | 0 | VL number changed to ML number | N | Instrument set for external fixation system |  | No | No | Yes | No | Yes | N. A.
699 | G2004.1215 | PIN ELEMENT, FOR PINS DIA. 4 / 5MM, THREADED, ADLER |  | G2004.12 | N. A. | N. A. | N. A. | N. A. | N. A. | QPF/699 | 01 | 2009-09-19 | N. A. | N. A. | N. A. | PS/699 | N. A. | N. A. | N. A. | N. A. | N. A. | 179 | TMF-EF | IU/4 | Class A | FINISHED GOODS | ADLER™ | PIN ELEMENT, FOR PINS DIA. 4 / 5MM | THREADED | 17 | No | Yes |  | No | N. A. | No | N. A. | No | Yes | No | No | M. L.: MFG/MD/2022/63252 |  | 1 | ADLER PRODUCTS\EXTERNAL FIXATORS, ADLER\UNIVERSAL CLAMPS, LARGE | 0 | VL number changed to ML number | N | Instrument set for external fixation system |  | No | No | Yes | No | Yes | N. A.
700 | G2004.1225 | PIN ELEMENT, FOR PINS DIA. 4 / 5MM, UNTHREADED, ADLER |  | G2004.12 | N. A. | N. A. | N. A. | N. A. | N. A. | QPF/700 | 02 | 2008-07-30 | N. A. | N. A. | N. A. | PS/700 | N. A. | N. A. | N. A. | N. A. | N. A. | 180 | TMF-EF | IU/4 | Class A | FINISHED GOODS | ADLER™ | PIN ELEMENT, FOR PINS DIA. 4 / 5MM | UNTHREADED | 17 | No | Yes |  | No | N. A. | No | N. A. | No | Yes | No | No | M. L.: MFG/MD/2022/63252 |  | 1 | ADLER PRODUCTS\EXTERNAL FIXATORS, ADLER\UNIVERSAL CLAMPS, LARGE | 0 | VL number changed to ML number | N | Instrument set for external fixation system |  | No | No | Yes | No | Yes | N. A.
2593 | G2005.005 | SPACER DISCS FOR UNIVERSAL CLAMP, THICKNESS 0.5MM, ADLER |  | G2005.00 | N. A. | N. A. | N. A. | N. A. | N. A. | QPF/G2005 | N. A. | N. A. | N. A. | N. A. | N. A. | PS/G2005 | N. A. | N. A. | N. A. | N. A. | N. A. | G2005 | TMF-EF | IU/4 | Class A | FINISHED GOODS | ADLER™ | SPACER DISCS FOR UNIVERSAL CLAMP | THICKNESS 0.5MM | 17 | No | Yes |  | No | N. A. | No | N. A. | No | Yes | No | No | M. L.: MFG/MD/2022/63252 |  | 1 | ADLER PRODUCTS\EXTERNAL FIXATORS, ADLER\OTHER COMPONENTS AND INSTRUMENTS | 0 | VL number changed to ML number | Y | Clamp |  | No | No | Yes | No | Yes | N. A.
2593 | G2005.01 | SPACER DISC FOR UNIVERSAL CLAMP, ADLER, THICKNESS 1MM |  | G2005.00 | N. A. | N. A. | N. A. | N. A. | N. A. | QPF/G2005 | N. A. | N. A. | N. A. | N. A. | N. A. | PS/G2005 | N. A. | N. A. | N. A. | N. A. | N. A. | G2005 | TMF-EF | IU/4 | Class A | FINISHED GOODS | ADLER™ | SPACER DISC FOR UNIVERSAL CLAMP | THICKNESS 1MM | 17 | No | Yes |  | No | N. A. | No | N. A. | No | Yes | No | No | M. L.: MFG/MD/2022/63252 |  | 1 | ADLER PRODUCTS\EXTERNAL FIXATORS, ADLER\OTHER COMPONENTS AND INSTRUMENTS | 0 | VL number changed to ML number | Y | Clamp |  | No | No | Yes | No | Yes | N. A.
705 | G2005.02 | SPACER DISC FOR UNIVERSAL CLAMP, ADLER, THICKNESS 2MM |  | G2005.00 | N. A. | N. A. | N. A. | N. A. | N. A. | QPF/G2005 | N. A. | N. A. | N. A. | N. A. | N. A. | PS/G2005 | N. A. | N. A. | N. A. | N. A. | N. A. | G2005 | TMF-EF | IU/4 | Class A | FINISHED GOODS | ADLER™ | SPACER DISC FOR UNIVERSAL CLAMP | THICKNESS 2MM | 17 | No | Yes |  | No | N. A. | No | N. A. | No | Yes | No | No | M. L.: MFG/MD/2022/63252 |  | 1 | ADLER PRODUCTS\EXTERNAL FIXATORS, ADLER\OTHER COMPONENTS AND INSTRUMENTS | 0.0094 | VL number changed to ML number | N | Clamp |  | No | No | Yes | No | Yes | N. A.
706 | G2005.03 | SPACER DISC FOR UNIVERSAL CLAMP, ADLER, THICKNESS 3MM |  | G2005.00 | N. A. | N. A. | N. A. | N. A. | N. A. | QPF/G2005 | N. A. | N. A. | N. A. | N. A. | N. A. | PS/G2005 | N. A. | N. A. | N. A. | N. A. | N. A. | G2005 | TMF-EF | IU/4 | Class A | FINISHED GOODS | ADLER™ | SPACER DISC FOR UNIVERSAL CLAMP | THICKNESS 3MM | 17 | No | Yes |  | No | N. A. | No | N. A. | No | Yes | No | No | M. L.: MFG/MD/2022/63252 |  | 1 | ADLER PRODUCTS\EXTERNAL FIXATORS, ADLER\OTHER COMPONENTS AND INSTRUMENTS | 0.0129 | VL number changed to ML number | Y | Clamp |  | No | No | Yes | No | Yes | N. A.
707 | G2005.04 | SPACER DISC FOR UNIVERSAL CLAMP, ADLER, THICKNESS 4MM |  | G2005.00 | N. A. | N. A. | N. A. | N. A. | N. A. | QPF/G2005 | N. A. | N. A. | N. A. | N. A. | N. A. | PS/G2005 | N. A. | N. A. | N. A. | N. A. | N. A. | G2005 | TMF-EF | IU/4 | Class A | FINISHED GOODS | ADLER™ | SPACER DISC FOR UNIVERSAL CLAMP | THICKNESS 4MM | 17 | No | Yes |  | No | N. A. | No | N. A. | No | Yes | No | No | M. L.: MFG/MD/2022/63252 |  | 1 | ADLER PRODUCTS\EXTERNAL FIXATORS, ADLER\OTHER COMPONENTS AND INSTRUMENTS | 0.0186 | VL number changed to ML number | N | Clamp |  | No | No | Yes | No | Yes | N. A.
708 | G2005.05 | SPACER DISC FOR UNIVERSAL CLAMP, ADLER, THICKNESS 5MM |  | G2005.00 | N. A. | N. A. | N. A. | N. A. | N. A. | QPF/G2005 | N. A. | N. A. | N. A. | N. A. | N. A. | PS/G2005 | N. A. | N. A. | N. A. | N. A. | N. A. | G2005 | TMF-EF | IU/4 | Class A | FINISHED GOODS | ADLER™ | SPACER DISC FOR UNIVERSAL CLAMP | THICKNESS 5MM | 17 | No | Yes |  | No | N. A. | No | N. A. | No | Yes | No | No | M. L.: MFG/MD/2022/63252 |  | 1 | ADLER PRODUCTS\EXTERNAL FIXATORS, ADLER\OTHER COMPONENTS AND INSTRUMENTS | 0.0038 | VL number changed to ML number | Y | Clamp |  | No | No | Yes | No | Yes | N. A.
709 | G2005.06 | SPACER DISC FOR UNIVERSAL CLAMP, ADLER, THICKNESS 6MM |  | G2005.00 | N. A. | N. A. | N. A. | N. A. | N. A. | QPF/G2005 | N. A. | N. A. | N. A. | N. A. | N. A. | PS/G2005 | N. A. | N. A. | N. A. | N. A. | N. A. | G2005 | TMF-EF | IU/4 | Class A | FINISHED GOODS | ADLER™ | SPACER DISC FOR UNIVERSAL CLAMP | THICKNESS 6MM | 17 | No | Yes |  | No | N. A. | No | N. A. | No | Yes | No | No | M. L.: MFG/MD/2022/63252 |  | 1 | ADLER PRODUCTS\EXTERNAL FIXATORS, ADLER\OTHER COMPONENTS AND INSTRUMENTS | 0.0257 | VL number changed to ML number | N | Clamp |  | No | No | Yes | No | Yes | N. A.
710 | G2005.07 | SPACER DISC FOR UNIVERSAL CLAMP, ADLER, THICKNESS 7MM |  | G2005.00 | N. A. | N. A. | N. A. | N. A. | N. A. | QPF/G2005 | N. A. | N. A. | N. A. | N. A. | N. A. | PS/G2005 | N. A. | N. A. | N. A. | N. A. | N. A. | G2005 | TMF-EF | IU/4 | Class A | FINISHED GOODS | ADLER™ | SPACER DISC FOR UNIVERSAL CLAMP | THICKNESS 7MM | 17 | No | Yes |  | No | N. A. | No | N. A. | No | Yes | No | No | M. L.: MFG/MD/2022/63252 |  | 1 | ADLER PRODUCTS\EXTERNAL FIXATORS, ADLER\OTHER COMPONENTS AND INSTRUMENTS | 0 | VL number changed to ML number | Y | Clamp |  | No | No | Yes | No | Yes | N. A.
711 | G2005.08 | SPACER DISC FOR UNIVERSAL CLAMP, ADLER, THICKNESS 8MM |  | G2005.00 | N. A. | N. A. | N. A. | N. A. | N. A. | QPF/G2005 | N. A. | N. A. | N. A. | N. A. | N. A. | PS/G2005 | N. A. | N. A. | N. A. | N. A. | N. A. | G2005 | TMF-EF | IU/4 | Class A | FINISHED GOODS | ADLER™ | SPACER DISC FOR UNIVERSAL CLAMP | THICKNESS 8MM | 17 | No | Yes |  | No | N. A. | No | N. A. | No | Yes | No | No | M. L.: MFG/MD/2022/63252 |  | 1 | ADLER PRODUCTS\EXTERNAL FIXATORS, ADLER\OTHER COMPONENTS AND INSTRUMENTS | 0.0328 | VL number changed to ML number | N | Clamp |  | No | No | Yes | No | Yes | N. A.
712 | G2005.09 | SPACER DISC FOR UNIVERSAL CLAMP, ADLER, THICKNESS 9MM |  | G2005.00 | N. A. | N. A. | N. A. | N. A. | N. A. | QPF/G2005 | N. A. | N. A. | N. A. | N. A. | N. A. | PS/G2005 | N. A. | N. A. | N. A. | N. A. | N. A. | G2005 | TMF-EF | IU/4 | Class A | FINISHED GOODS | ADLER™ | SPACER DISC FOR UNIVERSAL CLAMP | THICKNESS 9MM | 17 | No | Yes |  | No | N. A. | No | N. A. | No | Yes | No | No | M. L.: MFG/MD/2022/63252 |  | 1 | ADLER PRODUCTS\EXTERNAL FIXATORS, ADLER\OTHER COMPONENTS AND INSTRUMENTS | 0 | VL number changed to ML number | Y | Clamp |  | No | No | Yes | No | Yes | N. A.
713 | G2005.10 | SPACER DISC FOR UNIVERSAL CLAMP, ADLER, THICKNESS 10MM |  | G2005.00 | N. A. | N. A. | N. A. | N. A. | N. A. | QPF/G2005 | N. A. | N. A. | N. A. | N. A. | N. A. | PS/G2005 | N. A. | N. A. | N. A. | N. A. | N. A. | G2005 | TMF-EF | IU/4 | Class A | FINISHED GOODS | ADLER™ | SPACER DISC FOR UNIVERSAL CLAMP | THICKNESS 10MM | 17 | No | Yes |  | No | N. A. | No | N. A. | No | Yes | No | No | M. L.: MFG/MD/2022/63252 |  | 1 | ADLER PRODUCTS\EXTERNAL FIXATORS, ADLER\OTHER COMPONENTS AND INSTRUMENTS | 0.0431 | VL number changed to ML number | N | Clamp |  | No | No | Yes | No | Yes | N. A.
701/1 | G2006.00.01 | SLIPPERING WASHER FOR G2006.00 |  | G2006.00 | 03 | 2003-11-22 | N. A. | N. A. | N. A. | N. A. | N. A. | N. A. | N. A. | N. A. | N. A. | PS/701/1 | N. A. | N. A. | N. A. | N. A. | N. A. | 181 | TMF-1 | IU/4 | N. A. | SEMIFINISHED GOODS | N. A. | N. A. | N. A. | N. A. | N. A. | N. A. |  | N. A. | N. A. | N. A. | N. A. | N. A. | N. A. | N. A. | N. A. | N. A. | N. A. | 1 | SUB COMPONENTS | NA | ADDED NEW GROUP AND PRODUCTS UNDER SUB COMPONENTS | N | SUB COMPONENTS |  | No | No | N. A. | N. A. | N. A. | N. A.
701 | G2006.22 | HEXAGONAL BOLT, LENGTH 22MM, ADLER |  | G2006.00 | 03 | 2003-11-22 | N. A. | N. A. | N. A. | QPF/701 | 02 | 2009-02-01 | N. A. | N. A. | N. A. | PS/701 | N. A. | N. A. | N. A. | N. A. | N. A. | 181 | TMF-EF | IU/4 | Class A | FINISHED GOODS | ADLER™ | HEXAGONAL BOLT | LENGTH 22MM | 17 | No | Yes |  | No | N. A. | No | N. A. | No | Yes | No | No | M. L.: MFG/MD/2022/63252 |  | 1 | ADLER PRODUCTS\EXTERNAL FIXATORS, ADLER\OTHER COMPONENTS AND INSTRUMENTS | 0 | VL number changed to ML number | N | Instrument set for external fixation system |  | No | No | Yes | No | Yes | N. A.
702 | G2006.25 | HEXAGONAL BOLT, LENGTH 25MM, ADLER |  | G2006.00 | 03 | 2003-11-22 | N. A. | N. A. | N. A. | QPF/701 | 02 | 2009-02-01 | N. A. | N. A. | N. A. | PS/701 | N. A. | N. A. | N. A. | N. A. | N. A. | 181 | TMF-EF | IU/4 | Class A | FINISHED GOODS | ADLER™ | HEXAGONAL BOLT | LENGTH 25MM | 17 | No | Yes |  | No | N. A. | No | N. A. | No | Yes | No | No | M. L.: MFG/MD/2022/63252 |  | 1 | ADLER PRODUCTS\EXTERNAL FIXATORS, ADLER\OTHER COMPONENTS AND INSTRUMENTS | 0.0121 | VL number changed to ML number | N | Instrument set for external fixation system |  | No | No | Yes | No | Yes | N. A.
703 | G2006.35 | HEXAGONAL BOLT, LENGTH 35MM, ADLER |  | G2006.00 | 03 | 2003-11-22 | N. A. | N. A. | N. A. | QPF/701 | 02 | 2009-02-01 | N. A. | N. A. | N. A. | PS/701 | N. A. | N. A. | N. A. | N. A. | N. A. | 181 | TMF-EF | IU/4 | Class A | FINISHED GOODS | ADLER™ | HEXAGONAL BOLT | LENGTH 35MM | 17 | No | Yes |  | No | N. A. | No | N. A. | No | Yes | No | No | M. L.: MFG/MD/2022/63252 |  | 1 | ADLER PRODUCTS\EXTERNAL FIXATORS, ADLER\OTHER COMPONENTS AND INSTRUMENTS | 0 | VL number changed to ML number | N | Instrument set for external fixation system |  | No | No | Yes | No | Yes | N. A.
704 | G2006.50 | HEXAGONAL BOLT, LENGTH 50MM, ADLER |  | G2006.00 | 03 | 2003-11-22 | N. A. | N. A. | N. A. | QPF/701 | 02 | 2009-02-01 | N. A. | N. A. | N. A. | PS/701 | N. A. | N. A. | N. A. | N. A. | N. A. | 181 | TMF-EF | IU/4 | Class A | FINISHED GOODS | ADLER™ | HEXAGONAL BOLT | LENGTH 50MM | 17 | No | Yes |  | No | N. A. | No | N. A. | No | Yes | No | No | M. L.: MFG/MD/2022/63252 |  | 1 | ADLER PRODUCTS\EXTERNAL FIXATORS, ADLER\OTHER COMPONENTS AND INSTRUMENTS | 0.0173 | VL number changed to ML number | N | Instrument set for external fixation system |  | No | No | Yes | No | Yes | N. A.
722 | G2104.10 | UNIVERSAL SMALL CLAMP, ADLER |  | G2104.10 | 01 | 2014-04-06 | N. A. | N. A. | N. A. | QPF/722 | N. A. | N. A. | N. A. | N. A. | N. A. | PS/722 | N. A. | N. A. | N. A. | N. A. | N. A. | 194 | TMF-EF | IU/4 | Class A | FINISHED GOODS | ADLER™ | UNIVERSAL SMALL CLAMP |  | 17 | No | Yes |  | No | N. A. | No | N. A. | No | Yes | No | No | M. L.: MFG/MD/2022/63252 |  | 1 | ADLER PRODUCTS\EXTERNAL FIXATORS, ADLER\UNIVERSAL CLAMPS, SMALL | 0.0135 | VL number changed to ML number | N | Clamp |  | No | No | Yes | No | Yes | N. A.
2009 | G2104.101 | UNIVERSAL SMALL CLAMP, ROD TO ROD, ADLER, CONSISTING OF G2104.1114, G2104.1124, G2105.01, G2106.00 |  | G2104.101 | 00 | 2004-10-31 | N. A. | N. A. | N. A. | QPF/722 | N. A. | N. A. | N. A. | N. A. | N. A. | PS/722/1 | N. A. | N. A. | N. A. | N. A. | N. A. | 194 | TMF-EF | IU/4 | Class A | FINISHED GOODS | ADLER™ | UNIVERSAL SML CLAMP,ROD TO ROD | OF G2104.1114, G2104.1124, G2105.01, G2106.00 | 17 | No | Yes |  | No | N. A. | No | N. A. | No | Yes | No | No | M. L.: MFG/MD/2022/63252 |  | 1 | ADLER PRODUCTS\EXTERNAL FIXATORS, ADLER\UNIVERSAL CLAMPS, SMALL | 0 | VL number changed to ML number | N | Clamp |  | No | No | Yes | No | Yes | N. A.
723 | G2104.1114 | ROD ELEMENT, FOR ROD DIA. 4MM, THREADED, ADLER |  | G2104.1114 | 00 | 2000-11-01 | N. A. | N. A. | N. A. | QPF/723 | 00 | 2021-01-27 | N. A. | N. A. | N. A. | PS/723 | 00 | 2020-07-25 | 2023-07-25 | N. A. | N. A. | 195 | TMF-EF | IU/4 | Class A | FINISHED GOODS | ADLER™ | ROD ELEMENT | DIA. 4MM, THREADED | 17 | No | Yes |  | No | N. A. | No | N. A. | No | Yes | No | No | M. L.: MFG/MD/2022/63252 |  | 1 | ADLER PRODUCTS\EXTERNAL FIXATORS, ADLER\UNIVERSAL CLAMPS, SMALL | 0 | VL number changed to ML number | N | Instrument set for external fixation system |  | No | No | Yes | No | Yes | N. A.
724 | G2104.1124 | ROD ELEMENT, FOR ROD DIA. 4MM, UNTHREADED, ADLER |  | G2104.1124 | 00 | 2000-11-01 | N. A. | N. A. | N. A. | QPF/724 | N. A. | N. A. | N. A. | N. A. | N. A. | PS/724 | N. A. | N. A. | N. A. | N. A. | N. A. | 196 | TMF-EF | IU/4 | Class A | FINISHED GOODS | ADLER™ | ROD ELEMENT | DIA. 4MM, UNTHREADED | 17 | No | Yes |  | No | N. A. | No | N. A. | No | Yes | No | No | M. L.: MFG/MD/2022/63252 |  | 1 | ADLER PRODUCTS\EXTERNAL FIXATORS, ADLER\UNIVERSAL CLAMPS, SMALL | 0 | VL number changed to ML number | N | Instrument set for external fixation system |  | No | No | Yes | No | Yes | N. A.
725 | G2104.1213 | PIN ELEMENT, ALDER, FOR PINS DIA. 2.5 / 3.5MM, THREADED, ADLER |  | G2104.1213 | 00 | 2000-11-01 | N. A. | N. A. | N. A. | QPF/725 | N. A. | N. A. | N. A. | N. A. | N. A. | PS/725 | N. A. | N. A. | N. A. | N. A. | N. A. | 197 | TMF-EF | IU/4 | Class A | FINISHED GOODS | ADLER™ | PIN ELEMENT | DIA. 2.5 / 3.5MM, THREADED | 17 | No | Yes |  | No | N. A. | No | N. A. | No | Yes | No | No | M. L.: MFG/MD/2022/63252 |  | 1 | ADLER PRODUCTS\EXTERNAL FIXATORS, ADLER\UNIVERSAL CLAMPS, SMALL | 0 | VL number changed to ML number | N | Instrument set for external fixation system |  | No | No | Yes | No | Yes | N. A.
726 | G2104.1223 | PIN ELEMENT, FOR PINS DIA. 2.5 / 3.5MM, UNTHREADED, ADLER |  | G2104.1223 | 00 | 2000-11-01 | N. A. | N. A. | N. A. | QPF/726 | N. A. | N. A. | N. A. | N. A. | N. A. | PS/726 | N. A. | N. A. | N. A. | N. A. | N. A. | 198 | TMF-EF | IU/4 | Class A | FINISHED GOODS | ADLER™ | PIN ELEMENT | DIA. 2.5 / 3.5MM, UNTHREADED | 17 | No | Yes |  | No | N. A. | No | N. A. | No | Yes | No | No | M. L.: MFG/MD/2022/63252 |  | 1 | ADLER PRODUCTS\EXTERNAL FIXATORS, ADLER\UNIVERSAL CLAMPS, SMALL | 0 | VL number changed to ML number | N | Instrument set for external fixation system |  | No | No | Yes | No | Yes | N. A.
2594 | G2105.005 | SPACER DISCS FOR SMALL UNIVERSAL CLAMP, THICKNESS 0.5MM, ADLER |  | G2105.01 | 00 | 2000-11-01 | N. A. | N. A. | N. A. | QPF/727 | N. A. | N. A. | N. A. | N. A. | N. A. | PS/727 | 01 | 2017-12-30 | N. A. | N. A. | N. A. | 199 | TMF-EF | IU/4 | Class A | FINISHED GOODS | ADLER™ | SPACER DISCS FOR SMALL UNIVERSAL CLAMP | THICKNESS 0.5MM | 17 | No | Yes |  | No | N. A. | No | N. A. | No | Yes | No | No | M. L.: MFG/MD/2022/63252 |  | 1 | ADLER PRODUCTS\EXTERNAL FIXATORS, ADLER\OTHER COMPONENTS AND INSTRUMENTS | 0 | VL number changed to ML number | Y | Clamp |  | No | No | Yes | No | Yes | N. A.
727 | G2105.01 | SPACER DISCS FOR SMALL UNIVERSAL CLAMP, THICKNESS 1.0MM, ADLER |  | G2105.01 | 00 | 2000-11-01 | N. A. | N. A. | N. A. | QPF/727 | N. A. | N. A. | N. A. | N. A. | N. A. | PS/727 | 01 | 2017-12-30 | N. A. | N. A. | N. A. | 199 | TMF-EF | IU/4 | Class A | FINISHED GOODS | ADLER™ | SPACER DISCS FOR SMALL UNIVERSAL CLAMP | THICKNESS 1.0MM | 17 | No | Yes |  | No | N. A. | No | N. A. | No | Yes | No | No | M. L.: MFG/MD/2022/63252 |  | 1 | ADLER PRODUCTS\EXTERNAL FIXATORS, ADLER\OTHER COMPONENTS AND INSTRUMENTS | 0 | VL number changed to ML number | N | Clamp |  | No | No | Yes | No | Yes | N. A.
728 | G2106.00 | HEXAGONAL BOLT M4, WITH SLIP-RING WASHER, ADLER |  | G2106.00 | 00 | 2000-11-01 | N. A. | N. A. | N. A. | QPF/728 | N. A. | N. A. | N. A. | N. A. | N. A. | PS/728 | N. A. | N. A. | N. A. | N. A. | N. A. | 200 | TMF-EF | IU/4 | Class A | FINISHED GOODS | ADLER™ | HEXAGONAL BOLT M4 | WITH SLIP-RING WASHER | 17 | No | Yes |  | No | N. A. | No | N. A. | No | Yes | No | No | M. L.: MFG/MD/2022/63252 |  | 1 | ADLER PRODUCTS\EXTERNAL FIXATORS, ADLER\OTHER COMPONENTS AND INSTRUMENTS | 0 | VL number changed to ML number | N | Instrument set for external fixation system |  | No | No | Yes | No | Yes | N. A.
728/1 | G2106.00.01 | SLIPPERING WASHER FOR G2106.00 |  | G2106.00/1 | 00 | 2000-11-01 | N. A. | N. A. | N. A. | N. A. | N. A. | N. A. | N. A. | N. A. | N. A. | PS/728/1 | N. A. | N. A. | N. A. | N. A. | N. A. | 200 | TMF-1 | IU/4 | N. A. | SEMIFINISHED GOODS | N. A. | N. A. | N. A. | N. A. | N. A. | N. A. |  | N. A. | N. A. | N. A. | N. A. | N. A. | N. A. | N. A. | N. A. | N. A. | N. A. | 1 | SUB COMPONENTS | NA | ADDED NEW GROUP AND PRODUCTS UNDER SUB COMPONENTS | N | SUB COMPONENTS |  | No | No | N. A. | N. A. | N. A. | N. A.
728/2 | G2106.00.02 | HEXAGONAL BOLT M4, BLANK FOR G2106.00 |  | G2106.00/2 | 00 | 2000-11-01 | N. A. | N. A. | N. A. | N. A. | N. A. | N. A. | N. A. | N. A. | N. A. | PS/728/2 | N. A. | N. A. | N. A. | N. A. | N. A. | 200 | TMF-1 | IU/4 | N. A. | SEMIFINISHED GOODS | N. A. | N. A. | N. A. | N. A. | N. A. | N. A. |  | N. A. | N. A. | N. A. | N. A. | N. A. | N. A. | N. A. | N. A. | N. A. | N. A. | 1 | SUB COMPONENTS | NA | ADDED NEW GROUP AND PRODUCTS UNDER SUB COMPONENTS | N | SUB COMPONENTS |  | No | No | N. A. | N. A. | N. A. | N. A.
731/1 | G2201.20.01 | END BUSH FOR G2001.20 |  | G2001.00 | N. A. | N. A. | N. A. | N. A. | N. A. | N. A. | N. A. | N. A. | N. A. | N. A. | N. A. | PS/731/1 | N. A. | N. A. | N. A. | N. A. | N. A. | 201 | TF-IN | IU/5 | N. A. | SEMIFINISHED GOODS | N. A. | N. A. | N. A. | N. A. | N. A. | N. A. |  | N. A. | N. A. | N. A. | N. A. | N. A. | N. A. | N. A. | N. A. | N. A. | N. A. | 1 | SUB COMPONENTS | NA | ADDED NEW GROUP AND PRODUCTS UNDER SUB COMPONENTS | N | SUB COMPONENTS |  | No | No | N. A. | N. A. | N. A. | N. A.
H0101.0402 | H0101.0402 | ENDOFIT RASP HANDLE ASSEMBLY, ENDOFIT |  | H0101.0402 | 05 | 2013-08-07 | N. A. | N. A. | N. A. | QPF/H0101.0402 | 04 | 2017-12-02 | N. A. | N. A. | N. A. | PS/H0101.0402 | 00 | 2017-01-18 | N. A. | N. A. | N. A. | H0101.0402 | TF-IN | IU/5 | Class A | FINISHED GOODS | ADLER™ | RASP HANDLE ASSEMBLY |  | 17 | No | Yes |  | No | N. A. | No | N. A. | No | Yes | No | No | M. L.: MFG/MD/2022/63252 |  | 1 | ADLER PRODUCTS\INSTRUMENTS \JRP_INSTRUMENTS | 0 | VL number changed to ML number | N | Instrument system for bipolar hip system |  | No | No | Yes | No | Yes | N. A.
H0101.0402 | H0101.0402.01 | ENDOFIT RASP HANDLE, MAIN BODY WITH LEAF SPRING AND IMPACTION DISC, SUB ASSEMBLY |  | H0101.0402.01 | 04 | 2011-06-15 | N. A. | N. A. | N. A. | N. A. | N. A. | N. A. | N. A. | N. A. | N. A. | PS/H0101.0402.01 | 00 | 2017-01-18 | N. A. | N. A. | N. A. | H0101.0402 | TF-IN | IU/5 | N. A. | SEMIFINISHED GOODS | N. A. | N. A. | N. A. | N. A. | N. A. | N. A. |  | N. A. | N. A. | N. A. | N. A. | N. A. | N. A. | N. A. | N. A. | N. A. | N. A. | 1 | SUB COMPONENTS | 0 | CHANGED DESCRIPTION AS PER ECR E340118 DTD 24NOV2018 | N | INSTRUMENTS |  | No | No | N. A. | N. A. | N. A. | N. A.
H0101.0402 | H0101.0402.01.01 | ENDOFIT RASP HANDLE, MAIN BODY AND IMPACTION DISK, SUB-ASSEMBLY |  | H0101.0402.01.01 | 02 | 2010-05-20 | N. A. | N. A. | N. A. | N. A. | N. A. | N. A. | N. A. | N. A. | N. A. | PS/H0101.0402.01.01 | 01 | 2017-12-08 | N. A. | N. A. | N. A. | H0101.0402 | TF-IN | IU/5 | N. A. | SEMIFINISHED GOODS | N. A. | N. A. | N. A. | N. A. | N. A. | N. A. |  | N. A. | N. A. | N. A. | N. A. | N. A. | N. A. | N. A. | N. A. | N. A. | N. A. | 1 | SUB COMPONENTS | 0 | CHANGED DESCRIPTION AS PER ECR E340118 DTD 24NOV2018 | N | SUB COMPONENTS |  | No | No | N. A. | N. A. | N. A. | N. A.
H0101.0402 | H0101.0402.01.01.01 | ENDOFIT RASP HANDLE, MAIN BODY |  | H0101.0402.01.01.01 | 03 | 2011-06-16 | N. A. | N. A. | N. A. | N. A. | N. A. | N. A. | N. A. | N. A. | N. A. | PS/H0101.0402.01.01.01 | 01 | 2020-01-10 | N. A. | N. A. | N. A. | H0101.0402 | TF-IN | IU/5 | N. A. | SEMIFINISHED GOODS | N. A. | N. A. | N. A. | N. A. | N. A. | N. A. |  | N. A. | N. A. | N. A. | N. A. | N. A. | N. A. | N. A. | N. A. | N. A. | N. A. | 1 | SUB COMPONENTS | 0 | CHANGED DESCRIPTION AS PER ECR E340118 DTD 24NOV2018 | N | SUB COMPONENTS |  | No | No | N. A. | N. A. | N. A. | N. A.
H0101.0402 | H0101.0402.01.01.02 | ENDOFIT RASP HANDLE, IMPACTION DISC |  | H0101.0402.01.01.02 | 00 | 2009-10-28 | N. A. | N. A. | N. A. | N. A. | N. A. | N. A. | N. A. | N. A. | N. A. | PS/H0101.0402.01.01.02 | 00 | 2017-01-18 | N. A. | N. A. | N. A. | H0101.0402 | TF-IN | IU/5 | N. A. | SEMIFINISHED GOODS | N. A. | N. A. | N. A. | N. A. | N. A. | N. A. |  | N. A. | N. A. | N. A. | N. A. | N. A. | N. A. | N. A. | N. A. | N. A. | N. A. | 1 | SUB COMPONENTS | 0 | CHANGED DESCRIPTION AS PER ECR E340118 DTD 24NOV2018 | N | SUB COMPONENTS |  | No | No | N. A. | N. A. | N. A. | N. A.
H0101.0402 | H0101.0402.01.02 | ENDOFIT RASP HANDLE, KNOB SUB ASSEMBLY |  | H0101.0402.01.02 | 02 | 2011-06-16 | N. A. | N. A. | N. A. | N. A. | N. A. | N. A. | N. A. | N. A. | N. A. | PS/H0101.0402.01.02 | 00 | 2017-01-18 | N. A. | N. A. | N. A. | H0101.0402 | TF-IN | IU/5 | N. A. | SEMIFINISHED GOODS | N. A. | N. A. | N. A. | N. A. | N. A. | N. A. |  | N. A. | N. A. | N. A. | N. A. | N. A. | N. A. | N. A. | N. A. | N. A. | N. A. | 1 | SUB COMPONENTS | 0 | CHANGED DESCRIPTION AS PER ECR E340118 DTD 24NOV2018 | N | SUB COMPONENTS |  | No | No | N. A. | N. A. | N. A. | N. A.
H0101.0402 | H0101.0402.01.02.01 | ENDOFIT RASP HANDLE - KNOB BODY |  | H0101.0402.01.02.01 | 01 | 2011-06-16 | N. A. | N. A. | N. A. | N. A. | N. A. | N. A. | N. A. | N. A. | N. A. | PS/H0101.0402.01.02.01 | 01 | 2020-01-10 | N. A. | N. A. | N. A. | H0101.0402 | TF-IN | IU/5 | N. A. | SEMIFINISHED GOODS | N. A. | N. A. | N. A. | N. A. | N. A. | N. A. |  | N. A. | N. A. | N. A. | N. A. | N. A. | N. A. | N. A. | N. A. | N. A. | N. A. | 1 | SUB COMPONENTS | 0 | CHANGED DESCRIPTION AS PER ECR E340118 DTD 24NOV2018 | N | SUB COMPONENTS |  | No | No | N. A. | N. A. | N. A. | N. A.
H0101.0402 | H0101.0402.01.02.02 | ENDOFIT RASP HANDLE - KNOB END |  | H0101.0402.01.02.02 | 01 | 2010-04-20 | N. A. | N. A. | N. A. | N. A. | N. A. | N. A. | N. A. | N. A. | N. A. | PS/H0101.0402.01.02.02 | 00 | 2017-01-18 | N. A. | N. A. | N. A. | H0101.0402 | TF-IN | IU/5 | N. A. | SEMIFINISHED GOODS | N. A. | N. A. | N. A. | N. A. | N. A. | N. A. |  | N. A. | N. A. | N. A. | N. A. | N. A. | N. A. | N. A. | N. A. | N. A. | N. A. | 1 | SUB COMPONENTS | 0 | CHANGED DESCRIPTION AS PER ECR E340118 DTD 24NOV2018 | N | SUB COMPONENTS |  | No | No | N. A. | N. A. | N. A. | N. A.
H0101.0402 | H0101.0402.01.03 | ENDOFIT RASP HANDLE - LEAF SPRING |  | H0101.0402.01.03 | 04 | 2011-06-16 | N. A. | N. A. | N. A. | N. A. | N. A. | N. A. | N. A. | N. A. | N. A. | PS/H0101.0402.01.03 | 00 | 2017-01-18 | N. A. | N. A. | N. A. | H0101.0402 | TF-IN | IU/5 | N. A. | SEMIFINISHED GOODS | N. A. | N. A. | N. A. | N. A. | N. A. | N. A. |  | N. A. | N. A. | N. A. | N. A. | N. A. | N. A. | N. A. | N. A. | N. A. | N. A. | 1 | SUB COMPONENTS | 0 | CHANGED DESCRIPTION AS PER ECR E340118 DTD 24NOV2018 | N | SUB COMPONENTS |  | No | No | N. A. | N. A. | N. A. | N. A.
H0101.0402 | H0101.0402.01.04 | ENDOFIT RASP HANDLE - DOWEL PIN |  | H0101.0402.01.04 | N. A. | N. A. | N. A. | N. A. | N. A. | N. A. | N. A. | N. A. | N. A. | N. A. | N. A. | PS/H0101.0402.01.04 | N. A. | N. A. | N. A. | N. A. | N. A. | H0101.0402 | TF-IN | IU/5 | N. A. | SEMIFINISHED GOODS | N. A. | N. A. | N. A. | N. A. | N. A. | N. A. |  | N. A. | N. A. | N. A. | N. A. | N. A. | N. A. | N. A. | N. A. | N. A. | N. A. | 1 | SUB COMPONENTS | 0 | CHANGED DESCRIPTION AS PER ECR E340118 DTD 24NOV2018 | N | SUB COMPONENTS |  | No | No | N. A. | N. A. | N. A. | N. A.
H0101 | H0101.0402.02 | ENDOFIT RASP HANDLE, JAW |  | H0101.0402.02 | 02 | 2011-06-16 | N. A. | N. A. | N. A. | N. A. | N. A. | N. A. | N. A. | N. A. | N. A. | PS/H0101.0402.02 | 01 | 2019-12-25 | 2022-12-27 | N. A. | N. A. | H0101.0402 | TF-IN | IU/5 | N. A. | SEMIFINISHED GOODS | N. A. | N. A. | N. A. | N. A. | N. A. | N. A. |  | N. A. | N. A. | N. A. | N. A. | N. A. | N. A. | N. A. | N. A. | N. A. | N. A. | 1 | SUB COMPONENTS | 0 | CHANGED DESCRIPTION AS PER ECR E340118 DTD 24NOV2018 | N | INSTRUMENTS |  | No | No | N. A. | N. A. | N. A. | N. A.
#N/A | H0101.0402.02.01 | MAIN BODY, FEMORAL RASP EXTRACTOR CUM IMPACTOR WITH VERSION CONTROL BAR |  | H0101.0402.02.01 | N. A. | N. A. | N. A. | N. A. | N. A. | N. A. | N. A. | N. A. | N. A. | N. A. | N. A. | PS/H0101.0402.02.01 | N. A. | N. A. | N. A. | N. A. | N. A. | H0101.0402 | TF-IN | IU/5 | N. A. | SEMIFINISHED GOODS | N. A. | N. A. | N. A. | N. A. | N. A. | N. A. |  | N. A. | N. A. | N. A. | N. A. | N. A. | N. A. | N. A. | N. A. | N. A. | N. A. | 1 | SUB COMPONENTS | 0 | ADDED NEW PRODUCTS AS DISCUSSED WITH SSJ ON 09SEP2009 | N | INSTRUMENTS |  | No | No | N. A. | N. A. | N. A. | N. A.
H0101 | H0101.0402.03 | ENDOFIT RASP HANDLE, RIVET |  | H0101.0402.03 | 01 | 2011-06-16 | N. A. | N. A. | N. A. | N. A. | N. A. | N. A. | N. A. | N. A. | N. A. | PS/H0101.0402.03 | 00 | 2017-01-18 | N. A. | N. A. | N. A. | H0101.0402 | TF-IN | IU/5 | N. A. | SEMIFINISHED GOODS | N. A. | N. A. | N. A. | N. A. | N. A. | N. A. |  | N. A. | N. A. | N. A. | N. A. | N. A. | N. A. | N. A. | N. A. | N. A. | N. A. | 1 | SUB COMPONENTS | 0 | CHANGED DESCRIPTION AS PER ECR E340118 DTD 24NOV2018 | N | INSTRUMENTS |  | No | No | N. A. | N. A. | N. A. | N. A.
H0101.0403 | H0101.0403 | RASP HANDLE, LEGEND CEMENTLESS HIP STEM |  | H0101.0403 | 03 | 2018-05-04 | N. A. | N. A. | N. A. | QPF/H0101.0403 | 02 | 2014-10-07 | N. A. | N. A. | N. A. | PS/H0101.0403 | 00 | 2018-05-11 | N. A. | N. A. | N. A. | H0101.0403 | TF-IN | IU/5 | Class A | FINISHED GOODS | LEGEND™ | RASP HANDLE ASSEMBLY |  | 17 | No | Yes |  | No | N. A. | No | N. A. | No | Yes | No | No | M. L.: MFG/MD/2022/63252 |  | 1 | ADLER PRODUCTS\INSTRUMENTS \JRP_INSTRUMENTS | 0 | VL number changed to ML number | N | Instrument system for bipolar hip system |  | No | No | Yes | No | Yes | N. A.
H0101.0403 | H0101.0403.01 | RASP HANDLE, LEGEND CEMENTLESS HIP STEM, MAIN BODY AND IMPACTION DISC SUB ASSEMBLY |  | H0101.0403.01 | 00 | 2013-03-29 | N. A. | N. A. | N. A. | N. A. | N. A. | N. A. | N. A. | N. A. | N. A. | PS/H0101.0403.01 | 00 | 2019-07-14 | N. A. | N. A. | N. A. | H0101.0403 | TF-IN | IU/5 | N. A. | SEMIFINISHED GOODS | N. A. | N. A. | N. A. | N. A. | N. A. | N. A. |  | N. A. | N. A. | N. A. | N. A. | N. A. | N. A. | N. A. | N. A. | N. A. | N. A. | 1 | SUB COMPONENTS | 0 | Added New code number as required by Design Department. | N | SUB COMPONENTS |  | No | No | N. A. | N. A. | N. A. | N. A.
H0101.0403 | H0101.0403.01.01 | RASP HANDLE, LEGEND CEMENTLESS HIP STEM, MAIN BODY AND IMPACTION DISC SUB ASSEMBLY, MAIN BODY |  | H0101.0403.01.01 | 01 | 2015-07-10 | N. A. | N. A. | N. A. | QPI/H0101.0403.01.01 | 00 | 2017-11-07 | N. A. | N. A. | N. A. | PS/H0101.0403.01.01 | N. A. | N. A. | N. A. | N. A. | N. A. | H0101.0403 | TF-IN | IU/5 | N. A. | SEMIFINISHED GOODS | N. A. | N. A. | N. A. | N. A. | N. A. | N. A. |  | N. A. | N. A. | N. A. | N. A. | N. A. | N. A. | N. A. | N. A. | N. A. | N. A. | 1 | SUB COMPONENTS | 0 | Added New code number as required by Design Department. | N | SUB COMPONENTS |  | No | No | N. A. | N. A. | N. A. | N. A.
H0101.0403 | H0101.0403.01.02 | RASP HANDLE, LEGEND CEMENTLESS HIP STEM, MAIN BODY AND IMPACTION DISC SUB ASSEMBLY, IMPACTION DISC |  | H0101.0403.01.02 | N. A. | N. A. | N. A. | N. A. | N. A. | N. A. | N. A. | N. A. | N. A. | N. A. | N. A. | PS/H0101.0403.01.02 | N. A. | N. A. | N. A. | N. A. | N. A. | H0101.0403 | TF-IN | IU/5 | N. A. | SEMIFINISHED GOODS | N. A. | N. A. | N. A. | N. A. | N. A. | N. A. |  | N. A. | N. A. | N. A. | N. A. | N. A. | N. A. | N. A. | N. A. | N. A. | N. A. | 1 | SUB COMPONENTS | 0 | Added New code number as required by Design Department. | N | SUB COMPONENTS |  | No | No | N. A. | N. A. | N. A. | N. A.
H0101.0403 | H0101.0403.02 | RASP HANDLE, LEGEND CEMENTLESS HIP STEM, CAM WITH RATCHET |  | H0101.0403.02 | 01 | 2013-06-11 | N. A. | N. A. | N. A. | QPI/H0101.0403.02 | 00 | 2013-06-06 | N. A. | N. A. | N. A. | PS/H0101.0403.02 | 00 | 2019-11-26 | N. A. | N. A. | N. A. | H0101.0403 | TF-IN | IU/5 | N. A. | SEMIFINISHED GOODS | N. A. | N. A. | N. A. | N. A. | N. A. | N. A. |  | N. A. | N. A. | N. A. | N. A. | N. A. | N. A. | N. A. | N. A. | N. A. | N. A. | 1 | SUB COMPONENTS | 0 | Added New code number as required by Design Department. | N | SUB COMPONENTS |  | No | No | N. A. | N. A. | N. A. | N. A.
H0101.0403 | H0101.0403.03 | RASP HANDLE, LEGEND CEMENTLESS HIP STEM, PUSHER |  | H0101.0403.03 | 01 | 2013-08-09 | N. A. | N. A. | N. A. | QPI/H0101.0403.03 | 00 | 2017-05-25 | N. A. | N. A. | N. A. | PS/H0101.0403.03 | N. A. | N. A. | N. A. | N. A. | N. A. | H0101.0403 | TF-IN | IU/5 | N. A. | SEMIFINISHED GOODS | N. A. | N. A. | N. A. | N. A. | N. A. | N. A. |  | N. A. | N. A. | N. A. | N. A. | N. A. | N. A. | N. A. | N. A. | N. A. | N. A. | 1 | SUB COMPONENTS | 0 | Added New code number as required by Design Department. | N | SUB COMPONENTS |  | No | No | N. A. | N. A. | N. A. | N. A.
H0101.0403 | H0101.0403.04 | RASP HANDLE, LEGEND CEMENTLESS HIP STEM, CAM PIVOT PIN |  | H0101.0403.04 | 00 | 2013-03-29 | N. A. | N. A. | N. A. | QPI/H0101.0403.04 | 00 | 2017-05-25 | N. A. | N. A. | N. A. | PS/H0101.0403.04 | 00 | 2019-07-14 | N. A. | N. A. | N. A. | H0101.0403 | TF-IN | IU/5 | N. A. | SEMIFINISHED GOODS | N. A. | N. A. | N. A. | N. A. | N. A. | N. A. |  | N. A. | N. A. | N. A. | N. A. | N. A. | N. A. | N. A. | N. A. | N. A. | N. A. | 1 | SUB COMPONENTS | 0 | Added New code number as required by Design Department. | N | SUB COMPONENTS |  | No | No | N. A. | N. A. | N. A. | N. A.
H0101.0403 | H0101.0403.05 | RASP HANDLE, LEGEND CEMENTLESS HIP STEM, CAM PIVOT PIN LOCKING BOLT |  | H0101.0403.05 | N. A. | N. A. | N. A. | N. A. | N. A. | QPI/H0101.0403.05 | 00 | 2017-05-25 | N. A. | N. A. | N. A. | PS/H0101.0403.05 | N. A. | N. A. | N. A. | N. A. | N. A. | H0101.0403 | TF-IN | IU/5 | N. A. | SEMIFINISHED GOODS | N. A. | N. A. | N. A. | N. A. | N. A. | N. A. |  | N. A. | N. A. | N. A. | N. A. | N. A. | N. A. | N. A. | N. A. | N. A. | N. A. | 1 | SUB COMPONENTS | 0 | Added New code number as required by Design Department. | N | SUB COMPONENTS |  | No | No | N. A. | N. A. | N. A. | N. A.
H0101.0403 | H0101.0403.06 | RASP HANDLE, LEGEND CEMENTLESS HIP STEM, RATCHET FOR CAM |  | H0101.0403.06 | 00 | 2013-03-29 | N. A. | N. A. | N. A. | QPI/H0101.0403.06 | 00 | 2017-05-25 | N. A. | N. A. | N. A. | PS/H0101.0403.06 | 00 | 2019-07-10 | N. A. | N. A. | N. A. | H0101.0403 | TF-IN | IU/5 | N. A. | SEMIFINISHED GOODS | N. A. | N. A. | N. A. | N. A. | N. A. | N. A. |  | N. A. | N. A. | N. A. | N. A. | N. A. | N. A. | N. A. | N. A. | N. A. | N. A. | 1 | SUB COMPONENTS | 0 | Added New code number as required by Design Department. | N | SUB COMPONENTS |  | No | No | N. A. | N. A. | N. A. | N. A.
H0101.0403 | H0101.0403.06.01 | RASP HANDLE, LEGEND CEMENTLESS HIP STEM, KNOB SUB ASSEMBLY, RATCHET FOR CAM, LOCKING ARM |  | H0101.0403.06.01 | 00 | 2013-03-29 | N. A. | N. A. | N. A. | QPI/H0101.0403.06.01 | 00 | 2013-06-06 | N. A. | N. A. | N. A. | PS/H0101.0403.06.01 | 01 | 2019-12-11 | 2022-12-13 | N. A. | N. A. | H0101.0403 | TF-IN | IU/5 | N. A. | SEMIFINISHED GOODS | N. A. | N. A. | N. A. | N. A. | N. A. | N. A. |  | N. A. | N. A. | N. A. | N. A. | N. A. | N. A. | N. A. | N. A. | N. A. | N. A. | 1 | SUB COMPONENTS | 0 | Added New code number as required by Design Department. | N | SUB COMPONENTS |  | No | No | N. A. | N. A. | N. A. | N. A.
H0101.0403 | H0101.0403.06.02 | RASP HANDLE, LEGEND CEMENTLESS HIP STEM, KNOB SUB ASSEMBLY, RATCHET FOR CAM, THUMB PUSHER |  | H0101.0403.06.02 | 00 | 2013-02-28 | N. A. | N. A. | N. A. | N. A. | N. A. | N. A. | N. A. | N. A. | N. A. | PS/H0101.0403.06.02 | N. A. | N. A. | N. A. | N. A. | N. A. | H0101.0403 | TF-IN | IU/5 | N. A. | SEMIFINISHED GOODS | N. A. | N. A. | N. A. | N. A. | N. A. | N. A. |  | N. A. | N. A. | N. A. | N. A. | N. A. | N. A. | N. A. | N. A. | N. A. | N. A. | 1 | SUB COMPONENTS | 0 | Added New code number as required by Design Department. | N | SUB COMPONENTS |  | No | No | N. A. | N. A. | N. A. | N. A.
H0101.0403 | H0101.0403.07 | RASP HANDLE, LEGEND CEMENTLESS HIP STEM, SPRING FOR CAM WITH RATCHET |  | H0101.0403.07 | 01 | 2014-06-15 | N. A. | N. A. | N. A. | QPR/H0101.0403.07 | 02 | 2015-01-15 | N. A. | N. A. | N. A. | PS/H0101.0403.07 | N. A. | N. A. | N. A. | N. A. | N. A. | H0101.0403 | TF-IN | IU/5 | N. A. | SEMIFINISHED GOODS | N. A. | N. A. | N. A. | N. A. | N. A. | N. A. |  | N. A. | N. A. | N. A. | N. A. | N. A. | N. A. | N. A. | N. A. | N. A. | N. A. | 1 | SUB COMPONENTS | 0 | Added New code number as required by Design Department. | N | SUB COMPONENTS |  | No | No | N. A. | N. A. | N. A. | N. A.
H0101.0403 | H0101.0403.08 | RASP HANDLE, LEGEND CEMENTLESS HIP STEM, SPRING FOR KNOB |  | H0101.0403.08 | 01 | 2014-06-15 | N. A. | N. A. | N. A. | QPR/H0101.0403.08 | 01 | 2014-09-02 | N. A. | N. A. | N. A. | PS/H0101.0403.08 | N. A. | N. A. | N. A. | N. A. | N. A. | H0101.0403 | TF-IN | IU/5 | N. A. | SEMIFINISHED GOODS | N. A. | N. A. | N. A. | N. A. | N. A. | N. A. |  | N. A. | N. A. | N. A. | N. A. | N. A. | N. A. | N. A. | N. A. | N. A. | N. A. | 1 | SUB COMPONENTS | 0 | Added New code number as required by Design Department. | N | SUB COMPONENTS |  | No | No | N. A. | N. A. | N. A. | N. A.
H0101.0403 | H0101.0403.09 | RASP HANDLE, LEGEND CEMENTLESS HIP STEM, KNOB SPRING STOPPER PIN |  | H0101.0403.09 | 00 | 2013-03-29 | N. A. | N. A. | N. A. | QPI/H0101.0403.09 | 00 | 2017-05-25 | N. A. | N. A. | N. A. | PS/H0101.0403.09 | 00 | 2019-08-06 | N. A. | N. A. | N. A. | H0101.0403 | TF-IN | IU/5 | N. A. | SEMIFINISHED GOODS | N. A. | N. A. | N. A. | N. A. | N. A. | N. A. |  | N. A. | N. A. | N. A. | N. A. | N. A. | N. A. | N. A. | N. A. | N. A. | N. A. | 1 | SUB COMPONENTS | 0 | Added New code number as required by Design Department. | N | SUB COMPONENTS |  | No | No | N. A. | N. A. | N. A. | N. A.
H0101.0403 | H0101.0403.10 | RASP HANDLE, LEGEND CEMENTLESS HIP STEM, PIVOT PIN FOR RATCHET FOR CAM |  | H0101.0403.10 | 00 | 2013-03-29 | N. A. | N. A. | N. A. | QPI/H0101.0403.10 | N. A. | N. A. | N. A. | N. A. | N. A. | PS/H0101.0403.10 | 00 | 2019-07-14 | N. A. | N. A. | N. A. | H0101.0403 | TF-IN | IU/5 | N. A. | SEMIFINISHED GOODS | N. A. | N. A. | N. A. | N. A. | N. A. | N. A. |  | N. A. | N. A. | N. A. | N. A. | N. A. | N. A. | N. A. | N. A. | N. A. | N. A. | 1 | SUB COMPONENTS | 0 | Added New code number as required by Design Department. | N | SUB COMPONENTS |  | No | No | N. A. | N. A. | N. A. | N. A.
H0101.0403 | H0101.0403.11 | RASP HANDLE, LEGEND CEMENTLESS HIP STEM, RASP LOCKING PIN |  | H0101.0403.11 | 00 | 2013-03-29 | N. A. | N. A. | N. A. | N. A. | N. A. | N. A. | N. A. | N. A. | N. A. | PS/H0101.0403.11 | 00 | 2020-09-20 | 2023-09-18 | N. A. | N. A. | H0101.0403 | TF-IN | IU/5 | N. A. | SEMIFINISHED GOODS | N. A. | N. A. | N. A. | N. A. | N. A. | N. A. |  | N. A. | N. A. | N. A. | N. A. | N. A. | N. A. | N. A. | N. A. | N. A. | N. A. | 1 | SUB COMPONENTS | 0 | Added New code number as required by Design Department. | N | SUB COMPONENTS |  | No | No | N. A. | N. A. | N. A. | N. A.
H0101.0403 | H0101.0403.12 | RASP HANDLE, LEGEND CEMENTLESS HIP STEM, LOCKING BOLT FOR RASP LOCKING PIN |  | H0101.0403.12 | 00 | 2013-03-29 | N. A. | N. A. | N. A. | QPI/H0101.0403.12 | N. A. | N. A. | N. A. | N. A. | N. A. | PS/H0101.0403.12 | 00 | 2019-08-07 | N. A. | N. A. | N. A. | H0101.0403 | TF-IN | IU/5 | N. A. | SEMIFINISHED GOODS | N. A. | N. A. | N. A. | N. A. | N. A. | N. A. |  | N. A. | N. A. | N. A. | N. A. | N. A. | N. A. | N. A. | N. A. | N. A. | N. A. | 1 | SUB COMPONENTS | 0 | Added New code number as required by Design Department. | N | SUB COMPONENTS |  | No | No | N. A. | N. A. | N. A. | N. A.
H0101.0403 | H0101.0403.13 | RASP HANDLE, LEGEND CEMENTLESS HIP STEM, PLUG FOR COMPRESSION SPRING |  | H0101.0403.13 | 00 | 2013-02-28 | N. A. | N. A. | N. A. | QPI/H0101.0403.13 | 00 | 2017-05-25 | N. A. | N. A. | N. A. | PS/H0101.0403.13 | 00 | 2019-08-07 | N. A. | N. A. | N. A. | H0101.0403 | TF-IN | IU/5 | N. A. | SEMIFINISHED GOODS | N. A. | N. A. | N. A. | N. A. | N. A. | N. A. |  | N. A. | N. A. | N. A. | N. A. | N. A. | N. A. | N. A. | N. A. | N. A. | N. A. | 1 | SUB COMPONENTS | 0 | Added New code number as required by Design Department. | N | SUB COMPONENTS |  | No | No | N. A. | N. A. | N. A. | N. A.
H0101.0403 | H0101.0403.14 | RASP HANDLE, LEGEND CEMENTLESS HIP STEM, COMPRESSION SPRING |  | H0101.0403.14 | 01 | 2014-06-15 | N. A. | N. A. | N. A. | QPR/H0101.0403.14 | 02 | 2015-01-15 | N. A. | N. A. | N. A. | PS/H0101.0403.14 | 00 | 2019-07-19 | N. A. | N. A. | N. A. | H0101.0403 | TF-IN | IU/5 | N. A. | SEMIFINISHED GOODS | N. A. | N. A. | N. A. | N. A. | N. A. | N. A. |  | N. A. | N. A. | N. A. | N. A. | N. A. | N. A. | N. A. | N. A. | N. A. | N. A. | 1 | SUB COMPONENTS | 0 | CHANGED PS NO AS PER EMAIL FROM PRATIK DTD 07JUL2019 ON 10JUL2019 | N | SUB COMPONENTS |  | No | No | N. A. | N. A. | N. A. | N. A.
H0101.08 | H0101.08 | BOX CHISEL, ADLER |  | H0101.08 | 02 | 2013-06-21 | N. A. | N. A. | N. A. | QPF/H0101.08 | 02 | 2017-11-02 | N. A. | N. A. | N. A. | PS/H0101.08 | 01 | 2018-08-26 | N. A. | N. A. | N. A. | H0101.08 | TF-IN | IU/5 | Class A | FINISHED GOODS | ADLER™ | BOX CHISEL | N. A. | 17 | No | Yes |  | No | N. A. | No | N. A. | No | Yes | No | No | M. L.: MFG/MD/2022/63252 |  | 1 | ADLER PRODUCTS\INSTRUMENTS \JRP_INSTRUMENTS | 0 | VL number changed to ML number | N | Bone Chisel |  | No | No | Yes | No | Yes | N. A.
H0101.08 | H0101.08.01 | BOX CHISEL, IMPACTION DISC |  | H0101.08.01 | 01 | 2013-06-21 | N. A. | N. A. | N. A. | N. A. | N. A. | N. A. | N. A. | N. A. | N. A. | PS/H0101.08.01 | 00 | 2017-01-18 | N. A. | N. A. | N. A. | H0101.08 | TF-IN | IU/5 | N. A. | SEMIFINISHED GOODS | N. A. | N. A. | N. A. | N. A. | N. A. | N. A. |  | N. A. | N. A. | N. A. | N. A. | N. A. | N. A. | N. A. | N. A. | N. A. | N. A. | 1 | SUB COMPONENTS | 0 | Changed Description to Match DO File on 18JUN2013 (as indicated by MUM) | N | INSTRUMENTS |  | No | No | N. A. | N. A. | N. A. | N. A.
H0101.08 | H0101.08.02 | BOX CHISEL, MAIN BODY |  | H0101.08.02 | 02 | 2013-06-21 | N. A. | N. A. | N. A. | N. A. | N. A. | N. A. | N. A. | N. A. | N. A. | PS/H0101.08.02 | 00 | 2017-01-18 | N. A. | N. A. | N. A. | H0101.08 | TF-IN | IU/5 | N. A. | SEMIFINISHED GOODS | N. A. | N. A. | N. A. | N. A. | N. A. | N. A. |  | N. A. | N. A. | N. A. | N. A. | N. A. | N. A. | N. A. | N. A. | N. A. | N. A. | 1 | SUB COMPONENTS | 0 | Changed Description to Match DO File on 18JUN2013 (as indicated by MUM) | N | INSTRUMENTS |  | No | No | N. A. | N. A. | N. A. | N. A.
H0101.09 | H0101.09 | FEMORAL TAPER REAMER LARGE, ADLER |  | H0101.09 | 06 | 2013-06-21 | N. A. | N. A. | N. A. | QPF/H0101.09 | 01 | 2010-12-15 | N. A. | N. A. | N. A. | PS/H0101.09 | 01 | 2019-08-28 | N. A. | N. A. | N. A. | H0101.09 | TF-IN | IU/5 | Class A | FINISHED GOODS | ADLER™ | FEMORAL TAPER REAMER LARGE |  | 17 | No | Yes |  | No | N. A. | No | N. A. | No | Yes | No | No | M. L.: MFG/MD/2022/63252 |  | 1 | ADLER PRODUCTS\INSTRUMENTS \JRP_INSTRUMENTS | 0 | VL number changed to ML number | N | Reamer & its attachment |  | No | No | Yes | No | Yes | N. A.
H0101.09 | H0101.09.01 | FEMORAL TAPER REAMER LARGE, MAIN BODY |  | H0101.09.01 | 07 | 2013-06-21 | N. A. | N. A. | N. A. | QPR/H0101.09.01 | 02 | 2011-07-17 | N. A. | N. A. | N. A. | PS/H0101.09.01 | 02 | 2011-07-17 | N. A. | N. A. | N. A. | H0101.09 | TF-IN | IU/5 | N. A. | SEMIFINISHED GOODS | N. A. | N. A. | N. A. | N. A. | N. A. | N. A. |  | N. A. | N. A. | N. A. | N. A. | N. A. | N. A. | N. A. | N. A. | N. A. | N. A. | 1 | SUB COMPONENTS | 0 | Changed Description on 26JUL2013 | N | INSTRUMENTS |  | No | No | N. A. | N. A. | N. A. | N. A.
H0101.09 | H0101.09.01.01 | FEMORAL TAPER REAMER LARGE, MAIN BODY, BLANK |  | H0101.09.01.01 | 01 | 2013-06-21 | N. A. | N. A. | N. A. | QPR/H0101.09.01.01 | N. A. | N. A. | N. A. | N. A. | N. A. | PS/H0101.09.01.01 | N. A. | N. A. | N. A. | N. A. | N. A. | H0101.09 | TF-IN | IU/5 | N. A. | SEMIFINISHED GOODS | N. A. | N. A. | N. A. | N. A. | N. A. | N. A. |  | N. A. | N. A. | N. A. | N. A. | N. A. | N. A. | N. A. | N. A. | N. A. | N. A. | 1 | SUB COMPONENTS | 0 | Changed Description on 26JUL2013 | N | INSTRUMENTS |  | No | No | N. A. | N. A. | N. A. | N. A.
H0101.09 | H0101.09.01.02 | FEMORAL TAPER REAMER, SLEEVE |  | H0101.09.01.02 | 01 | 2013-06-21 | N. A. | N. A. | N. A. | QPR/H0101.09.01.02 | N. A. | N. A. | N. A. | N. A. | N. A. | PS/H0101.09.01.02 | N. A. | N. A. | N. A. | N. A. | N. A. | H0101.09 | TF-IN | IU/5 | N. A. | SEMIFINISHED GOODS | N. A. | N. A. | N. A. | N. A. | N. A. | N. A. |  | N. A. | N. A. | N. A. | N. A. | N. A. | N. A. | N. A. | N. A. | N. A. | N. A. | 1 | SUB COMPONENTS | 0 | Changed Description on 26JUL2013 | N | INSTRUMENTS |  | No | No | N. A. | N. A. | N. A. | N. A.
H0101.09 | H0101.09.01.03 | FEMORAL TAPER REAMER, DOWEL PIN DIA 3.0 +0/-0.02, LENGTH 19.0, MATERIAL SS304 |  | H0101.09.01.03 | N. A. | N. A. | N. A. | N. A. | N. A. | N. A. | N. A. | N. A. | N. A. | N. A. | N. A. | PS/H0101.09.01.03 | N. A. | N. A. | N. A. | N. A. | N. A. | H0101.09 | TF-IN | IU/5 | N. A. | SEMIFINISHED GOODS | N. A. | N. A. | N. A. | N. A. | N. A. | N. A. |  | N. A. | N. A. | N. A. | N. A. | N. A. | N. A. | N. A. | N. A. | N. A. | N. A. | 1 | SUB COMPONENTS | 0 | Added New product to the P master on 26 JUL 2013 | N | INSTRUMENTS |  | No | No | N. A. | N. A. | N. A. | N. A.
H0101.09 | H0101.09.02 | FEMORAL TAPER REAMER, HANDLE |  | H0101.09.02 | 04 | 2011-01-23 | N. A. | N. A. | N. A. | N. A. | N. A. | N. A. | N. A. | N. A. | N. A. | PS/H0101.09.02 | 00 | 2017-01-04 | 2022-11-20 | 2019-11-20 | N. A. | H0101.09 | TF-IN | IU/5 | N. A. | SEMIFINISHED GOODS | N. A. | N. A. | N. A. | N. A. | N. A. | N. A. |  | N. A. | N. A. | N. A. | N. A. | N. A. | N. A. | N. A. | N. A. | N. A. | N. A. | 1 | SUB COMPONENTS | 0 | Changed Description on 26JUL2013 | N | INSTRUMENTS |  | No | No | N. A. | N. A. | N. A. | N. A.
H0101.091 | H0101.091 | FEMORAL TAPER REAMER SMALL, ADLER |  | H0101.091 | 01 | 2013-06-21 | N. A. | N. A. | N. A. | QPF/H0101.09 | 01 | 2010-12-15 | N. A. | N. A. | N. A. | PS/H0101.09 | 01 | 2019-08-28 | N. A. | N. A. | N. A. | H0101.09 | TF-IN | IU/5 | Class A | FINISHED GOODS | ADLER™ | FEMORAL TAPER REAMER SMALL |  | 17 | No | Yes |  | No | N. A. | No | N. A. | No | Yes | No | No | M. L.: MFG/MD/2022/63252 |  | 1 | ADLER PRODUCTS\INSTRUMENTS \JRP_INSTRUMENTS | 0 | VL number changed to ML number | N | Reamer & its attachment |  | No | No | Yes | No | Yes | N. A.
H0101.091.01 | H0101.091.01 | FEMORAL TAPER REAMER, SMALL, MAIN BODY |  | H0101.09.01 | 07 | 2013-06-21 | N. A. | N. A. | N. A. | QPR/H0101.09.01 | 02 | 2011-07-17 | N. A. | N. A. | N. A. | PS/H0101.09.01 | 02 | 2011-07-17 | N. A. | N. A. | N. A. | H0101.091 | TF-IN | IU/5 | N. A. | SEMIFINISHED GOODS | N. A. | N. A. | N. A. | N. A. | N. A. | N. A. |  | N. A. | N. A. | N. A. | N. A. | N. A. | N. A. | N. A. | N. A. | N. A. | N. A. | 1 | SUB COMPONENTS | 0 | Changed Description on 26JUL2013 | N | INSTRUMENTS |  | No | No | N. A. | N. A. | N. A. | N. A.
H0101.091 | H0101.091.01.01 | FEMORAL TAPER REAMER, SMALL, MAIN BODY, BLANK |  | H0101.091.01.01 | N. A. | N. A. | N. A. | N. A. | N. A. | QPR/H0101.091.01.01 | N. A. | N. A. | N. A. | N. A. | N. A. | PS/H0101.091.01.01 | N. A. | N. A. | N. A. | N. A. | N. A. | H0101.091 | TF-IN | IU/5 | N. A. | SEMIFINISHED GOODS | N. A. | N. A. | N. A. | N. A. | N. A. | N. A. |  | N. A. | N. A. | N. A. | N. A. | N. A. | N. A. | N. A. | N. A. | N. A. | N. A. | 1 | SUB COMPONENTS | 0 | Changed Description on 26JUL2013 | N | INSTRUMENTS |  | No | No | N. A. | N. A. | N. A. | N. A.
H0101.10 | H0101.10 | MURPHY SKID, ADLER |  | H0101.10 | N. A. | N. A. | N. A. | N. A. | N. A. | QPF/H0101.10 | 01 | 2010-12-15 | N. A. | N. A. | N. A. | PS/PUR006 | 00 | 2022-09-16 | N. A. | N. A. | N. A. | H0101.10 | TF-IN | IU/5 | Class A | FINISHED GOODS | ADLER™ | MURPHY SKID |  | 17 | No | Yes |  | No | N. A. | No | N. A. | No | Yes | No | No | M. L.: MFG/MD/2022/63252 |  | 1 | ADLER PRODUCTS\INSTRUMENTS \JRP_INSTRUMENTS | 0 | VL number changed to ML number | N | Instrument system for bipolar hip system |  | No | No | Yes | No | Yes | N. A.
H0101.11 | H0101.11 | DIAMOND POINTED AWL |  | H0101.11 | 04 | 2011-02-23 | N. A. | N. A. | N. A. | QPF/H0101.11 | 01 | 2010-12-15 | N. A. | N. A. | N. A. | PS/H0101.11 | 00 | 2017-01-04 | N. A. | N. A. | N. A. | H0101.11 | TF-IN | IU/5 | Class B | FINISHED GOODS | ADLER™ | DIAMOND POINTED AWL |  | 17 | No | Yes |  | No | N. A. | No | N. A. | No | Yes | No | No | M. L.: MFG/MD/2023/000312 |  | 1 | ADLER PRODUCTS\INSTRUMENTS \JRP_INSTRUMENTS | 0 | Changed GS1 Code for these Items on 08DEC2021 | N | Intramedullary Locking Nail Instrument Sets |  | No | No | Yes | No | Yes | N. A.
H0101.11 | H0101.11.01 | BLANK FOR DIAMOND POINTED AWL |  | H0101.11.01 | 02 | 2010-10-20 | N. A. | N. A. | N. A. | N. A. | N. A. | N. A. | N. A. | N. A. | N. A. | PS/H0101.11.01 | 00 | 2017-01-04 | N. A. | N. A. | N. A. | H0101.11 | TF-IN | IU/5 | N. A. | SEMIFINISHED GOODS | N. A. | N. A. | N. A. | N. A. | N. A. | N. A. |  | N. A. | N. A. | N. A. | N. A. | N. A. | N. A. | N. A. | N. A. | N. A. | N. A. | 1 | SUB COMPONENTS | 0 | ADDED NEW PRODUCTS AS DISCUSSED WITH SSJ ON 09SEP2009 | N | INSTRUMENTS |  | No | No | N. A. | N. A. | N. A. | N. A.
H0102.091 | H0102.091 | ENDOFIT STEM INTRODUCER, NEW |  | H0102.091 | 06 | 2021-01-27 | N. A. | N. A. | N. A. | QPF/H0102.091 | 00 | 2017-01-22 | N. A. | N. A. | N. A. | PS/H0102.091 | 01 | 2017-09-19 | N. A. | N. A. | N. A. | H0102.091 | TF-IN | IU/5 | Class A | FINISHED GOODS | ENDOFIT™ | STEM INTRODUCER, NEW |  | 17 | No | Yes |  | No | N. A. | No | N. A. | No | Yes | No | No | M. L.: MFG/MD/2022/63252 |  | 1 | ADLER PRODUCTS\INSTRUMENTS \JRP_INSTRUMENTS | 0 | VL number changed to ML number | N | Insertion and removal instruments |  | No | No | Yes | No | Yes | N. A.
H0102.091 | H0102.091.01 | ENDOFIT STEM INTRODUCER, NEW, PUSHER GUIDE SLEEVE SUB ASSEMBLY |  | H0102.091.01 | 03 | 2019-06-28 | N. A. | N. A. | N. A. | QPF/H0102.091.01 | 00 | 2021-03-27 | N. A. | N. A. | N. A. | PS/H0102.091.01 | 01 | 2017-09-09 | 2022-11-20 | 2019-11-20 | N. A. | H0102.091 | TF-IN | IU/5 | N. A. | SEMIFINISHED GOODS | N. A. | N. A. | N. A. | N. A. | N. A. | N. A. |  | N. A. | N. A. | N. A. | N. A. | N. A. | N. A. | N. A. | N. A. | N. A. | N. A. | 1 | SUB COMPONENTS | 0 | Added New Code Numbers on 09AUG2016 | N | INSTRUMENTS |  | No | No | N. A. | N. A. | N. A. | N. A.
H0102.091 | H0102.091.01.01 | ENDOFIT STEM INTRODUCER, NEW, PUSHER GUIDE SLEEVE SUB ASSEMBLY, SLEEVE |  | H0102.091.01.01 | 04 | 2021-01-27 | N. A. | N. A. | N. A. | N. A. | N. A. | N. A. | N. A. | N. A. | N. A. | PS/H0102.091.01.01 | 01 | 2017-09-17 | N. A. | N. A. | N. A. | H0102.091 | TF-IN | IU/5 | N. A. | SEMIFINISHED GOODS | N. A. | N. A. | N. A. | N. A. | N. A. | N. A. |  | N. A. | N. A. | N. A. | N. A. | N. A. | N. A. | N. A. | N. A. | N. A. | N. A. | 1 | SUB COMPONENTS | 0 | Added New Code Numbers on 09AUG2016 | N | INSTRUMENTS |  | No | No | N. A. | N. A. | N. A. | N. A.
H0102.091 | H0102.091.01.02 | ENDOFIT STEM INTRODUCER, NEW, PUSHER GUIDE SLEEVE SUB ASSEMBLY, SPRING PLACEMENT PIN |  | H0102.091.01.02 | 01 | 2016-10-22 | N. A. | N. A. | N. A. | N. A. | N. A. | N. A. | N. A. | N. A. | N. A. | PS/H0102.091.01.02 | 01 | 2017-09-09 | 2022-11-20 | 2019-11-20 | N. A. | H0102.091 | TF-IN | IU/5 | N. A. | SEMIFINISHED GOODS | N. A. | N. A. | N. A. | N. A. | N. A. | N. A. |  | N. A. | N. A. | N. A. | N. A. | N. A. | N. A. | N. A. | N. A. | N. A. | N. A. | 1 | SUB COMPONENTS | 0 | Added New Code Numbers on 09AUG2016 | N | INSTRUMENTS |  | No | No | N. A. | N. A. | N. A. | N. A.
H0102.091 | H0102.091.02 | ENDOFIT STEM INTRODUCER, NEW, PUSHER |  | H0102.091.02 | 02 | 2017-08-17 | N. A. | N. A. | N. A. | N. A. | N. A. | N. A. | N. A. | N. A. | N. A. | PS/H0102.091.02 | 00 | 2016-12-28 | N. A. | N. A. | N. A. | H0102.091 | TF-IN | IU/5 | N. A. | SEMIFINISHED GOODS | N. A. | N. A. | N. A. | N. A. | N. A. | N. A. |  | N. A. | N. A. | N. A. | N. A. | N. A. | N. A. | N. A. | N. A. | N. A. | N. A. | 1 | SUB COMPONENTS | 0 | Added New Code Numbers on 09AUG2016 | N | INSTRUMENTS |  | No | No | N. A. | N. A. | N. A. | N. A.
H0102.091 | H0102.091.02.01 | ENDOFIT STEM INTRODUCER, NEW, PUSHER, ROD |  | H0102.091.02.01 | N. A. | N. A. | N. A. | N. A. | N. A. | N. A. | N. A. | N. A. | N. A. | N. A. | N. A. | PS/H0102.091.02.01 | N. A. | N. A. | N. A. | N. A. | N. A. | H0102.091 | TF-IN | IU/5 | N. A. | SEMIFINISHED GOODS | N. A. | N. A. | N. A. | N. A. | N. A. | N. A. |  | N. A. | N. A. | N. A. | N. A. | N. A. | N. A. | N. A. | N. A. | N. A. | N. A. | 1 | SUB COMPONENTS | 0 | Added New Code Numbers on 09AUG2016 | N | INSTRUMENTS |  | No | No | N. A. | N. A. | N. A. | N. A.
H0102.091 | H0102.091.02.02 | ENDOFIT STEM INTRODUCER, NEW, PUSHER, END CAP |  | H0102.091.02.02 | N. A. | N. A. | N. A. | N. A. | N. A. | N. A. | N. A. | N. A. | N. A. | N. A. | N. A. | PS/H0102.091.02.02 | N. A. | N. A. | N. A. | N. A. | N. A. | H0102.091 | TF-IN | IU/5 | N. A. | SEMIFINISHED GOODS | N. A. | N. A. | N. A. | N. A. | N. A. | N. A. |  | N. A. | N. A. | N. A. | N. A. | N. A. | N. A. | N. A. | N. A. | N. A. | N. A. | 1 | SUB COMPONENTS | 0 | Added New Code Numbers on 09AUG2016 | N | INSTRUMENTS |  | No | No | N. A. | N. A. | N. A. | N. A.
H0102.091 | H0102.091.03 | ENDOFIT STEM INTRODUCER, NEW, COMPRESSION SPRING FOR CAM |  | H0102.091.03 | 02 | 2019-06-29 | N. A. | N. A. | N. A. | QPR/H0102.091.03 | 01 | 2017-06-02 | N. A. | N. A. | N. A. | N. A. | N. A. | N. A. | N. A. | N. A. | N. A. | H0102.091 | TF-IN | IU/5 | N. A. | SEMIFINISHED GOODS | N. A. | N. A. | N. A. | N. A. | N. A. | N. A. |  | N. A. | N. A. | N. A. | N. A. | N. A. | N. A. | N. A. | N. A. | N. A. | N. A. | 1 | SUB COMPONENTS | 0 | Added New Code Numbers on 09AUG2016 | N | INSTRUMENTS |  | No | No | N. A. | N. A. | N. A. | N. A.
H0102.091 | H0102.091.04 | ENDOFIT STEM INTRODUCER, NEW, CAM |  | H0102.091.04 | 02 | 2021-01-29 | N. A. | N. A. | N. A. | QPI/H0102.091.04 | 01 | 2021-03-27 | N. A. | N. A. | N. A. | PS/H0102.091.04 | 01 | 2017-09-10 | 2022-11-20 | 2019-11-20 | N. A. | H0102.091 | TF-IN | IU/5 | N. A. | SEMIFINISHED GOODS | N. A. | N. A. | N. A. | N. A. | N. A. | N. A. |  | N. A. | N. A. | N. A. | N. A. | N. A. | N. A. | N. A. | N. A. | N. A. | N. A. | 1 | SUB COMPONENTS | 0 | Added New Code Numbers on 09AUG2016 | N | INSTRUMENTS |  | No | No | N. A. | N. A. | N. A. | N. A.
H0102.091 | H0102.091.05 | ENDOFIT STEM INTRODUCER, NEW, PIN FOR CAM |  | H0102.091.05 | 01 | 2016-10-22 | N. A. | N. A. | N. A. | QPI/H0102.091.05 | 01 | 2021-03-27 | N. A. | N. A. | N. A. | PS/H0102.091.05 | 01 | 2017-09-12 | 2022-11-17 | 2019-11-17 | N. A. | H0102.091 | TF-IN | IU/5 | N. A. | SEMIFINISHED GOODS | N. A. | N. A. | N. A. | N. A. | N. A. | N. A. |  | N. A. | N. A. | N. A. | N. A. | N. A. | N. A. | N. A. | N. A. | N. A. | N. A. | 1 | SUB COMPONENTS | 0 | Added New Code Numbers on 09AUG2016 | N | INSTRUMENTS |  | No | No | N. A. | N. A. | N. A. | N. A.
H0102.091 | H0102.091.06 | ENDOFIT STEM INTRODUCER, NEW, STEM HOLDING JAW 1 |  | H0102.091.06 | 02 | 2021-02-05 | N. A. | N. A. | N. A. | QPI/H0102.091.06 | 01 | 2021-03-27 | N. A. | N. A. | N. A. | PS/H0102.091.06 | 02 | 2021-01-24 | 2024-01-24 | 43789 | N. A. | H0102.091 | TF-IN | IU/5 | N. A. | SEMIFINISHED GOODS | N. A. | N. A. | N. A. | N. A. | N. A. | N. A. |  | N. A. | N. A. | N. A. | N. A. | N. A. | N. A. | N. A. | N. A. | N. A. | N. A. | 1 | SUB COMPONENTS | 0 | Added New Code Numbers on 09AUG2016 | N | INSTRUMENTS |  | No | No | N. A. | N. A. | N. A. | N. A.
H0102.091 | H0102.091.06.01 | ENDOFIT STEM INTRODUCER, NEW, STEM HOLDING JAW 1, BLANK |  | H0102.091.06.01 | 00 | 2021-01-27 | N. A. | N. A. | N. A. | QPI/H0102.091.06.01 | 00 | 2021-03-31 | N. A. | N. A. | N. A. | PS/H0102.091.06.01 | 00 | 2021-03-26 | 2024-03-25 | N. A. | N. A. | H0102.091 | TF-IN | IU/5 | N. A. | SEMIFINISHED GOODS | N. A. | N. A. | N. A. | N. A. | N. A. | N. A. |  | N. A. | N. A. | N. A. | N. A. | N. A. | N. A. | N. A. | N. A. | N. A. | N. A. | 1 | SUB COMPONENTS | 0 | ADDED NEW CODE NO AS PER ECR E0020121 ON 22JAN2021 | N | INSTRUMENTS |  | No | No | N. A. | N. A. | N. A. | N. A.
H0102.091 | H0102.091.07 | ENDOFIT STEM INTRODUCER, NEW, STEM HOLDING JAW 2 |  | H0102.091.07 | 02 | 2021-02-05 | N. A. | N. A. | N. A. | QPI/H0102.091.07 | 01 | 2021-03-27 | N. A. | N. A. | N. A. | PS/H0102.091.07 | 02 | 2021-01-24 | 2024-01-24 | 43789 | N. A. | H0102.091 | TF-IN | IU/5 | N. A. | SEMIFINISHED GOODS | N. A. | N. A. | N. A. | N. A. | N. A. | N. A. |  | N. A. | N. A. | N. A. | N. A. | N. A. | N. A. | N. A. | N. A. | N. A. | N. A. | 1 | SUB COMPONENTS | 0 | Added New Code Numbers on 09AUG2016 | N | INSTRUMENTS |  | No | No | N. A. | N. A. | N. A. | N. A.
H0102.091 | H0102.091.07.01 | ENDOFIT STEM INTRODUCER, NEW, STEM HOLDING JAW 2, BLANK |  | H0102.091.07.01 | 00 | 2021-01-27 | N. A. | N. A. | N. A. | QPI/H0102.091.07.01 | 00 | 2021-03-27 | N. A. | N. A. | N. A. | PS/H0102.091.07.01 | 00 | 2021-03-13 | 2024-03-12 | N. A. | N. A. | H0102.091 | TF-IN | IU/5 | N. A. | SEMIFINISHED GOODS | N. A. | N. A. | N. A. | N. A. | N. A. | N. A. |  | N. A. | N. A. | N. A. | N. A. | N. A. | N. A. | N. A. | N. A. | N. A. | N. A. | 1 | SUB COMPONENTS | 0 | ADDED NEW CODE NO AS PER ECR E0020121 ON 22JAN2021 | N | INSTRUMENTS |  | No | No | N. A. | N. A. | N. A. | N. A.
H0102.091 | H0102.091.08 | ENDOFIT STEM INTRODUCER, NEW, COMPRESSION SPRING FOR JAW |  | H0102.091.08 | 02 | 2019-06-29 | N. A. | N. A. | N. A. | QPR/H0102.091.08 | 01 | 2021-03-27 | N. A. | N. A. | N. A. | N. A. | N. A. | N. A. | N. A. | N. A. | N. A. | H0102.091 | TF-IN | IU/5 | N. A. | SEMIFINISHED GOODS | N. A. | N. A. | N. A. | N. A. | N. A. | N. A. |  | N. A. | N. A. | N. A. | N. A. | N. A. | N. A. | N. A. | N. A. | N. A. | N. A. | 1 | SUB COMPONENTS | 0 | Added New Code Numbers on 09AUG2016 | N | INSTRUMENTS |  | No | No | N. A. | N. A. | N. A. | N. A.
H0102.091 | H0102.091.09 | ENDOFIT STEM INTRODUCER, NEW, PIN FOR STEM HOLDING JAW |  | H0102.091.09 | 01 | 2016-10-22 | N. A. | N. A. | N. A. | QPI/H0102.091.09 | 01 | 2021-03-27 | N. A. | N. A. | N. A. | PS/H0102.091.09 | 01 | 2017-09-12 | N. A. | N. A. | N. A. | H0102.091 | TF-IN | IU/5 | N. A. | SEMIFINISHED GOODS | N. A. | N. A. | N. A. | N. A. | N. A. | N. A. |  | N. A. | N. A. | N. A. | N. A. | N. A. | N. A. | N. A. | N. A. | N. A. | N. A. | 1 | SUB COMPONENTS | 0 | Added New Code Numbers on 09AUG2016 | N | INSTRUMENTS |  | No | No | N. A. | N. A. | N. A. | N. A.
H0102.091 | H0102.091.10 | ENDOFIT STEM INTRODUCER, NEW, TIP |  | H0102.091.10 | 03 | 2021-03-27 | N. A. | N. A. | N. A. | QPI/H0102.091.10 | 01 | 2021-03-27 | N. A. | N. A. | N. A. | PS/H0102.091.10 | 02 | 2021-03-30 | 2024-03-29 | N. A. | N. A. | H0102.091 | TF-IN | IU/5 | N. A. | SEMIFINISHED GOODS | N. A. | N. A. | N. A. | N. A. | N. A. | N. A. |  | N. A. | N. A. | N. A. | N. A. | N. A. | N. A. | N. A. | N. A. | N. A. | N. A. | 1 | SUB COMPONENTS | 0 | Added New Code Numbers on 09AUG2016 | N | INSTRUMENTS |  | No | No | N. A. | N. A. | N. A. | N. A.
H0102.091 | H0102.091.11 | ENDOFIT STEM INTRODUCER, NEW, HANDLE |  | H0102.091.11 | 02 | 2016-11-11 | N. A. | N. A. | N. A. | QPI/H0102.091.11 | 02 | 2021-03-27 | N. A. | N. A. | N. A. | PS/H0102.091.11 | 01 | 2017-09-13 | 2022-11-20 | 2019-11-20 | N. A. | H0102.091 | TF-IN | IU/5 | N. A. | SEMIFINISHED GOODS | N. A. | N. A. | N. A. | N. A. | N. A. | N. A. |  | N. A. | N. A. | N. A. | N. A. | N. A. | N. A. | N. A. | N. A. | N. A. | N. A. | 1 | SUB COMPONENTS | 0 | Added New Code Numbers on 09AUG2016 | N | INSTRUMENTS |  | No | No | N. A. | N. A. | N. A. | N. A.
H0102.091 | H0102.091.12 | ENDOFIT STEM INTRODUCER, NEW, END CAP |  | H0102.091.12 | 01 | 2016-10-13 | N. A. | N. A. | N. A. | QPI/H0102.091.12 | 01 | 2021-03-27 | N. A. | N. A. | N. A. | PS/H0102.091.12 | 01 | 2017-09-13 | N. A. | N. A. | N. A. | H0102.091 | TF-IN | IU/5 | N. A. | SEMIFINISHED GOODS | N. A. | N. A. | N. A. | N. A. | N. A. | N. A. |  | N. A. | N. A. | N. A. | N. A. | N. A. | N. A. | N. A. | N. A. | N. A. | N. A. | 1 | SUB COMPONENTS | 0 | Added New Code Numbers on 09AUG2016 | N | INSTRUMENTS |  | No | No | N. A. | N. A. | N. A. | N. A.
H0102.091 | H0102.091.13 | ENDOFIT STEM INTRODUCER, NEW, RATCHET |  | H0102.091.13 | 02 | 2021-01-27 | N. A. | N. A. | N. A. | QPI/H0102.091.13 | 01 | 2021-03-27 | N. A. | N. A. | N. A. | PS/H0102.091.13 | 02 | 2021-04-25 | 2024-04-25 | N. A. | N. A. | H0102.091 | TF-IN | IU/5 | N. A. | SEMIFINISHED GOODS | N. A. | N. A. | N. A. | N. A. | N. A. | N. A. |  | N. A. | N. A. | N. A. | N. A. | N. A. | N. A. | N. A. | N. A. | N. A. | N. A. | 1 | SUB COMPONENTS | 0 | Added New Code as required by production on 15DEC2016 | N | SUB COMPONENTS |  | No | No | N. A. | N. A. | N. A. | N. A.
H0102.091 | H0102.091.14 | ENDOFIT STEM INTRODUCER, NEW, SPRING FOR RATCHET |  | H0102.091.14 | 01 | 2019-06-29 | N. A. | N. A. | N. A. | QPR/H0102.091.14 | 01 | 2021-03-27 | N. A. | N. A. | N. A. | PS/H0102.091.14 | 01 | 2017-09-12 | 2022-11-17 | 2019-11-17 | N. A. | H0102.091 | TF-IN | IU/5 | N. A. | SEMIFINISHED GOODS | N. A. | N. A. | N. A. | N. A. | N. A. | N. A. |  | N. A. | N. A. | N. A. | N. A. | N. A. | N. A. | N. A. | N. A. | N. A. | N. A. | 1 | SUB COMPONENTS | 0 | Added New Code as required by production on 15DEC2016 | N | SUB COMPONENTS |  | No | No | N. A. | N. A. | N. A. | N. A.
H0102.091 | H0102.091.15 | ENDOFIT STEM INTRODUCER, NEW, PIN FOR RATCHER AND SPRING |  | H0102.091.15 | 00 | 2016-10-22 | N. A. | N. A. | N. A. | QPI/H0102.091.15 | 01 | 2021-03-27 | N. A. | N. A. | N. A. | PS/H0102.091.15 | 01 | 2017-09-12 | 2022-11-20 | 2019-11-20 | N. A. | H0102.091 | TF-IN | IU/5 | N. A. | SEMIFINISHED GOODS | N. A. | N. A. | N. A. | N. A. | N. A. | N. A. |  | N. A. | N. A. | N. A. | N. A. | N. A. | N. A. | N. A. | N. A. | N. A. | N. A. | 1 | SUB COMPONENTS | 0 | Added New Code as required by production on 15DEC2016 | N | SUB COMPONENTS |  | No | No | N. A. | N. A. | N. A. | N. A.
H0102.12 | H0102.12 | INSERTER FOR CEMENT RESTRICTOR, ADLER |  | H0102.12 | 08 | 2017-12-15 | N. A. | N. A. | N. A. | QPF/H0102.12 | 01 | 2015-02-11 | N. A. | N. A. | N. A. | PS/H0102.12 | 00 | 2017-01-18 | 2022-11-17 | 2019-11-17 | N. A. | H0102.12 | TF-IN | IU/5 | Class A | FINISHED GOODS | ADLER™ | INSERTER FOR CEMENT RESTRICTOR |  | 17 | No | Yes |  | No | N. A. | No | N. A. | No | Yes | No | No | M. L.: MFG/MD/2022/63252 |  | 1 | ADLER PRODUCTS\INSTRUMENTS \JRP_INSTRUMENTS | 0 | VL number changed to ML number | N | Insertion and removal instruments |  | No | No | Yes | No | Yes | N. A.
H0102.12 | H0102.12.01 | MAIN BODY, INSERTER FOR CEMENT RESTRICTOR |  | H0102.12.01 | 05 | 2017-12-15 | N. A. | N. A. | N. A. | N. A. | N. A. | N. A. | N. A. | N. A. | N. A. | PS/H0102.12.01 | 01 | 2018-03-20 | 2022-11-20 | 2019-11-20 | N. A. | H0102.12 | TF-IN | IU/5 | N. A. | SEMIFINISHED GOODS | ADLER™ | MAIN BODY, INSERTER FOR CEMENT RESTRICTOR |  | 17 | No | Yes |  | No | N. A. | No | N. A. | No | Yes | No | No | M. L.: MFG/MD/2022/63252 |  | 1 | ADLER PRODUCTS\INSTRUMENTS \JRP_INSTRUMENTS | 0 | VL number changed to ML number | N | INSTRUMENTS |  | No | No | Yes | No | Yes | N. A.
H0102.12 | H0102.12.02 | HANDLE, INSERTER FOR CEMENT RESTRICTOR |  | H0102.12.02 | 00 | 2009-10-28 | N. A. | N. A. | N. A. | N. A. | N. A. | N. A. | N. A. | N. A. | N. A. | PS/H0102.12.02 | 00 | 2017-01-18 | 2022-11-20 | 2019-11-20 | N. A. | H0102.12 | TF-IN | IU/5 | N. A. | SEMIFINISHED GOODS | ADLER™ | HANDLE, INSERTER FOR CEMENT RESTRICTOR |  | 17 | No | Yes |  | No | N. A. | No | N. A. | No | Yes | No | No | M. L.: MFG/MD/2022/63252 |  | 1 | ADLER PRODUCTS\INSTRUMENTS \JRP_INSTRUMENTS | 0 | VL number changed to ML number | N | INSTRUMENTS |  | No | No | Yes | No | Yes | N. A.
H0102.14 | H0102.14 | IMPACTOR FOR FINAL TAPPING, ENDOFIT |  | H0102.14 | 01 | 2013-06-21 | N. A. | N. A. | N. A. | QPF/H0102.14 | 00 | 2010-03-16 | N. A. | N. A. | N. A. | PS/H0102.14 | 00 | 2017-01-18 | 2022-11-17 | 2019-11-17 | N. A. | H0102.14 | TF-IN | IU/5 | Class B | FINISHED GOODS | ENDOFIT™ | IMPACTOR FOR FINAL TAPPING |  | 17 | No | Yes |  | No | N. A. | No | N. A. | No | Yes | No | No | M. L.: MFG/MD/2023/000312 |  | 1 | ADLER PRODUCTS\INSTRUMENTS \JRP_INSTRUMENTS | 0 | Changed GS1 Code for these Items on 08DEC2021 | N | Hip System Instrument |  | No | No | Yes | No | Yes | N. A.
H0102.14 | H0102.14.01 | IMPACTOR FOR FINAL TAPPING, MAIN BODY |  | H0102.14.01 | 00 | 2009-10-29 | N. A. | N. A. | N. A. | N. A. | N. A. | N. A. | N. A. | N. A. | N. A. | PS/H0102.14.01 | 00 | 2017-01-18 | 2022-11-17 | 2019-11-17 | N. A. | H0102.14 | TF-IN | IU/5 | N. A. | SEMIFINISHED GOODS | N. A. | N. A. | N. A. | N. A. | N. A. | N. A. |  | N. A. | N. A. | N. A. | N. A. | N. A. | N. A. | N. A. | N. A. | N. A. | N. A. | 1 | SUB COMPONENTS | 0 | Changed Description on 26JUL2013 | N | INSTRUMENTS |  | No | No | N. A. | N. A. | N. A. | N. A.
H0102.15 | H0102.15 | IMPACTOR FOR UHMW SHELL |  | H0102.15 | 06 | 2016-08-06 | N. A. | N. A. | N. A. | QPF/H0102.15 | 03 | 2016-09-01 | N. A. | N. A. | N. A. | PS/H0102.15 | 00 | 2018-12-14 | N. A. | N. A. | N. A. | H0102.15 | TF-IN | IU/5 | Class B | FINISHED GOODS | ADLER™ | BIPOLAR CUP IMPACTOR |  | 17 | No | Yes |  | No | N. A. | No | N. A. | No | Yes | No | No | M. L.: MFG/MD/2023/000312 |  | 1 | ADLER PRODUCTS\INSTRUMENTS \JRP_INSTRUMENTS | 0 | Changed GS1 Code for these Items on 08DEC2021 | N | Hip System Instrument |  | No | No | Yes | No | Yes | N. A.
H0102.15 | H0102.15.01 | MAIN BODY, IMPACTOR FOR UHMW SHELL |  | H0102.15.01 | N. A. | N. A. | N. A. | N. A. | N. A. | N. A. | N. A. | N. A. | N. A. | N. A. | N. A. | PS/H0102.15.01 | N. A. | N. A. | N. A. | N. A. | N. A. | H0102.15 | TF-IN | IU/5 | N. A. | SEMIFINISHED GOODS | N. A. | N. A. | N. A. | N. A. | N. A. | N. A. |  | N. A. | N. A. | N. A. | N. A. | N. A. | N. A. | N. A. | N. A. | N. A. | N. A. | 1 | SUB COMPONENTS | 0 | ADDED NEW PRODUCTS AS DISCUSSED WITH SSJ ON 09SEP2009 | N | INSTRUMENTS |  | No | No | N. A. | N. A. | N. A. | N. A.
H0102.15 | H0102.15.02 | SOFT TIP, IMPACTOR FOR UHMW SHELL |  | H0102.15.02 | 07 | 2016-08-06 | N. A. | N. A. | N. A. | N. A. | N. A. | N. A. | N. A. | N. A. | N. A. | PS/H0102.15.02 | N. A. | N. A. | N. A. | N. A. | N. A. | H0102.15 | TF-IN | IU/5 | N. A. | SEMIFINISHED GOODS | N. A. | N. A. | N. A. | N. A. | N. A. | N. A. |  | N. A. | N. A. | N. A. | N. A. | N. A. | N. A. | N. A. | N. A. | N. A. | N. A. | 1 | SUB COMPONENTS | 0 | ADDED NEW PRODUCTS AS DISCUSSED WITH SSJ ON 09SEP2009 | N | INSTRUMENTS |  | No | No | N. A. | N. A. | N. A. | N. A.
H0102.15 | H0102.15.03 | DOWEL PIN DIA 3.0MM, LENGTH 40.5MM, SS 304 |  | H0102.15.03 | N. A. | N. A. | N. A. | N. A. | N. A. | N. A. | N. A. | N. A. | N. A. | N. A. | N. A. | PS/H0102.15.03 | N. A. | N. A. | N. A. | N. A. | N. A. | H0102.15 | TF-IN | IU/5 | N. A. | SEMIFINISHED GOODS | N. A. | N. A. | N. A. | N. A. | N. A. | N. A. |  | N. A. | N. A. | N. A. | N. A. | N. A. | N. A. | N. A. | N. A. | N. A. | N. A. | 1 | SUB COMPONENTS | 0 | Added New product on 10OCT2010 to match SL/1 | N | SUB COMPONENTS |  | No | No | N. A. | N. A. | N. A. | N. A.
H0102.16 | H0102.16 | FEMORAL STEM VERSION HANDLE |  | H0102.16 | 02 | 2020-01-28 | N. A. | N. A. | N. A. | QPF/H0102.16 | 00 | 2011-02-16 | N. A. | N. A. | N. A. | PS/H0102.16 | 00 | 2017-01-04 | N. A. | N. A. | N. A. | H0102.16 | TF-IN | IU/5 | Class A | FINISHED GOODS | LEGEND™ | VERSION HANDLE | FOR FEMORAL STEM | 17 | No | Yes |  | No | N. A. | No | N. A. | No | Yes | No | No | M. L.: MFG/MD/2022/63252 |  | 1 | ADLER PRODUCTS\INSTRUMENTS \JRP_INSTRUMENTS | 0 | VL number changed to ML number | N | Spinal cage system instruments |  | No | No | Yes | No | Yes | N. A.
H0102.17 | H0102.17 | INSERTER, LEGEND CEMENTLESS HIP STEM |  | H0102.17 | 00 | 2013-03-06 | N. A. | N. A. | N. A. | QPF/H0102.17 | 02 | 2014-05-29 | N. A. | N. A. | N. A. | PS/H0102.17 | 00 | 2018-05-11 | 2022-11-17 | 2019-11-17 | N. A. | H0102.17 | TF-IN | IU/5 | Class A | FINISHED GOODS | LEGEND™ | STEM INSERTER |  | 17 | No | Yes |  | No | N. A. | No | N. A. | No | Yes | No | No | M. L.: MFG/MD/2022/63252 |  | 1 | ADLER PRODUCTS\INSTRUMENTS \JRP_INSTRUMENTS | 0 | VL number changed to ML number | N | Insertion and removal instruments |  | No | No | Yes | No | Yes | N. A.
H0102.17 | H0102.17.01 | INSERTER, LEGEND CEMENTLESS HIP STEM, OUTER SLEEVE WITH LUGS |  | H0102.17.01 | 00 | 2013-03-06 | N. A. | N. A. | N. A. | N. A. | N. A. | N. A. | N. A. | N. A. | N. A. | PS/H0102.17.01 | 00 | 2019-08-24 | N. A. | N. A. | N. A. | H0102.17 | N. A. | N. A. | N. A. | SEMIFINISHED GOODS | N. A. | N. A. | N. A. | N. A. | N. A. | N. A. |  | N. A. | N. A. | N. A. | N. A. | N. A. | N. A. | N. A. | N. A. | N. A. | N. A. | 1 | SUB COMPONENTS | 0 | Added new product as per requirement from D&D | N | INSTRUMENTS |  | No | No | N. A. | N. A. | N. A. | N. A.
H0102.17 | H0102.17.02 | INSERTER, LEGEND CEMENTLESS HIP STEM, SHAFT AND KNOB ASSEMBLY |  | H0102.17.02 | N. A. | N. A. | N. A. | N. A. | N. A. | N. A. | N. A. | N. A. | N. A. | N. A. | N. A. | PS/H0102.17.02 | 00 | 2021-01-05 | 2024-01-04 | N. A. | N. A. | H0102.17 | N. A. | N. A. | N. A. | SEMIFINISHED GOODS | N. A. | N. A. | N. A. | N. A. | N. A. | N. A. |  | N. A. | N. A. | N. A. | N. A. | N. A. | N. A. | N. A. | N. A. | N. A. | N. A. | 1 | SUB COMPONENTS | 0 | Added new product as per requirement from D&D | N | INSTRUMENTS |  | No | No | N. A. | N. A. | N. A. | N. A.
H0102.17 | H0102.17.02.01 | INSERTER, LEGEND CEMENTLESS HIP STEM, SHAFT |  | H0102.17.02.01 | N. A. | N. A. | N. A. | N. A. | N. A. | N. A. | N. A. | N. A. | N. A. | N. A. | N. A. | PS/H0102.17.02.01 | 00 | 2021-01-05 | 2024-01-04 | N. A. | N. A. | H0102.17 | N. A. | N. A. | N. A. | SEMIFINISHED GOODS | N. A. | N. A. | N. A. | N. A. | N. A. | N. A. |  | N. A. | N. A. | N. A. | N. A. | N. A. | N. A. | N. A. | N. A. | N. A. | N. A. | 1 | SUB COMPONENTS | 0 | Added new product as per requirement from D&D | N | INSTRUMENTS |  | No | No | N. A. | N. A. | N. A. | N. A.
H0102.17 | H0102.17.02.02 | INSERTER, LEGEND CEMENTLESS HIP STEM, KNOB |  | H0102.17.02.02 | 00 | 2013-03-06 | N. A. | N. A. | N. A. | N. A. | N. A. | N. A. | N. A. | N. A. | N. A. | PS/H0102.17.02.02 | 00 | 2019-08-13 | N. A. | N. A. | N. A. | H0102.17 | N. A. | N. A. | N. A. | SEMIFINISHED GOODS | N. A. | N. A. | N. A. | N. A. | N. A. | N. A. |  | N. A. | N. A. | N. A. | N. A. | N. A. | N. A. | N. A. | N. A. | N. A. | N. A. | 1 | SUB COMPONENTS | 0 | Added new product as per requirement from D&D | N | INSTRUMENTS |  | No | No | N. A. | N. A. | N. A. | N. A.
H0102.17 | H0102.17.03 | INSERTER, LEGEND CEMENTLESS HIP, END CAP |  | H0102.17.03 | 00 | 2013-02-28 | N. A. | N. A. | N. A. | N. A. | N. A. | N. A. | N. A. | N. A. | N. A. | PS/H0102.17.03 | 00 | 2019-08-20 | N. A. | N. A. | N. A. | H0102.17 | N. A. | N. A. | N. A. | SEMIFINISHED GOODS | N. A. | N. A. | N. A. | N. A. | N. A. | N. A. |  | N. A. | N. A. | N. A. | N. A. | N. A. | N. A. | N. A. | N. A. | N. A. | N. A. | 1 | SUB COMPONENTS | 0 | Changed Description as per DO_File from RS | N | INSTRUMENTS |  | No | No | N. A. | N. A. | N. A. | N. A.
H0102.17 | H0102.17.04 | INSERTER, LEGEND CEMENTLESS HIP STEM, DOWEL PIN DIA 3 X 30.5 |  | H0102.17.04 | N. A. | N. A. | N. A. | N. A. | N. A. | N. A. | N. A. | N. A. | N. A. | N. A. | N. A. | PS/H0102.17.04 | 00 | 2019-08-20 | 2022-08-20 | N. A. | N. A. | H0102.17 | N. A. | N. A. | N. A. | SEMIFINISHED GOODS | N. A. | N. A. | N. A. | N. A. | N. A. | N. A. |  | N. A. | N. A. | N. A. | N. A. | N. A. | N. A. | N. A. | N. A. | N. A. | N. A. | 1 | SUB COMPONENTS | 0 | Added new product as per requirement from D&D | N | INSTRUMENTS |  | No | No | N. A. | N. A. | N. A. | N. A.
H0102.17 | H0102.17.05 | INSERTER, LEGEND CEMENTLESS HIP STEM, TOMMY |  | H0102.17.05 | N. A. | N. A. | N. A. | N. A. | N. A. | QPF/H0102.17.05 | N. A. | N. A. | N. A. | N. A. | N. A. | PS/H0102.17.05 | 00 | 2020-09-20 | 2023-09-18 | N. A. | N. A. | H0102.17 | N. A. | N. A. | N. A. | SEMIFINISHED GOODS | N. A. | N. A. | N. A. | N. A. | N. A. | N. A. |  | N. A. | N. A. | N. A. | N. A. | N. A. | N. A. | N. A. | N. A. | N. A. | N. A. | 1 | SUB COMPONENTS | 0 | Added new product as per requirement from D&D | N | INSTRUMENTS |  | No | No | N. A. | N. A. | N. A. | N. A.
H0102.18 | H0102.18 | BROACH OFFSET ADAPTER 10MM |  | H0102.18 | 00 | 2019-10-06 | N. A. | N. A. | N. A. | QPR/H0102.18 | N. A. | N. A. | N. A. | N. A. | N. A. | PS/PUR001 | 00 | 2019-05-29 | N. A. | N. A. | N. A. | H0102.18 | TF-IN | IU/5 | Class A | FINISHED GOODS | LEGEND™ | OFFSET ADAPTER 10MM |  | 17 | No | Yes |  | No | N. A. | No | N. A. | No | Yes | No | No | M. L.: MFG/MD/2022/63252 |  | 1 | ADLER PRODUCTS\LEGEND PRODUCTS\INSTRUMENTS | 0 | VL number changed to ML number | N | Instrument system for bipolar hip system |  | No | No | Yes | No | Yes | N. A.
H0102.18 | H0102.18.01 | Broach Offset Adapter 10mm, Adapter Body 10mm |  | H0102.18.01 | N. A. | N. A. | N. A. | N. A. | N. A. | QPR/H0102.18 | N. A. | N. A. | N. A. | N. A. | N. A. | PS/H0102.18.01 | N. A. | N. A. | N. A. | N. A. | N. A. | H0102.18 | N. A. | N. A. | N. A. | SEMIFINISHED GOODS | N. A. | N. A. | N. A. | N. A. | N. A. | N. A. |  | N. A. | N. A. | N. A. | N. A. | N. A. | N. A. | N. A. | N. A. | N. A. |  | 0 | SUB COMPONENTS | 0 | ADDED NEW CODE NO AS PER EMAIL FROM ASP DTD 23OCT2019 ON 24DEC2019 | N | SUB COMPONENTS |  | No | No | N. A. | N. A. | N. A. | N. A.
H0102.18 | H0102.18.02 | Broach Offset Adapter 10mm, Locking Key 10mm |  | H0102.18.02 | N. A. | N. A. | N. A. | N. A. | N. A. | QPR/H0102.18 | N. A. | N. A. | N. A. | N. A. | N. A. | PS/H0102.18.02 | N. A. | N. A. | N. A. | N. A. | N. A. | H0102.18 | N. A. | N. A. | N. A. | SEMIFINISHED GOODS | N. A. | N. A. | N. A. | N. A. | N. A. | N. A. |  | N. A. | N. A. | N. A. | N. A. | N. A. | N. A. | N. A. | N. A. | N. A. |  | 0 | SUB COMPONENTS | 0 | ADDED NEW CODE NO AS PER EMAIL FROM ASP DTD 23OCT2019 ON 24DEC2019 | N | SUB COMPONENTS |  | No | No | N. A. | N. A. | N. A. | N. A.
H0102.18 | H0102.18.03 | Broach Offset Adapter 10mm, Bolt |  | H0102.18.03 | N. A. | N. A. | N. A. | N. A. | N. A. | QPR/H0102.18 | N. A. | N. A. | N. A. | N. A. | N. A. | PS/H0102.18.03 | N. A. | N. A. | N. A. | N. A. | N. A. | H0102.18 | N. A. | N. A. | N. A. | SEMIFINISHED GOODS | N. A. | N. A. | N. A. | N. A. | N. A. | N. A. |  | N. A. | N. A. | N. A. | N. A. | N. A. | N. A. | N. A. | N. A. | N. A. |  | 0 | SUB COMPONENTS | 0 | ADDED NEW CODE NO AS PER EMAIL FROM ASP DTD 23OCT2019 ON 24DEC2019 | N | SUB COMPONENTS |  | No | No | N. A. | N. A. | N. A. | N. A.
H0102.20 | H0102.20 | LEGEND BROACH HANDLE |  | H0102.20 | 00 | 2019-10-08 | N. A. | N. A. | N. A. | QPR/H0102.20 | N. A. | N. A. | N. A. | N. A. | N. A. | PS/PUR001 | 00 | 2019-05-29 | N. A. | N. A. | N. A. | H0102.20 | TF-IN | IU/5 | Class A | FINISHED GOODS | LEGEND™ | BROACH HANDLE |  | 17 | No | Yes |  | No | N. A. | No | N. A. | No | Yes | No | No | M. L.: MFG/MD/2022/63252 |  | 1 | ADLER PRODUCTS\LEGEND PRODUCTS\INSTRUMENTS | 0 | VL number changed to ML number | N | Instrument system for bipolar hip system |  | No | No | Yes | No | Yes | N. A.
H0102.20 | H0102.20.01 | Legend Broach Handle, Base Plate |  | H0102.20.01 | 00 | 2019-09-11 | N. A. | N. A. | N. A. | N. A. | N. A. | N. A. | N. A. | N. A. | N. A. | N. A. | N. A. | N. A. | N. A. | N. A. | N. A. | H0102.20 | N. A. | N. A. | N. A. | SEMIFINISHED GOODS | N. A. | N. A. | N. A. | N. A. | N. A. | N. A. |  | N. A. | N. A. | N. A. | N. A. | N. A. | N. A. | N. A. | N. A. | N. A. |  | 0 | SUB COMPONENTS | 0 | ADDED NEW CODE NO AS PER EMAIL FROM SANIL DTD 22NOV2019 ON 23NOV2019 | N | SUB COMPONENTS |  | No | No | N. A. | N. A. | N. A. | N. A.
H0102.20 | H0102.20.02 | Legend Broach Handle, Pawl |  | H0102.20.02 | 00 | 2019-09-11 | N. A. | N. A. | N. A. | N. A. | N. A. | N. A. | N. A. | N. A. | N. A. | N. A. | N. A. | N. A. | N. A. | N. A. | N. A. | H0102.20 | N. A. | N. A. | N. A. | SEMIFINISHED GOODS | N. A. | N. A. | N. A. | N. A. | N. A. | N. A. |  | N. A. | N. A. | N. A. | N. A. | N. A. | N. A. | N. A. | N. A. | N. A. |  | 0 | SUB COMPONENTS | 0 | ADDED NEW CODE NO AS PER EMAIL FROM SANIL DTD 22NOV2019 ON 23NOV2019 | N | SUB COMPONENTS |  | No | No | N. A. | N. A. | N. A. | N. A.
H0102.20 | H0102.20.03 | Legend Broach Handle, Bolt |  | H0102.20.03 | 00 | 2019-09-11 | N. A. | N. A. | N. A. | N. A. | N. A. | N. A. | N. A. | N. A. | N. A. | N. A. | N. A. | N. A. | N. A. | N. A. | N. A. | H0102.20 | N. A. | N. A. | N. A. | SEMIFINISHED GOODS | N. A. | N. A. | N. A. | N. A. | N. A. | N. A. |  | N. A. | N. A. | N. A. | N. A. | N. A. | N. A. | N. A. | N. A. | N. A. |  | 0 | SUB COMPONENTS | 0 | ADDED NEW CODE NO AS PER EMAIL FROM SANIL DTD 22NOV2019 ON 23NOV2019 | N | SUB COMPONENTS |  | No | No | N. A. | N. A. | N. A. | N. A.
H0102.20 | H0102.20.04 | Legend Broach Handle, Spring |  | H0102.20.04 | 00 | 2019-09-11 | N. A. | N. A. | N. A. | N. A. | N. A. | N. A. | N. A. | N. A. | N. A. | N. A. | N. A. | N. A. | N. A. | N. A. | N. A. | H0102.20 | N. A. | N. A. | N. A. | SEMIFINISHED GOODS | N. A. | N. A. | N. A. | N. A. | N. A. | N. A. |  | N. A. | N. A. | N. A. | N. A. | N. A. | N. A. | N. A. | N. A. | N. A. |  | 0 | SUB COMPONENTS | 0 | ADDED NEW CODE NO AS PER EMAIL FROM SANIL DTD 22NOV2019 ON 23NOV2019 | N | SUB COMPONENTS |  | No | No | N. A. | N. A. | N. A. | N. A.
H0103 | H0103.0000.03 | SILICON O RING |  | H0103.0000 | N. A. | N. A. | N. A. | N. A. | N. A. | QPR/H0103.0000.03 | 01 | 2010-12-15 | N. A. | N. A. | N. A. | PS/H0103.0000.03 | 00 | 2020-09-20 | 2023-09-18 | N. A. | N. A. | H0103 | TF-IN | IU/5 | N. A. | SEMIFINISHED GOODS | N. A. | N. A. | N. A. | N. A. | N. A. | N. A. |  | N. A. | N. A. | N. A. | N. A. | N. A. | N. A. | N. A. | N. A. | N. A. | N. A. | 1 | SUB COMPONENTS | 0 | Changed Description on 26JUL2013 | N | SUB COMPONENTS |  | No | No | N. A. | N. A. | N. A. | N. A.
H0103.01 | H0103.01 | CHARNLEY RETRACTOR WITH WEIGHTS, ADLER |  | H0103.01 | 01 | 2010-05-14 | N. A. | N. A. | N. A. | QPF/H0103.01 | 01 | 2017-05-29 | N. A. | N. A. | N. A. | PS/H0103.01 | 01 | 2017-05-19 | 2022-11-17 | 2019-11-17 | N. A. | H0103.01 | TF-IN | IU/5 | Class A | FINISHED GOODS | ADLER™ | CHARNLEY RETRACTOR | WITH WEIGHTS | 17 | No | Yes |  | No | N. A. | No | N. A. | No | Yes | No | No | M. L.: MFG/MD/2022/63252 |  | 1 | ADLER PRODUCTS\INSTRUMENTS \JRP_INSTRUMENTS | 0 | VL number changed to ML number | N | Retractor |  | No | No | Yes | No | Yes | N. A.
H0103.0101 | H0103.0101 | CHARNLEY RETRACTOR C FRAME WITH PIN FOR LARGE ARM, LEAF SPRING AND SCREW, SUB ASSEMBLY |  | H0103.0101 | 01 | 2010-04-22 | N. A. | N. A. | N. A. | QPR/H0103.0101 | 00 | 2015-02-26 | N. A. | N. A. | N. A. | PS/H0103.0101 | 00 | 2017-01-05 | N. A. | N. A. | N. A. | H0103.0101 | TF-IN | IU/5 | Class A | FINISHED GOODS | ADLER™ | CHARNLEY RETRACTOR C FRAME WITH PIN FOR LARGE ARM | LEAF SPRING AND SCREW, SUB ASSEMBLY | 17 | No | Yes |  | No | N. A. | No | N. A. | No | Yes | No | No | M. L.: MFG/MD/2022/63252 |  | 1 | ADLER PRODUCTS\INSTRUMENTS \JRP_INSTRUMENTS | 0 | VL number changed to ML number | N | Retractor |  | No | No | Yes | No | Yes | N. A.
H0103.0101 | H0103.0101.01 | CHARNLEY RETRACTOR C FRAME WITH PIN FOR LARGE ARM, SUB ASSEMBLY |  | H0103.0101.01 | 00 | 2009-10-29 | N. A. | N. A. | N. A. | N. A. | N. A. | N. A. | N. A. | N. A. | N. A. | PS/H0103.0101.01 | 00 | 2019-07-20 | N. A. | N. A. | N. A. | H0103.0101 | TF-IN | IU/5 | N. A. | SEMIFINISHED GOODS | N. A. | N. A. | N. A. | N. A. | N. A. | N. A. |  | N. A. | N. A. | N. A. | N. A. | N. A. | N. A. | N. A. | N. A. | N. A. | N. A. | 1 | SUB COMPONENTS | 0 | Changed Description on 26JUL2013 | N | INSTRUMENTS |  | No | No | N. A. | N. A. | N. A. | N. A.
H0103.0101 | H0103.0101.01.01 | CHARNLEY RETRACTOR C FRAME |  | H0103.0101.01.01 | N. A. | N. A. | N. A. | N. A. | N. A. | N. A. | N. A. | N. A. | N. A. | N. A. | N. A. | PS/H0103.0101.01.01 | N. A. | N. A. | N. A. | N. A. | N. A. | H0103.0101 | TF-IN | IU/5 | N. A. | SEMIFINISHED GOODS | N. A. | N. A. | N. A. | N. A. | N. A. | N. A. |  | N. A. | N. A. | N. A. | N. A. | N. A. | N. A. | N. A. | N. A. | N. A. | N. A. | 1 | SUB COMPONENTS | 0 | Changed Description to Match DO File on 18JUN2013 (as indicated by MUM) | N | INSTRUMENTS |  | No | No | N. A. | N. A. | N. A. | N. A.
H0103.0101 | H0103.0101.01.02 | CHARNLEY RETRACTOR, PIN FOR LARGE ARM |  | H0103.0101.01.02 | N. A. | N. A. | N. A. | N. A. | N. A. | N. A. | N. A. | N. A. | N. A. | N. A. | N. A. | PS/H0103.0101.01.02 | N. A. | N. A. | N. A. | N. A. | N. A. | H0103.0101 | TF-IN | IU/5 | N. A. | SEMIFINISHED GOODS | N. A. | N. A. | N. A. | N. A. | N. A. | N. A. |  | N. A. | N. A. | N. A. | N. A. | N. A. | N. A. | N. A. | N. A. | N. A. | N. A. | 1 | SUB COMPONENTS | 0 | Changed Description to Match DO File on 18JUN2013 (as indicated by MUM) | N | INSTRUMENTS |  | No | No | N. A. | N. A. | N. A. | N. A.
H0103.0101 | H0103.0101.02 | CHARNLEY RETRACTOR, LEAF SPRING |  | H0103.0101.02 | N. A. | N. A. | N. A. | N. A. | N. A. | N. A. | N. A. | N. A. | N. A. | N. A. | N. A. | PS/H0103.0101.02 | N. A. | N. A. | N. A. | N. A. | N. A. | H0103.0101 | TF-IN | IU/5 | N. A. | SEMIFINISHED GOODS | N. A. | N. A. | N. A. | N. A. | N. A. | N. A. |  | N. A. | N. A. | N. A. | N. A. | N. A. | N. A. | N. A. | N. A. | N. A. | N. A. | 1 | SUB COMPONENTS | 0 | Changed Description to Match DO File on 18JUN2013 (as indicated by MUM) | N | INSTRUMENTS |  | No | No | N. A. | N. A. | N. A. | N. A.
H0103.0101 | H0103.0101.03 | CHARNLEY RETRACTOR, SET SCREW |  | H0103.0101.03 | N. A. | N. A. | N. A. | N. A. | N. A. | N. A. | N. A. | N. A. | N. A. | N. A. | N. A. | PS/H0103.0101.03 | N. A. | N. A. | N. A. | N. A. | N. A. | H0103.0101 | TF-IN | IU/5 | N. A. | SEMIFINISHED GOODS | N. A. | N. A. | N. A. | N. A. | N. A. | N. A. |  | N. A. | N. A. | N. A. | N. A. | N. A. | N. A. | N. A. | N. A. | N. A. | N. A. | 1 | SUB COMPONENTS | 0 | Changed Description to Match DO File on 18JUN2013 (as indicated by MUM) | N | INSTRUMENTS |  | No | No | N. A. | N. A. | N. A. | N. A.
H0103.0102 | H0103.0102 | CHARNLEY RETRACTOR, SMALL ARM SHALLOW, SUB ASSEMBLY |  | H0103.0102 | 04 | 2018-11-25 | N. A. | N. A. | N. A. | QPR/H0103.0102 | 01 | 2017-01-15 | N. A. | N. A. | N. A. | PS/H0103.0102 | 01 | 2018-03-20 | 2022-11-17 | 2019-11-17 | N. A. | H0103.0102 | TF-IN | IU/5 | Class A | FINISHED GOODS | ADLER™ | CHARNLEY RETRACTOR | SMALL ARM SHALLOW, SUB ASSEMBLY | 17 | No | Yes |  | No | N. A. | No | N. A. | No | Yes | No | No | M. L.: MFG/MD/2022/63252 |  | 1 | ADLER PRODUCTS\INSTRUMENTS \JRP_INSTRUMENTS | 0 | VL number changed to ML number | N | Retractor |  | No | No | Yes | No | Yes | N. A.
H0103.0102 | H0103.0102.01 | CHARNLEY RETRACTOR, SMALL ARM SHALLOW |  | H0103.0102.01 | N. A. | N. A. | N. A. | N. A. | N. A. | N. A. | N. A. | N. A. | N. A. | N. A. | N. A. | PS/H0103.0102.01 | N. A. | N. A. | N. A. | N. A. | N. A. | H0103.0102 | TF-IN | IU/5 | N. A. | SEMIFINISHED GOODS | N. A. | N. A. | N. A. | N. A. | N. A. | N. A. |  | N. A. | N. A. | N. A. | N. A. | N. A. | N. A. | N. A. | N. A. | N. A. | N. A. | 1 | SUB COMPONENTS | 0 | Changed Description on 26JUL2013 | N | INSTRUMENTS |  | No | No | N. A. | N. A. | N. A. | N. A.
H0103.0102 | H0103.0102.01.01 | CHARNLEY RETRACTOR, SMALL ARM SHALLOW, BLANK |  | H0103.0102.01.01 | N. A. | N. A. | N. A. | N. A. | N. A. | N. A. | N. A. | N. A. | N. A. | N. A. | N. A. | PS/H0103.0102.01.01 | N. A. | N. A. | N. A. | N. A. | N. A. | H0103.0102 | TF-IN | IU/5 | N. A. | SEMIFINISHED GOODS | N. A. | N. A. | N. A. | N. A. | N. A. | N. A. |  | N. A. | N. A. | N. A. | N. A. | N. A. | N. A. | N. A. | N. A. | N. A. | N. A. | 1 | SUB COMPONENTS | 0 | Changed Description on 26JUL2013 | N | SUB COMPONENTS |  | No | No | N. A. | N. A. | N. A. | N. A.
H0103.0102 | H0103.0102.02 | CHARNLEY RETRACTOR, SOCKET FOR SMALL ARM |  | H0103.0102.02 | N. A. | N. A. | N. A. | N. A. | N. A. | N. A. | N. A. | N. A. | N. A. | N. A. | N. A. | PS/H0103.0102.02 | 00 | 2020-09-20 | 2023-09-19 | N. A. | N. A. | H0103.0102 | TF-IN | IU/5 | N. A. | SEMIFINISHED GOODS | N. A. | N. A. | N. A. | N. A. | N. A. | N. A. |  | N. A. | N. A. | N. A. | N. A. | N. A. | N. A. | N. A. | N. A. | N. A. | N. A. | 1 | SUB COMPONENTS | 0 | Changed Description on 26JUL2013 | N | INSTRUMENTS |  | No | No | N. A. | N. A. | N. A. | N. A.
H0103.0102 | H0103.0102.03 | SOCKET FOR SMALL ARM - SHALLOW |  | H0103.0102.03 | N. A. | N. A. | N. A. | N. A. | N. A. | N. A. | N. A. | N. A. | N. A. | N. A. | N. A. | PS/H0103.0102.03 | N. A. | N. A. | N. A. | N. A. | N. A. | H0103.0102 | TF-IN | IU/5 | N. A. | SEMIFINISHED GOODS | N. A. | N. A. | N. A. | N. A. | N. A. | N. A. |  | N. A. | N. A. | N. A. | N. A. | N. A. | N. A. | N. A. | N. A. | N. A. | N. A. | 1 | SUB COMPONENTS | 0 | ADDED NEW PRODUCTS AS DISCUSSED WITH SSJ ON 09SEP2009 | N | INSTRUMENTS |  | No | No | N. A. | N. A. | N. A. | N. A.
H0103.0103 | H0103.0103 | CHARNLEY RETRACTOR, LARGE ARM SHALLOW, SUB ASSEMBLY |  | H0103.0103 | 04 | 2018-11-24 | N. A. | N. A. | N. A. | QPR/H0103.0103 | 00 | 2010-05-04 | N. A. | N. A. | N. A. | PS/H0103.0103 | 00 | 2017-01-05 | N. A. | N. A. | N. A. | H0103.0103 | TF-IN | IU/5 | Class A | FINISHED GOODS | ADLER™ | CHARNLEY RETRACTOR | LARGE ARM SHALLOW, SUB ASSEMBLY | 17 | No | Yes |  | No | N. A. | No | N. A. | No | Yes | No | No | M. L.: MFG/MD/2022/63252 |  | 1 | ADLER PRODUCTS\INSTRUMENTS \JRP_INSTRUMENTS | 0 | VL number changed to ML number | N | Retractor |  | No | No | Yes | No | Yes | N. A.
H0103.0103 | H0103.0103.01 | CHARNLEY RETRACTOR, LARGE ARM SHALLOW, BLANK |  | H0103.0103.01 | 02 | 2018-11-24 | N. A. | N. A. | N. A. | N. A. | N. A. | N. A. | N. A. | N. A. | N. A. | PS/H0103.0103.01 | 00 | 2019-09-04 | N. A. | N. A. | N. A. | H0103.0103 | TF-IN | IU/5 | N. A. | SEMIFINISHED GOODS | N. A. | N. A. | N. A. | N. A. | N. A. | N. A. |  | N. A. | N. A. | N. A. | N. A. | N. A. | N. A. | N. A. | N. A. | N. A. | N. A. | 1 | SUB COMPONENTS | 0 | Changed Description on 26JUL2013 | N | INSTRUMENTS |  | No | No | N. A. | N. A. | N. A. | N. A.
H0103.0104 | H0103.0104 | CHARNLEY RETRACTOR, WEIGHT, SUB ASSEMBLY |  | H0103.0104 | 01 | 2010-04-22 | N. A. | N. A. | N. A. | QPR/H0103.0104 | 01 | 2017-01-27 | N. A. | N. A. | N. A. | PS/H0103.0104 | 00 | 2017-01-05 | N. A. | N. A. | N. A. | H0103.0104 | TF-IN | IU/5 | Class A | FINISHED GOODS | ADLER™ | CHARNLEY RETRACTOR | WEIGHT, SUB ASSEMBLY | 17 | No | Yes |  | No | N. A. | No | N. A. | No | Yes | No | No | M. L.: MFG/MD/2022/63252 |  | 1 | ADLER PRODUCTS\INSTRUMENTS \JRP_INSTRUMENTS | 0 | VL number changed to ML number | N | Retractor |  | No | No | Yes | No | Yes | N. A.
H0103.0104 | H0103.0104.01 | CHARNLEY RETRACTOR, WEIGHT, MAIN BODY |  | H0103.0104.01 | 00 | 2009-10-29 | N. A. | N. A. | N. A. | N. A. | N. A. | N. A. | N. A. | N. A. | N. A. | PS/H0103.0104.01 | 00 | 2019-07-21 | N. A. | N. A. | N. A. | H0103.0104 | TF-IN | IU/5 | N. A. | SEMIFINISHED GOODS | N. A. | N. A. | N. A. | N. A. | N. A. | N. A. |  | N. A. | N. A. | N. A. | N. A. | N. A. | N. A. | N. A. | N. A. | N. A. | N. A. | 1 | SUB COMPONENTS | 0 | Changed Description to Match DO File on 18JUN2013 (as indicated by MUM) | N | INSTRUMENTS |  | No | No | N. A. | N. A. | N. A. | N. A.
H0103.0104 | H0103.0104.02 | CHARNLEY RETRACTOR, HOOK |  | H0103.0104.02 | N. A. | N. A. | N. A. | N. A. | N. A. | N. A. | N. A. | N. A. | N. A. | N. A. | N. A. | PS/H0103.0104.02 | N. A. | N. A. | N. A. | N. A. | N. A. | H0103.0104 | TF-IN | IU/5 | N. A. | SEMIFINISHED GOODS | N. A. | N. A. | N. A. | N. A. | N. A. | N. A. |  | N. A. | N. A. | N. A. | N. A. | N. A. | N. A. | N. A. | N. A. | N. A. | N. A. | 1 | SUB COMPONENTS | 0 | Changed Description to Match DO File on 18JUN2013 (as indicated by MUM) | N | INSTRUMENTS |  | No | No | N. A. | N. A. | N. A. | N. A.
H0103.0105 | H0103.0105 | CHARNLEY RETRACTOR, CHAIN |  | H0103.0105 | 01 | 2018-01-16 | N. A. | N. A. | N. A. | QPR/H0103.0105 | 00 | 2017-01-27 | N. A. | N. A. | N. A. | PS/H0103.0105 | 00 | 2017-01-05 | N. A. | N. A. | N. A. | H0103.0105 | TF-IN | IU/5 | Class A | FINISHED GOODS | ADLER™ | CHARNLEY RETRACTOR | CHAIN | 17 | No | Yes |  | No | N. A. | No | N. A. | No | Yes | No | No | M. L.: MFG/MD/2022/63252 |  | 1 | ADLER PRODUCTS\INSTRUMENTS \JRP_INSTRUMENTS | 0 | VL number changed to ML number | N | Retractor |  | No | No | Yes | No | Yes | N. A.
H0103.0106 | H0103.0106 | CHARNLEY RETRACTOR, LARGE ARM, DEEP, SUB ASSEMBLY |  | H0103.0106 | 04 | 2018-11-24 | N. A. | N. A. | N. A. | QPR/H0103.0106 | 01 | 2017-01-25 | N. A. | N. A. | N. A. | PS/H0103.0106 | 00 | 2017-01-05 | N. A. | N. A. | N. A. | H0103.0106 | TF-IN | IU/5 | Class A | FINISHED GOODS | ADLER™ | CHARNLEY RETRACTOR | LARGE ARM, DEEP, SUB ASSEMBLY | 17 | No | Yes |  | No | N. A. | No | N. A. | No | Yes | No | No | M. L.: MFG/MD/2022/63252 |  | 1 | ADLER PRODUCTS\INSTRUMENTS \JRP_INSTRUMENTS | 0 | VL number changed to ML number | N | Retractor |  | No | No | Yes | No | Yes | N. A.
H0103.0106 | H0103.0106.01 | CHARNLEY RETRACTOR, LARGE ARM, DEEP, BLANK |  | H0103.0106.01 | 02 | 2018-11-24 | N. A. | N. A. | N. A. | N. A. | N. A. | N. A. | N. A. | N. A. | N. A. | PS/H0103.0106.01 | 00 | 2019-09-04 | N. A. | N. A. | N. A. | H0103.0106 | TF-IN | IU/5 | N. A. | SEMIFINISHED GOODS | N. A. | N. A. | N. A. | N. A. | N. A. | N. A. |  | N. A. | N. A. | N. A. | N. A. | N. A. | N. A. | N. A. | N. A. | N. A. | N. A. | 1 | SUB COMPONENTS | 0 | Changed Description on 26JUL2013 | N | INSTRUMENTS |  | No | No | N. A. | N. A. | N. A. | N. A.
H0103.0107 | H0103.0107 | CHARNLEY RETRACTOR, SMALL ARM, DEEP, SUB ASSEMBLY |  | H013.0107 | N. A. | N. A. | N. A. | N. A. | N. A. | QPF/H0103.0107 | 01 | 2017-01-25 | N. A. | N. A. | N. A. | PS/H0103.0107 | 01 | 2018-03-20 | N. A. | N. A. | N. A. | H0103.0107 | TF-IN | IU/5 | Class A | FINISHED GOODS | ADLER™ | CHARNLEY RETRACTOR | SMALL ARM, DEEP, SUB ASSEMBLY | 17 | No | Yes |  | No | N. A. | No | N. A. | No | Yes | No | No | M. L.: MFG/MD/2022/63252 |  | 1 | ADLER PRODUCTS\INSTRUMENTS \JRP_INSTRUMENTS | 0 | VL number changed to ML number | N | Retractor |  | No | No | Yes | No | Yes | N. A.
H0103.0107 | H0103.0107.01 | CHARNLEY RETRACTOR, SMALL ARM, DEEP |  | H013.0107.01 | N. A. | N. A. | N. A. | N. A. | N. A. | N. A. | N. A. | N. A. | N. A. | N. A. | N. A. | PS/H0103.0107.01 | 00 | 2019-08-13 | N. A. | N. A. | N. A. | H0103.0107 | TF-IN | IU/5 | N. A. | SEMIFINISHED GOODS | N. A. | N. A. | N. A. | N. A. | N. A. | N. A. |  | N. A. | N. A. | N. A. | N. A. | N. A. | N. A. | N. A. | N. A. | N. A. | N. A. | 1 | SUB COMPONENTS | 0 | Changed Description on 26JUL2013 | N | INSTRUMENTS |  | No | No | N. A. | N. A. | N. A. | N. A.
H0103.0107 | H0103.0107.01.01 | CHARNLEY RETRACTOR, SMALL ARM, DEEP, BLANK |  | H013.0107.01.01 | N. A. | N. A. | N. A. | N. A. | N. A. | N. A. | N. A. | N. A. | N. A. | N. A. | N. A. | PS/H0103.0107.01.01 | N. A. | N. A. | N. A. | N. A. | N. A. | H0103.0107 | TF-IN | IU/5 | N. A. | SEMIFINISHED GOODS | N. A. | N. A. | N. A. | N. A. | N. A. | N. A. |  | N. A. | N. A. | N. A. | N. A. | N. A. | N. A. | N. A. | N. A. | N. A. | N. A. | 1 | SUB COMPONENTS | 0 | Changed Description on 26JUL2013 | N | SUB COMPONENTS |  | No | No | N. A. | N. A. | N. A. | N. A.
H0103.0107.02 | H0103.0107.02 | BLANK FOR SMALL ARM - EXTRA DEEP |  | H0103.0107.02 | N. A. | N. A. | N. A. | N. A. | N. A. | N. A. | N. A. | N. A. | N. A. | N. A. | N. A. | PS/H0103.0107.02 | N. A. | N. A. | N. A. | N. A. | N. A. | H0103.0107.02 | TF-IN | IU/5 | N. A. | SEMIFINISHED GOODS | N. A. | N. A. | N. A. | N. A. | N. A. | N. A. |  | N. A. | N. A. | N. A. | N. A. | N. A. | N. A. | N. A. | N. A. | N. A. | N. A. | 1 | SUB COMPONENTS | 0 | ADDED NEW PRODUCTS AS DISCUSSED WITH SSJ ON 09SEP2009 | N | INSTRUMENTS |  | No | No | N. A. | N. A. | N. A. | N. A.
H0103 | H0103.02 | RETRACTOR (HOHMANN) LONG WIDE TIP 22MM, ADLER |  | H0103.02 | 01 | 2010-04-17 | N. A. | N. A. | N. A. | QPF/H0103.02 | N. A. | N. A. | N. A. | N. A. | N. A. | PS/H0103.02 | 00 | 2017-01-18 | N. A. | N. A. | N. A. | H0103 | TF-IN | IU/5 | Class A | FINISHED GOODS | ADLER™ | RETRACTOR (HOHMANN) | LONG WIDE TIP 22MM | 17 | No | Yes |  | No | N. A. | No | N. A. | No | Yes | No | No | M. L.: MFG/MD/2022/63252 |  | 1 | ADLER PRODUCTS\INSTRUMENTS \JRP_INSTRUMENTS | 0 | VL number changed to ML number | N | Retractor |  | No | No | Yes | No | Yes | N. A.
H0103 | H0103.02.01 | RETRACTOR (HOHMANN) LONG WIDE TIP 22MM, BLANK |  | H0103.02.01 | 00 | 2009-10-29 | N. A. | N. A. | N. A. | QPR/H0103.02.01 | 01 | 2010-12-15 | N. A. | N. A. | N. A. | PS/H0103.02.01 | 00 | 2017-01-18 | 2022-11-17 | 2019-11-17 | N. A. | H0103 | TF-IN | IU/5 | N. A. | SEMIFINISHED GOODS | N. A. | N. A. | N. A. | N. A. | N. A. | N. A. |  | N. A. | N. A. | N. A. | N. A. | N. A. | N. A. | N. A. | N. A. | N. A. | N. A. | 1 | SUB COMPONENTS | 0 | Changed Description on 26JUL2013 | N | SUB COMPONENTS |  | No | No | N. A. | N. A. | N. A. | N. A.
H0103.03 | H0103.03 | PIN RETRACTOR, ADLER |  | H0103.03 | 06 | 2018-01-16 | N. A. | N. A. | N. A. | QPF/H0103.03 | 03 | 2014-06-13 | N. A. | N. A. | N. A. | PS/H0103.03 | 00 | 2018-08-30 | 2022-11-17 | 2019-11-17 | N. A. | H0103.03 | TF-IN | IU/5 | Class A | FINISHED GOODS | ADLER™ | PIN RETRACTOR |  | 17 | No | Yes |  | No | N. A. | No | N. A. | No | Yes | No | No | M. L.: MFG/MD/2022/63252 |  | 1 | ADLER PRODUCTS\INSTRUMENTS \JRP_INSTRUMENTS | 0 | VL number changed to ML number | N | Retractor |  | No | No | Yes | No | Yes | N. A.
H0103.03 | H0103.03.01 | PIN RETRACTOR, HANDLE SUB ASSEMBLY (2 NOS PER SET) |  | H0103.03.01 | 01 | 2010-04-22 | N. A. | N. A. | N. A. | N. A. | N. A. | N. A. | N. A. | N. A. | N. A. | PS/H0103.03.01 | 00 | 2019-07-18 | N. A. | N. A. | N. A. | H0103.03 | TF-IN | IU/5 | N. A. | SEMIFINISHED GOODS | N. A. | N. A. | N. A. | N. A. | N. A. | N. A. |  | N. A. | N. A. | N. A. | N. A. | N. A. | N. A. | N. A. | N. A. | N. A. | N. A. | 1 | SUB COMPONENTS | 0 | Changed Description on 26JUL2013 | N | INSTRUMENTS |  | No | No | N. A. | N. A. | N. A. | N. A.
H0103.03 | H0103.03.01.01 | SLEEVE FOR PIN RETRACTOR |  | H0103.03.01.01 | 01 | 2011-06-17 | N. A. | N. A. | N. A. | N. A. | N. A. | N. A. | N. A. | N. A. | N. A. | PS/H0103.03.01.01 | 00 | 2019-07-16 | N. A. | N. A. | N. A. | H0103.03 | TF-IN | IU/5 | N. A. | SEMIFINISHED GOODS | N. A. | N. A. | N. A. | N. A. | N. A. | N. A. |  | N. A. | N. A. | N. A. | N. A. | N. A. | N. A. | N. A. | N. A. | N. A. | N. A. | 1 | SUB COMPONENTS | 0 | ADDED NEW PRODUCTS AS DISCUSSED WITH SSJ ON 09SEP2009 | N | INSTRUMENTS |  | No | No | N. A. | N. A. | N. A. | N. A.
H0103.03 | H0103.03.01.02 | HANDLE FOR PIN RETRACTOR |  | H0103.03.01.02 | 00 | 2009-10-30 | N. A. | N. A. | N. A. | N. A. | N. A. | N. A. | N. A. | N. A. | N. A. | PS/H0103.03.01.02 | 00 | 2019-07-10 | N. A. | N. A. | N. A. | H0103.03 | TF-IN | IU/5 | N. A. | SEMIFINISHED GOODS | N. A. | N. A. | N. A. | N. A. | N. A. | N. A. |  | N. A. | N. A. | N. A. | N. A. | N. A. | N. A. | N. A. | N. A. | N. A. | N. A. | 1 | SUB COMPONENTS | 0 | ADDED NEW PRODUCTS AS DISCUSSED WITH SSJ ON 09SEP2009 | N | INSTRUMENTS |  | No | No | N. A. | N. A. | N. A. | N. A.
H0103.03 | H0103.03.02 | PIN RETRACTOR, PIN AND CHAIN SUB ASSEMBLY |  | H0103.03.02 | 04 | 2018-01-16 | N. A. | N. A. | N. A. | N. A. | N. A. | N. A. | N. A. | N. A. | N. A. | PS/H0103.03.02 | N. A. | N. A. | N. A. | N. A. | N. A. | H0103.03 | TF-IN | IU/5 | N. A. | SEMIFINISHED GOODS | N. A. | N. A. | N. A. | N. A. | N. A. | N. A. |  | N. A. | N. A. | N. A. | N. A. | N. A. | N. A. | N. A. | N. A. | N. A. | N. A. | 1 | SUB COMPONENTS | 0 | Changed Description on 26JUL2013 | N | INSTRUMENTS |  | No | No | N. A. | N. A. | N. A. | N. A.
H0103.03 | H0103.03.02.01 | PIN RETRACTOR, CHAIN |  | H0103.03.02.01 | 02 | 2018-01-16 | N. A. | N. A. | N. A. | QPR/H0103.03.02.01 | 01 | 2010-12-15 | N. A. | N. A. | N. A. | PS/H0103.03.02.01 | N. A. | N. A. | N. A. | N. A. | N. A. | H0103.03 | TF-IN | IU/5 | N. A. | SEMIFINISHED GOODS | N. A. | N. A. | N. A. | N. A. | N. A. | N. A. |  | N. A. | N. A. | N. A. | N. A. | N. A. | N. A. | N. A. | N. A. | N. A. | N. A. | 1 | SUB COMPONENTS | 0 | Changed Description on 26JUL2013 | N | INSTRUMENTS |  | No | No | N. A. | N. A. | N. A. | N. A.
H0103.03 | H0103.03.02.02 | PIN RETRACTOR,PIN |  | H0103.03.02.02 | N. A. | N. A. | N. A. | N. A. | N. A. | N.A. | N. A. | N. A. | N. A. | N. A. | N. A. | PS/H0103.03.02.02 | N. A. | N. A. | N. A. | N. A. | N. A. | H0103.03 | N. A. | N. A. | N. A. | SEMIFINISHED GOODS | N. A. | N. A. | N. A. | N. A. | N. A. | N. A. |  | N. A. | N. A. | N. A. | N. A. | N. A. | N. A. | N. A. | N. A. | N. A. | N. A. | 0 | SUB COMPONENTS | 0 | ADDED NEW CODE NO AS PER EMAIL FROM PRATIK DTD 30DEC2018 ON 08JAN2019 | N | SUB COMPONENTS |  | No | No | N. A. | N. A. | N. A. | N. A.
H0103.05 | H0103.0511 | FEMORAL TRIAL STEM CUM RASP FOR 36 MM OFFSET, ENDOFIT |  | H0103.0511 | 08 | 2016-11-22 | N. A. | N. A. | N. A. | QPF/H0103.05 | 03 | 2016-10-20 | N. A. | N. A. | N. A. | PS/H0103.0511 | 02 | 2019-10-22 | 2022-10-22 | N. A. | N. A. | H0103.05 | TF-IN | IU/5 | Class A | FINISHED GOODS | ADLER™ | FEMORAL TRIAL STEM CUM RASP | FOR 36 MM OFFSET | 17 | No | Yes |  | No | N. A. | No | N. A. | No | Yes | No | No | M. L.: MFG/MD/2022/63252 |  | 1 | ADLER PRODUCTS\INSTRUMENTS \JRP_INSTRUMENTS | 0 | VL number changed to ML number | N | Instrument system for bipolar hip system |  | No | No | Yes | No | Yes | N. A.
H0103.05 | H0103.0511.01 | FEMORAL TRIAL STEM CUM RASP FOR 36 MM OFFSET, BLANK |  | H0103.0511.01 | 07 | 2016-11-16 | N. A. | N. A. | N. A. | QPI/H0103.05 | 00 | 2016-10-20 | N. A. | N. A. | N. A. | PS/H0103.0511.01 | 00 | 2016-10-20 | 2023-01-09 | 2020-01-09 | N. A. | H0103.05 | TF-IN | IU/5 | N. A. | SEMIFINISHED GOODS | N. A. | N. A. | N. A. | N. A. | N. A. | N. A. |  | N. A. | N. A. | N. A. | N. A. | N. A. | N. A. | N. A. | N. A. | N. A. | N. A. | 1 | SUB COMPONENTS | 0 | Changed Description to Match DO File on 18JUN2013 (as indicated by MUM) | N | INSTRUMENTS |  | No | No | N. A. | N. A. | N. A. | N. A.
H0103.05 | H0103.0511.02 | FEMORAL TRIAL STEM CUM RASP FOR 36 MM OFFSET, INSERT |  | H0103.0511.02 | N. A. | N. A. | N. A. | N. A. | N. A. | QPF/H0103.05 | N. A. | N. A. | N. A. | N. A. | N. A. | PS/H0103.0511.02 | N. A. | N. A. | N. A. | N. A. | N. A. | H0103.05 | TF-IN | IU/5 | N. A. | SEMIFINISHED GOODS | N. A. | N. A. | N. A. | N. A. | N. A. | N. A. |  | N. A. | N. A. | N. A. | N. A. | N. A. | N. A. | N. A. | N. A. | N. A. | N. A. | 0 | SUB COMPONENTS | 0 | ADDED NEW CODE NO AS PER EMAIL FROM PRATIK DTD 02AUG2019 ON 12AUG2019 | N | SUB COMPONENTS |  | No | No | N. A. | N. A. | N. A. | N. A.
H0103.05 | H0103.0521 | FEMORAL TRIAL STEM CUM RASP FOR 38 MM OFFSET SIZE 1, ENDOFIT |  | H0103.0521 | 08 | 2016-11-22 | N. A. | N. A. | N. A. | QPF/H0103.05 | 03 | 2016-10-20 | N. A. | N. A. | N. A. | PS/H0103.0521 | 02 | 2019-10-22 | 2022-10-22 | N. A. | N. A. | H0103.05 | TF-IN | IU/5 | Class A | FINISHED GOODS | ADLER™ | FEMORAL TRIAL STEM CUM RASP | FOR 38 MM OFFSET SIZE 1 | 17 | No | Yes |  | No | N. A. | No | N. A. | No | Yes | No | No | M. L.: MFG/MD/2022/63252 |  | 1 | ADLER PRODUCTS\INSTRUMENTS \JRP_INSTRUMENTS | 0 | VL number changed to ML number | N | Instrument system for bipolar hip system |  | No | No | Yes | No | Yes | N. A.
H0103.05 | H0103.0521.01 | FEMORAL TRIAL STEM CUM RASP FOR 38 MM OFFSET, SIZE 1, BLANK |  | H0103.0521.01 | 07 | 2016-11-16 | N. A. | N. A. | N. A. | QPI/H0103.05 | 00 | 2016-10-20 | N. A. | N. A. | N. A. | PS/H0103.0521.01 | 00 | 2016-10-20 | 2023-01-09 | 2020-01-09 | N. A. | H0103.05 | TF-IN | IU/5 | N. A. | SEMIFINISHED GOODS | N. A. | N. A. | N. A. | N. A. | N. A. | N. A. |  | N. A. | N. A. | N. A. | N. A. | N. A. | N. A. | N. A. | N. A. | N. A. | N. A. | 1 | SUB COMPONENTS | 0 | ADDED NEW PRODUCTS AS DISCUSSED WITH SSJ ON 09SEP2009 | N | INSTRUMENTS |  | No | No | N. A. | N. A. | N. A. | N. A.
H0103.05 | H0103.0522 | FEMORAL TRIAL STEM CUM RASP FOR 38 MM OFFSET SIZE 2, ENDOFIT |  | H0103.0522 | 08 | 2016-11-22 | N. A. | N. A. | N. A. | QPF/H0103.05 | 03 | 2016-10-20 | N. A. | N. A. | N. A. | PS/H0103.0522 | 02 | 2019-10-22 | 2022-10-22 | N. A. | N. A. | H0103.05 | TF-IN | IU/5 | Class A | FINISHED GOODS | ADLER™ | FEMORAL TRIAL STEM CUM RASP | FOR 38 MM OFFSET SIZE 2 | 17 | No | Yes |  | No | N. A. | No | N. A. | No | Yes | No | No | M. L.: MFG/MD/2022/63252 |  | 1 | ADLER PRODUCTS\INSTRUMENTS \JRP_INSTRUMENTS | 0 | VL number changed to ML number | N | Instrument system for bipolar hip system |  | No | No | Yes | No | Yes | N. A.
H0103.05 | H0103.0522.01 | FEMORAL TRIAL STEM CUM RASP FOR 38 MM OFFSET, SIZE 2, BLANK |  | H0103.0522.01 | 07 | 2016-11-16 | N. A. | N. A. | N. A. | QPI/H0103.05 | 00 | 2016-10-20 | N. A. | N. A. | N. A. | PS/H0103.0522.01 | 00 | 2016-10-20 | 2023-01-09 | 2020-01-09 | N. A. | H0103.05 | TF-IN | IU/5 | N. A. | SEMIFINISHED GOODS | N. A. | N. A. | N. A. | N. A. | N. A. | N. A. |  | N. A. | N. A. | N. A. | N. A. | N. A. | N. A. | N. A. | N. A. | N. A. | N. A. | 1 | SUB COMPONENTS | 0 | ADDED NEW PRODUCTS AS DISCUSSED WITH SSJ ON 09SEP2009 | N | INSTRUMENTS |  | No | No | N. A. | N. A. | N. A. | N. A.
H0103.05 | H0103.0523 | FEMORAL TRIAL STEM CUM RASP FOR 38 MM OFFSET SIZE 3, ENDOFIT |  | H0103.0523 | 08 | 2016-11-22 | N. A. | N. A. | N. A. | QPF/H0103.05 | 03 | 2016-10-20 | N. A. | N. A. | N. A. | PS/H0103.0523 | 02 | 2019-10-22 | 2022-10-22 | N. A. | N. A. | H0103.05 | TF-IN | IU/5 | Class A | FINISHED GOODS | ADLER™ | FEMORAL TRIAL STEM CUM RASP | FOR 38 MM OFFSET SIZE 3 | 17 | No | Yes |  | No | N. A. | No | N. A. | No | Yes | No | No | M. L.: MFG/MD/2022/63252 |  | 1 | ADLER PRODUCTS\INSTRUMENTS \JRP_INSTRUMENTS | 0 | VL number changed to ML number | N | Instrument system for bipolar hip system |  | No | No | Yes | No | Yes | N. A.
H0103.05 | H0103.0523.01 | FEMORAL TRIAL STEM CUM RASP FOR 38 MM OFFSET, SIZE 3, BLANK |  | H0103.0523.01 | 07 | 2016-11-16 | N. A. | N. A. | N. A. | QPI/H0103.05 | 00 | 2016-10-20 | N. A. | N. A. | N. A. | PS/H0103.0523.01 | 00 | 2016-10-20 | 2023-01-09 | 2020-01-09 | N. A. | H0103.05 | TF-IN | IU/5 | N. A. | SEMIFINISHED GOODS | N. A. | N. A. | N. A. | N. A. | N. A. | N. A. |  | N. A. | N. A. | N. A. | N. A. | N. A. | N. A. | N. A. | N. A. | N. A. | N. A. | 1 | SUB COMPONENTS | 0 | ADDED NEW PRODUCTS AS DISCUSSED WITH SSJ ON 09SEP2009 | N | INSTRUMENTS |  | No | No | N. A. | N. A. | N. A. | N. A.
H0103.05 | H0103.0524 | FEMORAL TRIAL STEM CUM RASP FOR 38 MM OFFSET SIZE 4, ENDOFIT |  | H0103.0524 | 08 | 2016-11-22 | N. A. | N. A. | N. A. | QPF/H0103.05 | 03 | 2016-10-20 | N. A. | N. A. | N. A. | PS/H0103.0524 | 02 | 2019-10-22 | 2022-10-22 | N. A. | N. A. | H0103.05 | TF-IN | IU/5 | Class A | FINISHED GOODS | ADLER™ | FEMORAL TRIAL STEM CUM RASP | FOR 38 MM OFFSET SIZE 4 | 17 | No | Yes |  | No | N. A. | No | N. A. | No | Yes | No | No | M. L.: MFG/MD/2022/63252 |  | 1 | ADLER PRODUCTS\INSTRUMENTS \JRP_INSTRUMENTS | 0 | VL number changed to ML number | N | Instrument system for bipolar hip system |  | No | No | Yes | No | Yes | N. A.
H0103.05 | H0103.0524.01 | FEMORAL TRIAL STEM CUM RASP FOR 38 MM OFFSET, SIZE 4, BLANK |  | H0103.0524.01 | 07 | 2016-11-16 | N. A. | N. A. | N. A. | QPI/H0103.05 | 00 | 2016-10-20 | N. A. | N. A. | N. A. | PS/H0103.0524.01 | 00 | 2016-10-20 | 2023-01-09 | 2020-01-09 | N. A. | H0103.05 | TF-IN | IU/5 | N. A. | SEMIFINISHED GOODS | N. A. | N. A. | N. A. | N. A. | N. A. | N. A. |  | N. A. | N. A. | N. A. | N. A. | N. A. | N. A. | N. A. | N. A. | N. A. | N. A. | 1 | SUB COMPONENTS | 0 | ADDED NEW PRODUCTS AS DISCUSSED WITH SSJ ON 09SEP2009 | N | INSTRUMENTS |  | No | No | N. A. | N. A. | N. A. | N. A.
H0103.08 | H0103.08.01.01 | RATCHET ARM, CEMENT GUN |  | H0103.08.01.01 | N. A. | N. A. | N. A. | N. A. | N. A. | N. A. | N. A. | N. A. | N. A. | N. A. | N. A. | PS/H0103.08.01.01 | N. A. | N. A. | N. A. | N. A. | N. A. | H0103.08 | TF-IN | IU/5 | N. A. | SEMIFINISHED GOODS | N. A. | N. A. | N. A. | N. A. | N. A. | N. A. |  | N. A. | N. A. | N. A. | N. A. | N. A. | N. A. | N. A. | N. A. | N. A. | N. A. | 1 | SUB COMPONENTS | 0 | ADDED NEW PRODUCTS AS DISCUSSED WITH SSJ ON 09SEP2009 | N | INSTRUMENTS |  | No | No | N. A. | N. A. | N. A. | N. A.
H0103.08 | H0103.08.01.02 | RATCHET ARM HEAD, CEMENT GUN |  | H0103.08.01.02 | N. A. | N. A. | N. A. | N. A. | N. A. | N. A. | N. A. | N. A. | N. A. | N. A. | N. A. | PS/H0103.08.01.02 | N. A. | N. A. | N. A. | N. A. | N. A. | H0103.08 | TF-IN | IU/5 | N. A. | SEMIFINISHED GOODS | N. A. | N. A. | N. A. | N. A. | N. A. | N. A. |  | N. A. | N. A. | N. A. | N. A. | N. A. | N. A. | N. A. | N. A. | N. A. | N. A. | 1 | SUB COMPONENTS | 0 | ADDED NEW PRODUCTS AS DISCUSSED WITH SSJ ON 09SEP2009 | N | INSTRUMENTS |  | No | No | N. A. | N. A. | N. A. | N. A.
H0103.08 | H0103.08.02 | HANDLE ASSEMBLY, CEMENT GUN |  | H0103.08.02 | N. A. | N. A. | N. A. | N. A. | N. A. | N. A. | N. A. | N. A. | N. A. | N. A. | N. A. | PS/H0103.08.02 | N. A. | N. A. | N. A. | N. A. | N. A. | H0103.08 | TF-IN | IU/5 | N. A. | SEMIFINISHED GOODS | N. A. | N. A. | N. A. | N. A. | N. A. | N. A. |  | N. A. | N. A. | N. A. | N. A. | N. A. | N. A. | N. A. | N. A. | N. A. | N. A. | 1 | SUB COMPONENTS | 0 | ADDED NEW PRODUCTS AS DISCUSSED WITH SSJ ON 09SEP2009 | N | INSTRUMENTS |  | No | No | N. A. | N. A. | N. A. | N. A.
H0103.08 | H0103.08.03 | TOP HANDLE ASSEMBLY, CEMENT GUN |  | H0103.08.03 | N. A. | N. A. | N. A. | N. A. | N. A. | N. A. | N. A. | N. A. | N. A. | N. A. | N. A. | PS/H0103.08.03 | N. A. | N. A. | N. A. | N. A. | N. A. | H0103.08 | TF-IN | IU/5 | N. A. | SEMIFINISHED GOODS | N. A. | N. A. | N. A. | N. A. | N. A. | N. A. |  | N. A. | N. A. | N. A. | N. A. | N. A. | N. A. | N. A. | N. A. | N. A. | N. A. | 1 | SUB COMPONENTS | 0 | ADDED NEW PRODUCTS AS DISCUSSED WITH SSJ ON 09SEP2009 | N | INSTRUMENTS |  | No | No | N. A. | N. A. | N. A. | N. A.
H0103.08 | H0103.08.04 | ASSEMBLY OF TOP LEG, GUIDE BUSH AND MULTI START THREADED CAP, CEMENT GUN |  | H0103.08.04 | N. A. | N. A. | N. A. | N. A. | N. A. | N. A. | N. A. | N. A. | N. A. | N. A. | N. A. | PS/H0103.08.04 | N. A. | N. A. | N. A. | N. A. | N. A. | H0103.08 | TF-IN | IU/5 | N. A. | SEMIFINISHED GOODS | N. A. | N. A. | N. A. | N. A. | N. A. | N. A. |  | N. A. | N. A. | N. A. | N. A. | N. A. | N. A. | N. A. | N. A. | N. A. | N. A. | 1 | SUB COMPONENTS | 0 | ADDED NEW PRODUCTS AS DISCUSSED WITH SSJ ON 09SEP2009 | N | INSTRUMENTS |  | No | No | N. A. | N. A. | N. A. | N. A.
H0103.08 | H0103.08.04.01 | GUIDE BUSH, CEMENT GUN |  | H0103.08.04.01 | N. A. | N. A. | N. A. | N. A. | N. A. | N. A. | N. A. | N. A. | N. A. | N. A. | N. A. | PS/H0103.08.04.01 | N. A. | N. A. | N. A. | N. A. | N. A. | H0103.08 | TF-IN | IU/5 | N. A. | SEMIFINISHED GOODS | N. A. | N. A. | N. A. | N. A. | N. A. | N. A. |  | N. A. | N. A. | N. A. | N. A. | N. A. | N. A. | N. A. | N. A. | N. A. | N. A. | 1 | SUB COMPONENTS | 0 | ADDED NEW PRODUCTS AS DISCUSSED WITH SSJ ON 09SEP2009 | N | INSTRUMENTS |  | No | No | N. A. | N. A. | N. A. | N. A.
H0103.08 | H0103.08.04.02 | TOP LEG, CEMENT GUN |  | H0103.08.04.02 | N. A. | N. A. | N. A. | N. A. | N. A. | N. A. | N. A. | N. A. | N. A. | N. A. | N. A. | PS/H0103.08.04.02 | N. A. | N. A. | N. A. | N. A. | N. A. | H0103.08 | TF-IN | IU/5 | N. A. | SEMIFINISHED GOODS | N. A. | N. A. | N. A. | N. A. | N. A. | N. A. |  | N. A. | N. A. | N. A. | N. A. | N. A. | N. A. | N. A. | N. A. | N. A. | N. A. | 1 | SUB COMPONENTS | 0 | ADDED NEW PRODUCTS AS DISCUSSED WITH SSJ ON 09SEP2009 | N | INSTRUMENTS |  | No | No | N. A. | N. A. | N. A. | N. A.
H0103.08 | H0103.08.04.03 | MULTI START THREADED CAP, CEMENT GUN |  | H0103.08.04.03 | N. A. | N. A. | N. A. | N. A. | N. A. | N. A. | N. A. | N. A. | N. A. | N. A. | N. A. | PS/H0103.08.04.03 | N. A. | N. A. | N. A. | N. A. | N. A. | H0103.08 | TF-IN | IU/5 | N. A. | SEMIFINISHED GOODS | N. A. | N. A. | N. A. | N. A. | N. A. | N. A. |  | N. A. | N. A. | N. A. | N. A. | N. A. | N. A. | N. A. | N. A. | N. A. | N. A. | 1 | SUB COMPONENTS | 0 | ADDED NEW PRODUCTS AS DISCUSSED WITH SSJ ON 09SEP2009 | N | INSTRUMENTS |  | No | No | N. A. | N. A. | N. A. | N. A.
H0103.08 | H0103.08.04.04 | RATCHET ARM PUSHER, CEMENT GUN |  | H0103.08.04.04 | N. A. | N. A. | N. A. | N. A. | N. A. | N. A. | N. A. | N. A. | N. A. | N. A. | N. A. | PS/H0103.08.04.04 | N. A. | N. A. | N. A. | N. A. | N. A. | H0103.08 | TF-IN | IU/5 | N. A. | SEMIFINISHED GOODS | N. A. | N. A. | N. A. | N. A. | N. A. | N. A. |  | N. A. | N. A. | N. A. | N. A. | N. A. | N. A. | N. A. | N. A. | N. A. | N. A. | 1 | SUB COMPONENTS | 0 | ADDED NEW PRODUCTS AS DISCUSSED WITH SSJ ON 09SEP2009 | N | INSTRUMENTS |  | No | No | N. A. | N. A. | N. A. | N. A.
H0103.08 | H0103.08.04.05 | PIN, CEMENT GUN |  | H0103.08.04.05 | N. A. | N. A. | N. A. | N. A. | N. A. | N. A. | N. A. | N. A. | N. A. | N. A. | N. A. | PS/H0103.08.04.05 | N. A. | N. A. | N. A. | N. A. | N. A. | H0103.08 | TF-IN | IU/5 | N. A. | SEMIFINISHED GOODS | N. A. | N. A. | N. A. | N. A. | N. A. | N. A. |  | N. A. | N. A. | N. A. | N. A. | N. A. | N. A. | N. A. | N. A. | N. A. | N. A. | 1 | SUB COMPONENTS | 0 | ADDED NEW PRODUCTS AS DISCUSSED WITH SSJ ON 09SEP2009 | N | INSTRUMENTS |  | No | No | N. A. | N. A. | N. A. | N. A.
H0103.08 | H0103.08.04.06 | SPRING FOR RATCHET, CEMENT GUN |  | H0103.08.04.06 | N. A. | N. A. | N. A. | N. A. | N. A. | N. A. | N. A. | N. A. | N. A. | N. A. | N. A. | PS/H0103.08.04.06 | N. A. | N. A. | N. A. | N. A. | N. A. | H0103.08 | TF-IN | IU/5 | N. A. | SEMIFINISHED GOODS | N. A. | N. A. | N. A. | N. A. | N. A. | N. A. |  | N. A. | N. A. | N. A. | N. A. | N. A. | N. A. | N. A. | N. A. | N. A. | N. A. | 1 | SUB COMPONENTS | 0 | ADDED NEW PRODUCTS AS DISCUSSED WITH SSJ ON 09SEP2009 | N | INSTRUMENTS |  | No | No | N. A. | N. A. | N. A. | N. A.
H0103.08 | H0103.08.04.07 | DOWEL PIN, CEMENT GUN |  | H0103.08.04.07 | N. A. | N. A. | N. A. | N. A. | N. A. | N. A. | N. A. | N. A. | N. A. | N. A. | N. A. | PS/H0103.08.04.07 | N. A. | N. A. | N. A. | N. A. | N. A. | H0103.08 | TF-IN | IU/5 | N. A. | SEMIFINISHED GOODS | N. A. | N. A. | N. A. | N. A. | N. A. | N. A. |  | N. A. | N. A. | N. A. | N. A. | N. A. | N. A. | N. A. | N. A. | N. A. | N. A. | 1 | SUB COMPONENTS | 0 | ADDED NEW PRODUCTS AS DISCUSSED WITH SSJ ON 09SEP2009 | N | INSTRUMENTS |  | No | No | N. A. | N. A. | N. A. | N. A.
H0103.08 | H0103.08.05 | BOTTOM HANDLE ASSEMBLY, CEMENT GUN |  | H0103.08.05 | N. A. | N. A. | N. A. | N. A. | N. A. | N. A. | N. A. | N. A. | N. A. | N. A. | N. A. | PS/H0103.08.05 | N. A. | N. A. | N. A. | N. A. | N. A. | H0103.08 | TF-IN | IU/5 | N. A. | SEMIFINISHED GOODS | N. A. | N. A. | N. A. | N. A. | N. A. | N. A. |  | N. A. | N. A. | N. A. | N. A. | N. A. | N. A. | N. A. | N. A. | N. A. | N. A. | 1 | SUB COMPONENTS | 0 | ADDED NEW PRODUCTS AS DISCUSSED WITH SSJ ON 09SEP2009 | N | INSTRUMENTS |  | No | No | N. A. | N. A. | N. A. | N. A.
H0103.08 | H0103.08.05.01 | BOTTOM LEG, CEMENT GUN |  | H0103.08.05.01 | N. A. | N. A. | N. A. | N. A. | N. A. | N. A. | N. A. | N. A. | N. A. | N. A. | N. A. | PS/H0103.08.05.01 | N. A. | N. A. | N. A. | N. A. | N. A. | H0103.08 | TF-IN | IU/5 | N. A. | SEMIFINISHED GOODS | N. A. | N. A. | N. A. | N. A. | N. A. | N. A. |  | N. A. | N. A. | N. A. | N. A. | N. A. | N. A. | N. A. | N. A. | N. A. | N. A. | 1 | SUB COMPONENTS | 0 | ADDED NEW PRODUCTS AS DISCUSSED WITH SSJ ON 09SEP2009 | N | INSTRUMENTS |  | No | No | N. A. | N. A. | N. A. | N. A.
H0103.08 | H0103.08.05.02 | RATCHET ARM STOPPER, CEMENT GUN |  | H0103.08.05.02 | N. A. | N. A. | N. A. | N. A. | N. A. | N. A. | N. A. | N. A. | N. A. | N. A. | N. A. | PS/H0103.08.05.02 | N. A. | N. A. | N. A. | N. A. | N. A. | H0103.08 | TF-IN | IU/5 | N. A. | SEMIFINISHED GOODS | N. A. | N. A. | N. A. | N. A. | N. A. | N. A. |  | N. A. | N. A. | N. A. | N. A. | N. A. | N. A. | N. A. | N. A. | N. A. | N. A. | 1 | SUB COMPONENTS | 0 | ADDED NEW PRODUCTS AS DISCUSSED WITH SSJ ON 09SEP2009 | N | INSTRUMENTS |  | No | No | N. A. | N. A. | N. A. | N. A.
H0103.08 | H0103.08.05.03 | SET SCREW M3 X 0.5, CEMENT GUN |  | H0103.08.05.03 | N. A. | N. A. | N. A. | N. A. | N. A. | N. A. | N. A. | N. A. | N. A. | N. A. | N. A. | PS/H0103.08.05.03 | N. A. | N. A. | N. A. | N. A. | N. A. | H0103.08 | TF-IN | IU/5 | N. A. | SEMIFINISHED GOODS | N. A. | N. A. | N. A. | N. A. | N. A. | N. A. |  | N. A. | N. A. | N. A. | N. A. | N. A. | N. A. | N. A. | N. A. | N. A. | N. A. | 1 | SUB COMPONENTS | 0 | ADDED NEW PRODUCTS AS DISCUSSED WITH SSJ ON 09SEP2009 | N | INSTRUMENTS |  | No | No | N. A. | N. A. | N. A. | N. A.
H0103.08 | H0103.08.05.04 | SPRING FOR HANDLE, CEMENT GUN |  | H0103.08.05.04 | N. A. | N. A. | N. A. | N. A. | N. A. | N. A. | N. A. | N. A. | N. A. | N. A. | N. A. | PS/H0103.08.05.04 | N. A. | N. A. | N. A. | N. A. | N. A. | H0103.08 | TF-IN | IU/5 | N. A. | SEMIFINISHED GOODS | N. A. | N. A. | N. A. | N. A. | N. A. | N. A. |  | N. A. | N. A. | N. A. | N. A. | N. A. | N. A. | N. A. | N. A. | N. A. | N. A. | 1 | SUB COMPONENTS | 0 | ADDED NEW PRODUCTS AS DISCUSSED WITH SSJ ON 09SEP2009 | N | INSTRUMENTS |  | No | No | N. A. | N. A. | N. A. | N. A.
H0103.08 | H0103.08.05.05 | PIVOT SCREW, CEMENT GUN |  | H0103.08.05.05 | N. A. | N. A. | N. A. | N. A. | N. A. | N. A. | N. A. | N. A. | N. A. | N. A. | N. A. | PS/H0103.08.05.05 | N. A. | N. A. | N. A. | N. A. | N. A. | H0103.08 | TF-IN | IU/5 | N. A. | SEMIFINISHED GOODS | N. A. | N. A. | N. A. | N. A. | N. A. | N. A. |  | N. A. | N. A. | N. A. | N. A. | N. A. | N. A. | N. A. | N. A. | N. A. | N. A. | 1 | SUB COMPONENTS | 0 | ADDED NEW PRODUCTS AS DISCUSSED WITH SSJ ON 09SEP2009 | N | INSTRUMENTS |  | No | No | N. A. | N. A. | N. A. | N. A.
H0103.08 | H0103.08.05.06 | NUT M7 X 1, CEMENT GUN |  | H0103.08.05.06 | N. A. | N. A. | N. A. | N. A. | N. A. | N. A. | N. A. | N. A. | N. A. | N. A. | N. A. | PS/H0103.08.05.06 | N. A. | N. A. | N. A. | N. A. | N. A. | H0103.08 | TF-IN | IU/5 | N. A. | SEMIFINISHED GOODS | N. A. | N. A. | N. A. | N. A. | N. A. | N. A. |  | N. A. | N. A. | N. A. | N. A. | N. A. | N. A. | N. A. | N. A. | N. A. | N. A. | 1 | SUB COMPONENTS | 0 | ADDED NEW PRODUCTS AS DISCUSSED WITH SSJ ON 09SEP2009 | N | INSTRUMENTS |  | No | No | N. A. | N. A. | N. A. | N. A.
H0103.08 | H0103.08.05.07 | CAP, CEMENT GUN |  | H0103.08.05.07 | N. A. | N. A. | N. A. | N. A. | N. A. | N. A. | N. A. | N. A. | N. A. | N. A. | N. A. | PS/H0103.08.05.07 | N. A. | N. A. | N. A. | N. A. | N. A. | H0103.08 | TF-IN | IU/5 | N. A. | SEMIFINISHED GOODS | N. A. | N. A. | N. A. | N. A. | N. A. | N. A. |  | N. A. | N. A. | N. A. | N. A. | N. A. | N. A. | N. A. | N. A. | N. A. | N. A. | 1 | SUB COMPONENTS | 0 | ADDED NEW PRODUCTS AS DISCUSSED WITH SSJ ON 09SEP2009 | N | INSTRUMENTS |  | No | No | N. A. | N. A. | N. A. | N. A.
H0103.10 | H0103.10 | MODULOC BIPOLAR CUP PRESS |  | H0103.10 | 05 | 2016-08-07 | N. A. | N. A. | N. A. | QPF/H0103.10 | 02 | 2016-09-01 | N. A. | N. A. | N. A. | PS/H0103.10 | 01 | 2017-12-08 | 2022-11-17 | 2019-11-17 | N. A. | H0103.10 | TF-IN | IU/5 | Class B | FINISHED GOODS | ADLER™ | BIPOLAR CUP PRESS |  | 17 | No | Yes |  | No | N. A. | No | N. A. | No | Yes | No | No | M. L.: MFG/MD/2023/000312 |  | 1 | ADLER PRODUCTS\INSTRUMENTS \JRP_INSTRUMENTS | 0 | Changed GS1 Code for these Items on 08DEC2021 | N | Hip System Instrument |  | No | No | Yes | No | Yes | N. A.
H0103.10 | H0103.10.01 | MODULOC BIPOLAR CUP PRESS, C FRAME AND THREADED ROD SUB ASSEMBLY |  | H0103.10.01 | 03 | 2011-03-26 | N. A. | N. A. | N. A. | N. A. | N. A. | N. A. | N. A. | N. A. | N. A. | PS/H0103.10.01 | 00 | 2017-01-19 | N. A. | N. A. | N. A. | H0103.10 | TF-IN | IU/5 | N. A. | SEMIFINISHED GOODS | N. A. | N. A. | N. A. | N. A. | N. A. | N. A. |  | N. A. | N. A. | N. A. | N. A. | N. A. | N. A. | N. A. | N. A. | N. A. | N. A. | 1 | SUB COMPONENTS | 0 | CHANGED DESCRIPTION AS REQUESTED BY DESIGN DEPARTMENT ON 25JUN2011 | N | SUB COMPONENTS |  | No | No | N. A. | N. A. | N. A. | N. A.
H0103.10 | H0103.10.01.01 | MODULOC BIPOLAR CUP PRESS, C FRAME AND THREADED BUSH SUB ASSEMBLY |  | H0103.10.01.01 | 02 | 2011-05-31 | N. A. | N. A. | N. A. | N. A. | N. A. | N. A. | N. A. | N. A. | N. A. | PS/H0103.10.01.01 | 00 | 2017-01-19 | N. A. | N. A. | N. A. | H0103.10 | TF-IN | IU/5 | N. A. | SEMIFINISHED GOODS | N. A. | N. A. | N. A. | N. A. | N. A. | N. A. |  | N. A. | N. A. | N. A. | N. A. | N. A. | N. A. | N. A. | N. A. | N. A. | N. A. | 1 | SUB COMPONENTS | 0 | CHANGED DESCRIPTION AS REQUESTED BY DESIGN DEPARTMENT ON 25JUN2011 | N | SUB COMPONENTS |  | No | No | N. A. | N. A. | N. A. | N. A.
H0103.10 | H0103.10.01.01.01 | MODULOC BIPOLAR CUP PRESS, C FRAME SUB ASSEMBLY |  | H0103.10.01.01.01 | 02 | 2011-03-26 | N. A. | N. A. | N. A. | N. A. | N. A. | N. A. | N. A. | N. A. | N. A. | PS/H0103.10.01.01.01 | 00 | 2017-01-19 | 2022-11-17 | 2019-11-17 | N. A. | H0103.10 | TF-IN | IU/5 | N. A. | SEMIFINISHED GOODS | N. A. | N. A. | N. A. | N. A. | N. A. | N. A. |  | N. A. | N. A. | N. A. | N. A. | N. A. | N. A. | N. A. | N. A. | N. A. | N. A. | 1 | SUB COMPONENTS | 0 | CHANGED DESCRIPTION AS REQUESTED BY DESIGN DEPARTMENT ON 25JUN2011 | N | SUB COMPONENTS |  | No | No | N. A. | N. A. | N. A. | N. A.
H0103.10 | H0103.10.01.01.01.01 | MODULOC BIPOLAR CUP PRESS, C FRAME, BASE |  | H0103.10.01.01.01.01 | 03 | 2011-03-25 | N. A. | N. A. | N. A. | N. A. | N. A. | N. A. | N. A. | N. A. | N. A. | PS/H0103.10.01.01.01.01 | 00 | 2017-01-19 | N. A. | N. A. | N. A. | H0103.10 | TF-IN | IU/5 | N. A. | SEMIFINISHED GOODS | N. A. | N. A. | N. A. | N. A. | N. A. | N. A. |  | N. A. | N. A. | N. A. | N. A. | N. A. | N. A. | N. A. | N. A. | N. A. | N. A. | 1 | SUB COMPONENTS | 0 | CHANGED DESCRIPTION AS REQUESTED BY DESIGN DEPARTMENT ON 25JUN2011 | N | SUB COMPONENTS |  | No | No | N. A. | N. A. | N. A. | N. A.
H0103.10 | H0103.10.01.01.01.02 | MODULOC BIPOLAR CUP PRESS, C FRAME, ARM |  | H0103.10.01.01.01.02 | 03 | 2011-03-25 | N. A. | N. A. | N. A. | N. A. | N. A. | N. A. | N. A. | N. A. | N. A. | PS/H0103.10.01.01.01.02 | 00 | 2017-01-19 | N. A. | N. A. | N. A. | H0103.10 | TF-IN | IU/5 | N. A. | SEMIFINISHED GOODS | N. A. | N. A. | N. A. | N. A. | N. A. | N. A. |  | N. A. | N. A. | N. A. | N. A. | N. A. | N. A. | N. A. | N. A. | N. A. | N. A. | 1 | SUB COMPONENTS | 0 | CHANGED DESCRIPTION AS REQUESTED BY DESIGN DEPARTMENT ON 25JUN2011 | N | SUB COMPONENTS |  | No | No | N. A. | N. A. | N. A. | N. A.
H0103.10 | H0103.10.01.01.01.03 | MODULOC BIPOLAR CUP PRESS, C FRAME, BUSH HOLDER |  | H0103.10.01.01.01.03 | 04 | 2011-03-25 | N. A. | N. A. | N. A. | N. A. | N. A. | N. A. | N. A. | N. A. | N. A. | PS/H0103.10.01.01.01.03 | 00 | 2017-01-19 | N. A. | N. A. | N. A. | H0103.10 | TF-IN | IU/5 | N. A. | SEMIFINISHED GOODS | N. A. | N. A. | N. A. | N. A. | N. A. | N. A. |  | N. A. | N. A. | N. A. | N. A. | N. A. | N. A. | N. A. | N. A. | N. A. | N. A. | 1 | SUB COMPONENTS | 0 | CHANGED DESCRIPTION AS REQUESTED BY DESIGN DEPARTMENT ON 25JUN2011 | N | INSTRUMENTS |  | No | No | N. A. | N. A. | N. A. | N. A.
H0103.10 | H0103.10.01.01.02 | MODULOC BIPOLAR CUP PRESS, THREADED BUSH |  | H0103.10.01.01.02 | 04 | 2011-05-31 | N. A. | N. A. | N. A. | N. A. | N. A. | N. A. | N. A. | N. A. | N. A. | PS/H0103.10.01.01.02 | 00 | 2017-01-19 | N. A. | N. A. | N. A. | H0103.10 | TF-IN | IU/5 | N. A. | SEMIFINISHED GOODS | N. A. | N. A. | N. A. | N. A. | N. A. | N. A. |  | N. A. | N. A. | N. A. | N. A. | N. A. | N. A. | N. A. | N. A. | N. A. | N. A. | 1 | SUB COMPONENTS | 0 | CHANGED DESCRIPTION AS REQUESTED BY DESIGN DEPARTMENT ON 25JUN2011 | N | SUB COMPONENTS |  | No | No | N. A. | N. A. | N. A. | N. A.
H0103.10 | H0103.10.01.02 | MODULOC BIPOLAR CUP PRESS, PUSHER TIP HOLDER |  | H0103.10.01.02 | 03 | 2011-03-25 | N. A. | N. A. | N. A. | N. A. | N. A. | N. A. | N. A. | N. A. | N. A. | PS/H0103.10.01.02 | 00 | 2017-01-19 | N. A. | N. A. | N. A. | H0103.10 | TF-IN | IU/5 | N. A. | SEMIFINISHED GOODS | N. A. | N. A. | N. A. | N. A. | N. A. | N. A. |  | N. A. | N. A. | N. A. | N. A. | N. A. | N. A. | N. A. | N. A. | N. A. | N. A. | 1 | SUB COMPONENTS | 0 | CHANGED DESCRIPTION AS REQUESTED BY DESIGN DEPARTMENT ON 25JUN2011 | N | SUB COMPONENTS |  | No | No | N. A. | N. A. | N. A. | N. A.
H0103.10 | H0103.10.01.02.01 | MODULOC BIPOLAR CUP PRESS, THREADED ROD SUB ASSEMBLY |  | H0103.10.06 | N. A. | N. A. | N. A. | N. A. | N. A. | N. A. | N. A. | N. A. | N. A. | N. A. | N. A. | PS/H0103.10.06 | N. A. | N. A. | N. A. | N. A. | N. A. | H0103.10 | TF-IN | IU/5 | N. A. | SEMIFINISHED GOODS | N. A. | N. A. | N. A. | N. A. | N. A. | N. A. |  | N. A. | N. A. | N. A. | N. A. | N. A. | N. A. | N. A. | N. A. | N. A. | N. A. | 1 | SUB COMPONENTS | 0 | Added new code numbers to match DO file for Endofit Moduloc by RS on 18JUN2013 | N | INSTRUMENTS |  | No | No | N. A. | N. A. | N. A. | N. A.
H0103.10 | H0103.10.01.02.01.01 | MODULOC BIPOLAR CUP PRESS, THREADED ROD |  | H0103.10.06 | N. A. | N. A. | N. A. | N. A. | N. A. | N. A. | N. A. | N. A. | N. A. | N. A. | N. A. | PS/H0103.10.06 | N. A. | N. A. | N. A. | N. A. | N. A. | H0103.10 | TF-IN | IU/5 | N. A. | SEMIFINISHED GOODS | N. A. | N. A. | N. A. | N. A. | N. A. | N. A. |  | N. A. | N. A. | N. A. | N. A. | N. A. | N. A. | N. A. | N. A. | N. A. | N. A. | 1 | SUB COMPONENTS | 0 | Added new code numbers to match DO file for Endofit Moduloc by RS on 18JUN2013 | N | INSTRUMENTS |  | No | No | N. A. | N. A. | N. A. | N. A.
H0103.10 | H0103.10.01.02.01.02 | MODULOC BIPOLAR CUP PRESS, DRIVE BUSH |  | H0103.10.06 | N. A. | N. A. | N. A. | N. A. | N. A. | N. A. | N. A. | N. A. | N. A. | N. A. | N. A. | PS/H0103.10.06 | N. A. | N. A. | N. A. | N. A. | N. A. | H0103.10 | TF-IN | IU/5 | N. A. | SEMIFINISHED GOODS | N. A. | N. A. | N. A. | N. A. | N. A. | N. A. |  | N. A. | N. A. | N. A. | N. A. | N. A. | N. A. | N. A. | N. A. | N. A. | N. A. | 1 | SUB COMPONENTS | 0 | Added new code numbers to match DO file for Endofit Moduloc by RS on 18JUN2013 | N | INSTRUMENTS |  | No | No | N. A. | N. A. | N. A. | N. A.
H0103.10 | H0103.10.01.02.02 | MODULOC BIPOLAR CUP PRESS, HANDLE |  | H0103.10.06 | N. A. | N. A. | N. A. | N. A. | N. A. | N. A. | N. A. | N. A. | N. A. | N. A. | N. A. | PS/H0103.10.06 | N. A. | N. A. | N. A. | N. A. | N. A. | H0103.10 | TF-IN | IU/5 | N. A. | SEMIFINISHED GOODS | N. A. | N. A. | N. A. | N. A. | N. A. | N. A. |  | N. A. | N. A. | N. A. | N. A. | N. A. | N. A. | N. A. | N. A. | N. A. | N. A. | 1 | SUB COMPONENTS | 0 | Added new code numbers to match DO file for Endofit Moduloc by RS on 18JUN2013 | N | INSTRUMENTS |  | No | No | N. A. | N. A. | N. A. | N. A.
H0103.10 | H0103.10.01.02.03 | MODULOC BIPOLAR CUP PRESS, HANDLE END BUSH |  | H0103.10.06 | N. A. | N. A. | N. A. | N. A. | N. A. | N. A. | N. A. | N. A. | N. A. | N. A. | N. A. | PS/H0103.10.06 | N. A. | N. A. | N. A. | N. A. | N. A. | H0103.10 | TF-IN | IU/5 | N. A. | SEMIFINISHED GOODS | N. A. | N. A. | N. A. | N. A. | N. A. | N. A. |  | N. A. | N. A. | N. A. | N. A. | N. A. | N. A. | N. A. | N. A. | N. A. | N. A. | 1 | SUB COMPONENTS | 0 | Added new code numbers to match DO file for Endofit Moduloc by RS on 18JUN2013 | N | INSTRUMENTS |  | No | No | N. A. | N. A. | N. A. | N. A.
H0103.10 | H0103.10.01.03 | MODULOC BIPOLAR CUP PRESS, THREADED ROD |  | H0103.10.01.03 | 04 | 2011-05-31 | N. A. | N. A. | N. A. | N. A. | N. A. | N. A. | N. A. | N. A. | N. A. | PS/H0103.10.01.03 | 00 | 2019-08-09 | N. A. | N. A. | N. A. | H0103.10 | TF-IN | IU/5 | N. A. | SEMIFINISHED GOODS | N. A. | N. A. | N. A. | N. A. | N. A. | N. A. |  | N. A. | N. A. | N. A. | N. A. | N. A. | N. A. | N. A. | N. A. | N. A. | N. A. | 1 | SUB COMPONENTS | 0 | Changed Description on 26JUL2013 | N | SUB COMPONENTS |  | No | No | N. A. | N. A. | N. A. | N. A.
H0103.10 | H0103.10.01.04 | MODULOC BIPOLAR CUP PRESS, DRIVE BUSH |  | H0103.10.01.04 | 03 | 2011-03-25 | N. A. | N. A. | N. A. | N. A. | N. A. | N. A. | N. A. | N. A. | N. A. | PS/H0103.10.01.04 | 00 | 2019-12-17 | N. A. | N. A. | N. A. | H0103.10 | TF-IN | IU/5 | N. A. | SEMIFINISHED GOODS | N. A. | N. A. | N. A. | N. A. | N. A. | N. A. |  | N. A. | N. A. | N. A. | N. A. | N. A. | N. A. | N. A. | N. A. | N. A. | N. A. | 1 | SUB COMPONENTS | 0 | CHANGED DESCRIPTION AS REQUESTED BY DESIGN DEPARTMENT ON 25JUN2011 | N | SUB COMPONENTS |  | No | No | N. A. | N. A. | N. A. | N. A.
H0103.10 | H0103.10.01.05 | MODULOC BIPOLAR CUP PRESS, HANDLE |  | H0103.10.01.05 | N. A. | N. A. | N. A. | N. A. | N. A. | N. A. | N. A. | N. A. | N. A. | N. A. | N. A. | PS/H0103.10.01.05 | N. A. | N. A. | N. A. | N. A. | N. A. | H0103.10 | TF-IN | IU/5 | N. A. | SEMIFINISHED GOODS | N. A. | N. A. | N. A. | N. A. | N. A. | N. A. |  | N. A. | N. A. | N. A. | N. A. | N. A. | N. A. | N. A. | N. A. | N. A. | N. A. | 1 | SUB COMPONENTS | 0 | ADDED NEW CODE AS REQUESTED BY DESIGN DEPARTMENT ON 25JUN2011 | N | INSTRUMENTS |  | No | No | N. A. | N. A. | N. A. | N. A.
H0103.10 | H0103.10.01.06 | MODULOC BIPOLAR CUP PRESS, HANDLE END BUSH |  | H0103.10.01.06 | N. A. | N. A. | N. A. | N. A. | N. A. | N. A. | N. A. | N. A. | N. A. | N. A. | N. A. | PS/H0103.10.01.06 | N. A. | N. A. | N. A. | N. A. | N. A. | H0103.10 | TF-IN | IU/5 | N. A. | SEMIFINISHED GOODS | N. A. | N. A. | N. A. | N. A. | N. A. | N. A. |  | N. A. | N. A. | N. A. | N. A. | N. A. | N. A. | N. A. | N. A. | N. A. | N. A. | 1 | SUB COMPONENTS | 0 | ADDED NEW CODE AS REQUESTED BY DESIGN DEPARTMENT ON 25JUN2011 | N | INSTRUMENTS |  | No | No | N. A. | N. A. | N. A. | N. A.
H0103.10 | H0103.10.02 | MODULOC BIPOLAR CUP PRESS, PUSHER TIP SUB ASSEMBLY |  | H0103.10.02 | 03 | 2011-03-25 | N. A. | N. A. | N. A. | N. A. | N. A. | N. A. | N. A. | N. A. | N. A. | PS/H0103.10.02 | 00 | 2017-01-19 | N. A. | N. A. | N. A. | H0103.10 | TF-IN | IU/5 | N. A. | SEMIFINISHED GOODS | N. A. | N. A. | N. A. | N. A. | N. A. | N. A. |  | N. A. | N. A. | N. A. | N. A. | N. A. | N. A. | N. A. | N. A. | N. A. | N. A. | 1 | SUB COMPONENTS | 0 | Changed Description on 26JUL2013 | N | SUB COMPONENTS |  | No | No | N. A. | N. A. | N. A. | N. A.
H0103.10 | H0103.10.02.01 | MODULOC BIPOLAR CUP PRESS, PUSHER TIP |  | H0103.10.02.01 | 00 | 2011-03-26 | N. A. | N. A. | N. A. | N. A. | N. A. | N. A. | N. A. | N. A. | N. A. | PS/H0103.10.02.01 | 00 | 2017-01-19 | N. A. | N. A. | N. A. | H0103.10 | TF-IN | IU/5 | N. A. | SEMIFINISHED GOODS | N. A. | N. A. | N. A. | N. A. | N. A. | N. A. |  | N. A. | N. A. | N. A. | N. A. | N. A. | N. A. | N. A. | N. A. | N. A. | N. A. | 1 | SUB COMPONENTS | 0 | ADDED NEW CODE AS REQUESTED BY DESIGN DEPARTMENT ON 25JUN2011 | N | INSTRUMENTS |  | No | No | N. A. | N. A. | N. A. | N. A.
H0103.10 | H0103.10.02.02 | MODULOC BIPOLAR CUP PRESS, PUSHER TIP LOCATOR |  | H0103.10.02.02 | N. A. | N. A. | N. A. | N. A. | N. A. | N. A. | N. A. | N. A. | N. A. | N. A. | N. A. | PS/H0103.10.02.02 | N. A. | N. A. | N. A. | N. A. | N. A. | H0103.10 | TF-IN | IU/5 | N. A. | SEMIFINISHED GOODS | N. A. | N. A. | N. A. | N. A. | N. A. | N. A. |  | N. A. | N. A. | N. A. | N. A. | N. A. | N. A. | N. A. | N. A. | N. A. | N. A. | 1 | SUB COMPONENTS | 0 | ADDED NEW CODE AS REQUESTED BY DESIGN DEPARTMENT ON 25JUN2011 | N | INSTRUMENTS |  | No | No | N. A. | N. A. | N. A. | N. A.
H0103.10 | H0103.10.02.03 | MODULOC BIPOLAR CUP PRESS, DOWEL PIN DIA 3.0 x 28.5 |  | H0103.10.02.03 | N. A. | N. A. | N. A. | N. A. | N. A. | N. A. | N. A. | N. A. | N. A. | N. A. | N. A. | PS/H0103.10.02.03 | N. A. | N. A. | N. A. | N. A. | N. A. | H0103.10 | TF-IN | IU/5 | N. A. | SEMIFINISHED GOODS | N. A. | N. A. | N. A. | N. A. | N. A. | N. A. |  | N. A. | N. A. | N. A. | N. A. | N. A. | N. A. | N. A. | N. A. | N. A. | N. A. | 1 | SUB COMPONENTS | 0 | ADDED NEW CODE AS REQUESTED BY DESIGN DEPARTMENT ON 25JUN2011 | N | INSTRUMENTS |  | No | No | N. A. | N. A. | N. A. | N. A.
H0103.10 | H0103.10.03 | MODULOC BIPOLAR CUP PRESS, CUP BASE |  | H0103.10.03 | 04 | 2016-08-07 | N. A. | N. A. | N. A. | N. A. | N. A. | N. A. | N. A. | N. A. | N. A. | PS/H0103.10.03 | 00 | 2017-01-19 | N. A. | N. A. | N. A. | H0103.10 | TF-IN | IU/5 | N. A. | SEMIFINISHED GOODS | N. A. | N. A. | N. A. | N. A. | N. A. | N. A. |  | N. A. | N. A. | N. A. | N. A. | N. A. | N. A. | N. A. | N. A. | N. A. | N. A. | 1 | SUB COMPONENTS | 0 | CHANGED DESCRIPTION AS REQUESTED BY DESIGN DEPARTMENT ON 25JUN2011 | N | SUB COMPONENTS |  | No | No | N. A. | N. A. | N. A. | N. A.
H0103.10 | H0103.10.04 | MODULOC BIPOLAR CUP PRESS, CUP ALIGNER CAP |  | H0103.10.03 | 04 | 2016-08-07 | N. A. | N. A. | N. A. | N. A. | N. A. | N. A. | N. A. | N. A. | N. A. | PS/H0103.10.04 | 00 | 2017-01-19 | 2022-11-20 | 2019-11-20 | N. A. | H0103.10 | TF-IN | IU/5 | N. A. | SEMIFINISHED GOODS | N. A. | N. A. | N. A. | N. A. | N. A. | N. A. |  | N. A. | N. A. | N. A. | N. A. | N. A. | N. A. | N. A. | N. A. | N. A. | N. A. | 1 | SUB COMPONENTS | 0 | CHANGED DESCRIPTION AS REQUESTED BY DESIGN DEPARTMENT ON 25JUN2011 | N | SUB COMPONENTS |  | No | No | N. A. | N. A. | N. A. | N. A.
H0103.10 | H0103.10.05 | MODULOC BIPOLAR CUP PRESS, 440C SS BALL BEARING DIA. 8MM |  | H0103.10.05 | 00 | 2011-03-27 | N. A. | N. A. | N. A. | N. A. | N. A. | N. A. | N. A. | N. A. | N. A. | PS/H0103.10.05 | 00 | 2017-01-19 | 2022-11-20 | 2019-11-20 | N. A. | H0103.10 | TF-IN | IU/5 | N. A. | SEMIFINISHED GOODS | N. A. | N. A. | N. A. | N. A. | N. A. | N. A. |  | N. A. | N. A. | N. A. | N. A. | N. A. | N. A. | N. A. | N. A. | N. A. | N. A. | 1 | SUB COMPONENTS | 0 | ADDED NEW CODE AS REQUESTED BY DESIGN DEPARTMENT ON 25JUN2011 | N | INSTRUMENTS |  | No | No | N. A. | N. A. | N. A. | N. A.
H0103.10 | H0103.10.06 | MODULOC BIPOLAR CUP PRESS, DOWEL PIN DIA 3.0 x 26 |  | H0103.10.06 | N. A. | N. A. | N. A. | N. A. | N. A. | N. A. | N. A. | N. A. | N. A. | N. A. | N. A. | PS/H0103.10.06 | N. A. | N. A. | N. A. | N. A. | N. A. | H0103.10 | TF-IN | IU/5 | N. A. | SEMIFINISHED GOODS | N. A. | N. A. | N. A. | N. A. | N. A. | N. A. |  | N. A. | N. A. | N. A. | N. A. | N. A. | N. A. | N. A. | N. A. | N. A. | N. A. | 1 | SUB COMPONENTS | 0 | ADDED NEW CODE AS REQUESTED BY DESIGN DEPARTMENT ON 25JUN2011 | N | INSTRUMENTS |  | No | No | N. A. | N. A. | N. A. | N. A.
H0103.11 | H0103.11.01 | ASSY OF SHAFT WITH THREADED TIP AND COUPLER |  | H0103.11.01 | N. A. | N. A. | N. A. | N. A. | N. A. | N. A. | N. A. | N. A. | N. A. | N. A. | N. A. | PS/H0103.11.01 | N. A. | N. A. | N. A. | N. A. | N. A. | H0103.11 | TF-IN | IU/5 | N. A. | SEMIFINISHED GOODS | N. A. | N. A. | N. A. | N. A. | N. A. | N. A. |  | N. A. | N. A. | N. A. | N. A. | N. A. | N. A. | N. A. | N. A. | N. A. | N. A. | 1 | SUB COMPONENTS | 0 | Added New product on 10OCT2010 to match SL/1 | N | SUB COMPONENTS |  | No | No | N. A. | N. A. | N. A. | N. A.
H0103.11 | H0103.11.01.01 | SHAFT WITH THREADED TIP |  | H0103.11.01.01 | N. A. | N. A. | N. A. | N. A. | N. A. | N. A. | N. A. | N. A. | N. A. | N. A. | N. A. | PS/H0103.11.01.01 | N. A. | N. A. | N. A. | N. A. | N. A. | H0103.11 | TF-IN | IU/5 | N. A. | SEMIFINISHED GOODS | N. A. | N. A. | N. A. | N. A. | N. A. | N. A. |  | N. A. | N. A. | N. A. | N. A. | N. A. | N. A. | N. A. | N. A. | N. A. | N. A. | 1 | SUB COMPONENTS | 0 | Added New product on 10OCT2010 to match SL/1 | N | SUB COMPONENTS |  | No | No | N. A. | N. A. | N. A. | N. A.
H0103.11 | H0103.11.01.02 | COUPLER |  | H0103.11.01.02 | N. A. | N. A. | N. A. | N. A. | N. A. | N. A. | N. A. | N. A. | N. A. | N. A. | N. A. | PS/H0103.11.01.02 | N. A. | N. A. | N. A. | N. A. | N. A. | H0103.11 | TF-IN | IU/5 | N. A. | SEMIFINISHED GOODS | N. A. | N. A. | N. A. | N. A. | N. A. | N. A. |  | N. A. | N. A. | N. A. | N. A. | N. A. | N. A. | N. A. | N. A. | N. A. | N. A. | 1 | SUB COMPONENTS | 0 | Added New product on 10OCT2010 to match SL/1 | N | SUB COMPONENTS |  | No | No | N. A. | N. A. | N. A. | N. A.
H0103.12 | H0103.12 | MODULOC TRIAL HEAD DISIMPACTOR |  | H0103.12 | 00 | 2011-07-22 | N. A. | N. A. | N. A. | QPF/H0103.12 | 00 | 2011-07-22 | N. A. | N. A. | N. A. | PS/H0103.12 | 01 | 2019-01-29 | N. A. | N. A. | N. A. | H0103.12 | TF-IN | IU/5 | Class B | FINISHED GOODS | MODULOC™ | TRIAL HEAD DISIMPACTOR |  | 17 | No | Yes |  | No | N. A. | No | N. A. | No | Yes | No | No | M. L.: MFG/MD/2023/000312 |  | 1 | ADLER PRODUCTS\INSTRUMENTS \JRP_INSTRUMENTS | 0 | CHANGED DETAILS OF COLUMN M & N AGAINTS ECR E0130719 ON 18AUG2019 | N | Hip System Instrument |  | No | No | Yes | No | Yes | N. A.
H0103.12 | H0103.12.01 | MODULOC TRIAL HEAD DISIMPACTOR, HANDLE |  | H0103.12.01 | 00 | 2011-07-22 | N. A. | N. A. | N. A. | N. A. | N. A. | N. A. | N. A. | N. A. | N. A. | PS/H0103.12.01 | 00 | 2018-04-12 | 2022-11-20 | 2019-11-20 | N. A. | H0103.12 | N. A. | N. A. | N. A. | SEMIFINISHED GOODS | N. A. | N. A. | N. A. | N. A. | N. A. | N. A. |  | N. A. | N. A. | N. A. | N. A. | N. A. | N. A. | N. A. | N. A. | N. A. | N. A. | 1 | SUB COMPONENTS | 0 | ADDED NEW CODE AS REQUESTED BY DESIGN DEPARTMENT ON 22JUL2011 | N | INSTRUMENTS |  | No | No | N. A. | N. A. | N. A. | N. A.
H0103.12 | H0103.12.02 | MODULOC TRIAL HEAD DISIMPACTOR, TIP |  | H0103.12.02 | 00 | 2011-07-22 | N. A. | N. A. | N. A. | N. A. | N. A. | N. A. | N. A. | N. A. | N. A. | PS/H0103.12.02 | 00 | 2018-04-12 | 2022-11-20 | 2019-11-20 | N. A. | H0103.12 | N. A. | N. A. | N. A. | SEMIFINISHED GOODS | N. A. | N. A. | N. A. | N. A. | N. A. | N. A. |  | N. A. | N. A. | N. A. | N. A. | N. A. | N. A. | N. A. | N. A. | N. A. | N. A. | 1 | SUB COMPONENTS | 0 | ADDED NEW CODE AS REQUESTED BY DESIGN DEPARTMENT ON 22JUL2011 | N | INSTRUMENTS |  | No | No | N. A. | N. A. | N. A. | N. A.
H0103.15 | H0103.1537 | MODULOC BIPOLAR TRIAL, QUICKLOCK, DIA 37MM |  | H0103.1537 | 04 | 2013-12-14 | N. A. | N. A. | N. A. | QPF/H0103.15 | 02 | 2013-12-18 | N. A. | N. A. | N. A. | PS/H0103.15 | 01 | 2018-03-24 | N. A. | N. A. | N. A. | H0103.15 | TF-IN | IU/5 | Class B | FINISHED GOODS | MODULOC™ | MODULOC BIPOLAR TRIAL | QUICKLOCK, DIA 37MM | 17 | No | Yes |  | No | N. A. | No | N. A. | No | Yes | No | No | M. L.: MFG/MD/2023/000312 |  | 1 | ADLER PRODUCTS\INSTRUMENTS \JRP_INSTRUMENTS | 0 | CHANGED BRAND NAME, FAMILY GROUP, SNN DESCRIPTION AS PER EMAIL FROM ASP DTD 19JUN2020 ON 21JUN2020 | Y | Implant Trials |  | No | No | Yes | No | Yes | N. A.
H0103.15 | H0103.1537.01 | MODULOC BIPOLAR TRIAL, QUICKLOCK, CIRCLIP 37-44 |  | H0103.1537.01 | 01 | 2013-02-02 | N. A. | N. A. | N. A. | QPI/H0103.1500.01 | N. A. | N. A. | N. A. | N. A. | N. A. | PS/H0103.1500.01 | N. A. | N. A. | N. A. | N. A. | N. A. | H0103.15 | TF-IN | IU/5 | N. A. | SEMIFINISHED GOODS | N. A. | N. A. | N. A. | N. A. | N. A. | N. A. |  | N. A. | N. A. | N. A. | N. A. | N. A. | N. A. | N. A. | N. A. | N. A. | N. A. | 1 | SUB COMPONENTS | 0 | Changed Description as per DO_File from RS | N | INSTRUMENTS |  | No | No | N. A. | N. A. | N. A. | N. A.
H0103.15 | H0103.1537.02 | Moduloc Bipolar Trial, QuickLock, Cup 37-44 |  | H0103.1537.02 | 05 | 2014-11-20 | N. A. | N. A. | N. A. | QPI/H0103.1500.02 | N. A. | N. A. | N. A. | N. A. | N. A. | PS/H0103.1500.02 | N. A. | N. A. | N. A. | N. A. | N. A. | H0103.15 | TF-IN | IU/5 | N. A. | SEMIFINISHED GOODS | N. A. | N. A. | N. A. | N. A. | N. A. | N. A. |  | N. A. | N. A. | N. A. | N. A. | N. A. | N. A. | N. A. | N. A. | N. A. | N. A. | 1 | ADLER PRODUCTS\INSTRUMENTS \JRP_INSTRUMENTS\SEMIFINISHED COMPONENTS | 0 | Changed Description to Match DO File on 18JUN2013 (as indicated by MUM) | N | INSTRUMENTS |  | No | No | N. A. | N. A. | N. A. | N. A.
H0103.15 | H0103.1538 | MODULOC BIPOLAR TRIAL, QUICKLOCK, DIA 38MM |  | H0103.1537 | 04 | 2013-12-14 | N. A. | N. A. | N. A. | QPF/H0103.15 | 02 | 2013-12-18 | N. A. | N. A. | N. A. | PS/H0103.15 | 01 | 2018-03-24 | N. A. | N. A. | N. A. | H0103.15 | TF-IN | IU/5 | Class B | FINISHED GOODS | MODULOC™ | MODULOC BIPOLAR TRIAL | QUICKLOCK, DIA 38MM | 17 | No | Yes |  | No | N. A. | No | N. A. | No | Yes | No | No | M. L.: MFG/MD/2023/000312 |  | 1 | ADLER PRODUCTS\INSTRUMENTS \JRP_INSTRUMENTS | 0 | CHANGED STATUS TO INACTIVE Y AS PER ECR E0030520 DTD 06FEB2020 | Y | Implant Trials |  | No | No | Yes | No | Yes | N. A.
H0103.15 | H0103.1538.02 | MODULOC BIPOLAR TRIAL, QUICKLOCK, CUP 38MM |  | H0103.1537.02 | 05 | 2014-11-20 | N. A. | N. A. | N. A. | QPI/H0103.1500.02 | N. A. | N. A. | N. A. | N. A. | N. A. | PS/H0103.1500.02 | N. A. | N. A. | N. A. | N. A. | N. A. | H0103.15 | TF-IN | IU/5 | N. A. | SEMIFINISHED GOODS | N. A. | N. A. | N. A. | N. A. | N. A. | N. A. |  | N. A. | N. A. | N. A. | N. A. | N. A. | N. A. | N. A. | N. A. | N. A. | N. A. | 1 | ADLER PRODUCTS\INSTRUMENTS \JRP_INSTRUMENTS\SEMIFINISHED COMPONENTS | 0 | Changed Description as per DO_File from RS | N | INSTRUMENTS |  | No | No | N. A. | N. A. | N. A. | N. A.
H0103.15 | H0103.1539 | MODULOC BIPOLAR TRIAL, QUICKLOCK, DIA 39MM |  | H0103.1537 | 04 | 2013-12-14 | N. A. | N. A. | N. A. | QPF/H0103.15 | 02 | 2013-12-18 | N. A. | N. A. | N. A. | PS/H0103.15 | 01 | 2018-03-24 | N. A. | N. A. | N. A. | H0103.15 | TF-IN | IU/5 | Class B | FINISHED GOODS | MODULOC™ | BIPOLAR CUP TRIAL, QUICKLOCK | DIA 39MM | 17 | No | Yes |  | No | N. A. | No | N. A. | No | Yes | No | No | M. L.: MFG/MD/2023/000312 |  | 1 | ADLER PRODUCTS\INSTRUMENTS \JRP_INSTRUMENTS | 0 | CHANGED DETAILS OF COLUMN M & N AGAINTS ECR E0130719 ON 18AUG2019 | N | Implant Trials |  | No | No | Yes | No | Yes | N. A.
H0103.15 | H0103.1539.02 | MODULOC BIPOLAR TRIAL, QUICKLOCK, CUP 39MM |  | H0103.1537.02 | 05 | 2014-11-20 | N. A. | N. A. | N. A. | QPI/H0103.1500.02 | N. A. | N. A. | N. A. | N. A. | N. A. | PS/H0103.1500.02 | N. A. | N. A. | N. A. | N. A. | N. A. | H0103.15 | TF-IN | IU/5 | N. A. | SEMIFINISHED GOODS | N. A. | N. A. | N. A. | N. A. | N. A. | N. A. |  | N. A. | N. A. | N. A. | N. A. | N. A. | N. A. | N. A. | N. A. | N. A. | N. A. | 1 | ADLER PRODUCTS\INSTRUMENTS \JRP_INSTRUMENTS\SEMIFINISHED COMPONENTS | 0 | Changed Description as per DO_File from RS | N | INSTRUMENTS |  | No | No | N. A. | N. A. | N. A. | N. A.
H0103.15 | H0103.1540 | MODULOC BIPOLAR TRIAL, QUICKLOCK, DIA 40MM |  | H0103.1537 | 04 | 2013-12-14 | N. A. | N. A. | N. A. | QPF/H0103.15 | 02 | 2013-12-18 | N. A. | N. A. | N. A. | PS/H0103.15 | 01 | 2018-03-24 | N. A. | N. A. | N. A. | H0103.15 | TF-IN | IU/5 | Class B | FINISHED GOODS | MODULOC™ | MODULOC BIPOLAR TRIAL | QUICKLOCK, DIA 40MM | 17 | No | Yes |  | No | N. A. | No | N. A. | No | Yes | No | No | M. L.: MFG/MD/2023/000312 |  | 1 | ADLER PRODUCTS\INSTRUMENTS \JRP_INSTRUMENTS | 0 | CHANGED STATUS TO INACTIVE Y AS PER ECR E0030520 DTD 06FEB2020 | Y | Implant Trials |  | No | No | Yes | No | Yes | N. A.
H0103.15 | H0103.1540.02 | MODULOC BIPOLAR TRIAL, QUICKLOCK, CUP 40MM |  | H0103.1537.02 | 05 | 2014-11-20 | N. A. | N. A. | N. A. | QPI/H0103.1500.02 | N. A. | N. A. | N. A. | N. A. | N. A. | PS/H0103.1500.02 | N. A. | N. A. | N. A. | N. A. | N. A. | H0103.15 | TF-IN | IU/5 | N. A. | SEMIFINISHED GOODS | N. A. | N. A. | N. A. | N. A. | N. A. | N. A. |  | N. A. | N. A. | N. A. | N. A. | N. A. | N. A. | N. A. | N. A. | N. A. | N. A. | 1 | ADLER PRODUCTS\INSTRUMENTS \JRP_INSTRUMENTS\SEMIFINISHED COMPONENTS | 0 | Changed Description as per DO_File from RS | N | INSTRUMENTS |  | No | No | N. A. | N. A. | N. A. | N. A.
H0103.15 | H0103.1541 | MODULOC BIPOLAR TRIAL, QUICKLOCK, DIA 41MM |  | H0103.1537 | 04 | 2013-12-14 | N. A. | N. A. | N. A. | QPF/H0103.15 | 02 | 2013-12-18 | N. A. | N. A. | N. A. | PS/H0103.15 | 01 | 2018-03-24 | N. A. | N. A. | N. A. | H0103.15 | TF-IN | IU/5 | Class B | FINISHED GOODS | MODULOC™ | BIPOLAR CUP TRIAL, QUICKLOCK | DIA 41MM | 17 | No | Yes |  | No | N. A. | No | N. A. | No | Yes | No | No | M. L.: MFG/MD/2023/000312 |  | 1 | ADLER PRODUCTS\INSTRUMENTS \JRP_INSTRUMENTS | 0 | CHANGED DETAILS OF COLUMN M & N AGAINTS ECR E0130719 ON 18AUG2019 | N | Implant Trials |  | No | No | Yes | No | Yes | N. A.
H0103.15 | H0103.1541.02 | MODULOC BIPOLAR TRIAL, QUICKLOCK, CUP 41MM |  | H0103.1537.02 | 05 | 2014-11-20 | N. A. | N. A. | N. A. | QPI/H0103.1500.02 | N. A. | N. A. | N. A. | N. A. | N. A. | PS/H0103.1500.02 | N. A. | N. A. | N. A. | N. A. | N. A. | H0103.15 | TF-IN | IU/5 | N. A. | SEMIFINISHED GOODS | N. A. | N. A. | N. A. | N. A. | N. A. | N. A. |  | N. A. | N. A. | N. A. | N. A. | N. A. | N. A. | N. A. | N. A. | N. A. | N. A. | 1 | ADLER PRODUCTS\INSTRUMENTS \JRP_INSTRUMENTS\SEMIFINISHED COMPONENTS | 0 | Changed Description as per DO_File from RS | N | INSTRUMENTS |  | No | No | N. A. | N. A. | N. A. | N. A.
H0103.15 | H0103.1542 | MODULOC BIPOLAR TRIAL, QUICKLOCK, DIA 42MM |  | H0103.1537 | 04 | 2013-12-14 | N. A. | N. A. | N. A. | QPF/H0103.15 | 02 | 2013-12-18 | N. A. | N. A. | N. A. | PS/H0103.15 | 01 | 2018-03-24 | N. A. | N. A. | N. A. | H0103.15 | TF-IN | IU/5 | Class B | FINISHED GOODS | MODULOC™ | MODULOC BIPOLAR TRIAL | QUICKLOCK, DIA 42MM | 17 | No | Yes |  | No | N. A. | No | N. A. | No | Yes | No | No | M. L.: MFG/MD/2023/000312 |  | 1 | ADLER PRODUCTS\INSTRUMENTS \JRP_INSTRUMENTS | 0 | CHANGED STATUS TO INACTIVE Y AS PER ECR E0030520 DTD 06FEB2020 | Y | Implant Trials |  | No | No | Yes | No | Yes | N. A.
H0103.15 | H0103.1542.02 | MODULOC BIPOLAR TRIAL, QUICKLOCK, CUP 42MM |  | H0103.1537.02 | 05 | 2014-11-20 | N. A. | N. A. | N. A. | QPI/H0103.1500.02 | N. A. | N. A. | N. A. | N. A. | N. A. | PS/H0103.1500.02 | N. A. | N. A. | N. A. | N. A. | N. A. | H0103.15 | TF-IN | IU/5 | N. A. | SEMIFINISHED GOODS | N. A. | N. A. | N. A. | N. A. | N. A. | N. A. |  | N. A. | N. A. | N. A. | N. A. | N. A. | N. A. | N. A. | N. A. | N. A. | N. A. | 1 | ADLER PRODUCTS\INSTRUMENTS \JRP_INSTRUMENTS\SEMIFINISHED COMPONENTS | 0 | Changed Description as per DO_File from RS | N | INSTRUMENTS |  | No | No | N. A. | N. A. | N. A. | N. A.
H0103.15 | H0103.1543 | MODULOC BIPOLAR TRIAL, QUICKLOCK, DIA 43MM |  | H0103.1537 | 04 | 2013-12-14 | N. A. | N. A. | N. A. | QPF/H0103.15 | 02 | 2013-12-18 | N. A. | N. A. | N. A. | PS/H0103.15 | 01 | 2018-03-24 | N. A. | N. A. | N. A. | H0103.15 | TF-IN | IU/5 | Class B | FINISHED GOODS | MODULOC™ | BIPOLAR CUP TRIAL, QUICKLOCK | DIA 43MM | 17 | No | Yes |  | No | N. A. | No | N. A. | No | Yes | No | No | M. L.: MFG/MD/2023/000312 |  | 1 | ADLER PRODUCTS\INSTRUMENTS \JRP_INSTRUMENTS | 0 | CHANGED DETAILS OF COLUMN M & N AGAINTS ECR E0130719 ON 18AUG2019 | N | Implant Trials |  | No | No | Yes | No | Yes | N. A.
H0103.15 | H0103.1543.02 | MODULOC BIPOLAR TRIAL, QUICKLOCK, CUP 43MM |  | H0103.1537.02 | 05 | 2014-11-20 | N. A. | N. A. | N. A. | QPI/H0103.1500.02 | N. A. | N. A. | N. A. | N. A. | N. A. | PS/H0103.1500.02 | N. A. | N. A. | N. A. | N. A. | N. A. | H0103.15 | TF-IN | IU/5 | N. A. | SEMIFINISHED GOODS | N. A. | N. A. | N. A. | N. A. | N. A. | N. A. |  | N. A. | N. A. | N. A. | N. A. | N. A. | N. A. | N. A. | N. A. | N. A. | N. A. | 1 | ADLER PRODUCTS\INSTRUMENTS \JRP_INSTRUMENTS\SEMIFINISHED COMPONENTS | 0 | Changed Description as per DO_File from RS | N | INSTRUMENTS |  | No | No | N. A. | N. A. | N. A. | N. A.
H0103.15 | H0103.1544 | MODULOC BIPOLAR TRIAL, QUICKLOCK, DIA 44MM |  | H0103.1537 | 04 | 2013-12-14 | N. A. | N. A. | N. A. | QPF/H0103.15 | 02 | 2013-12-18 | N. A. | N. A. | N. A. | PS/H0103.15 | 01 | 2018-03-24 | N. A. | N. A. | N. A. | H0103.15 | TF-IN | IU/5 | Class B | FINISHED GOODS | MODULOC™ | MODULOC BIPOLAR TRIAL | QUICKLOCK, DIA 44MM | 17 | No | Yes |  | No | N. A. | No | N. A. | No | Yes | No | No | M. L.: MFG/MD/2023/000312 |  | 1 | ADLER PRODUCTS\INSTRUMENTS \JRP_INSTRUMENTS | 0 | CHANGED STATUS TO INACTIVE Y AS PER ECR E0030520 DTD 06FEB2020 | Y | Implant Trials |  | No | No | Yes | No | Yes | N. A.
H0103.15 | H0103.1544.02 | MODULOC BIPOLAR TRIAL, QUICKLOCK, CUP 44MM |  | H0103.1537.02 | 05 | 2014-11-20 | N. A. | N. A. | N. A. | QPI/H0103.1500.02 | N. A. | N. A. | N. A. | N. A. | N. A. | PS/H0103.1500.02 | N. A. | N. A. | N. A. | N. A. | N. A. | H0103.15 | TF-IN | IU/5 | N. A. | SEMIFINISHED GOODS | N. A. | N. A. | N. A. | N. A. | N. A. | N. A. |  | N. A. | N. A. | N. A. | N. A. | N. A. | N. A. | N. A. | N. A. | N. A. | N. A. | 1 | ADLER PRODUCTS\INSTRUMENTS \JRP_INSTRUMENTS\SEMIFINISHED COMPONENTS | 0 | Changed Description as per DO_File from RS | N | INSTRUMENTS |  | No | No | N. A. | N. A. | N. A. | N. A.
H0103.15 | H0103.1545 | MODULOC BIPOLAR TRIAL, QUICKLOCK, DIA 45MM |  | H0103.1545 | 06 | 2016-10-27 | N. A. | N. A. | N. A. | QPF/H0103.15 | 02 | 2013-12-18 | N. A. | N. A. | N. A. | PS/H0103.15 | 01 | 2018-03-24 | N. A. | N. A. | N. A. | H0103.15 | TF-IN | IU/5 | Class B | FINISHED GOODS | MODULOC™ | BIPOLAR CUP TRIAL, QUICKLOCK | DIA 45MM | 17 | No | Yes |  | No | N. A. | No | N. A. | No | Yes | No | No | M. L.: MFG/MD/2023/000312 |  | 1 | ADLER PRODUCTS\INSTRUMENTS \JRP_INSTRUMENTS | 0 | CHANGED DETAILS OF COLUMN M & N AGAINTS ECR E0130719 ON 18AUG2019 | N | Implant Trials |  | No | No | Yes | No | Yes | N. A.
H0103.15 | H0103.1545.01 | MODULOC BIPOLAR TRIAL, QUICKLOCK, CIRCLIP 45-57 |  | H0103.1545.01 | 02 | 2016-10-27 | N. A. | N. A. | N. A. | QPI/H0103.1500.01 | N. A. | N. A. | N. A. | N. A. | N. A. | PS/H0103.1500.01 | 01 | 2018-03-24 | N. A. | N. A. | N. A. | H0103.15 | TF-IN | IU/5 | N. A. | SEMIFINISHED GOODS | N. A. | N. A. | N. A. | N. A. | N. A. | N. A. |  | N. A. | N. A. | N. A. | N. A. | N. A. | N. A. | N. A. | N. A. | N. A. | N. A. | 1 | SUB COMPONENTS | 0 | Changed Description on 26JUL2013 | N | INSTRUMENTS |  | No | No | N. A. | N. A. | N. A. | N. A.
H0103.15 | H0103.1545.02 | MODULOC BIPOLAR TRIAL, QUICKLOCK, CUP 45MM |  | H0103.1545.02 | 07 | 2016-10-27 | N. A. | N. A. | N. A. | QPI/H0103.1500.02 | N. A. | N. A. | N. A. | N. A. | N. A. | PS/H0103.1500.02 | N. A. | N. A. | N. A. | N. A. | N. A. | H0103.15 | TF-IN | IU/5 | N. A. | SEMIFINISHED GOODS | N. A. | N. A. | N. A. | N. A. | N. A. | N. A. |  | N. A. | N. A. | N. A. | N. A. | N. A. | N. A. | N. A. | N. A. | N. A. | N. A. | 1 | ADLER PRODUCTS\INSTRUMENTS \JRP_INSTRUMENTS\SEMIFINISHED COMPONENTS | 0 | Changed Description to Match DO File on 17JAN2014 (as indicated by MUM) | N | INSTRUMENTS |  | No | No | N. A. | N. A. | N. A. | N. A.
H0103.15 | H0103.1546 | MODULOC BIPOLAR TRIAL, QUICKLOCK, DIA 46MM |  | H0103.1545 | 06 | 2016-10-27 | N. A. | N. A. | N. A. | QPF/H0103.15 | 02 | 2013-12-18 | N. A. | N. A. | N. A. | PS/H0103.15 | 01 | 2018-03-24 | N. A. | N. A. | N. A. | H0103.15 | TF-IN | IU/5 | Class B | FINISHED GOODS | MODULOC™ | MODULOC BIPOLAR TRIAL | QUICKLOCK, DIA 46MM | 17 | No | Yes |  | No | N. A. | No | N. A. | No | Yes | No | No | M. L.: MFG/MD/2023/000312 |  | 1 | ADLER PRODUCTS\INSTRUMENTS \JRP_INSTRUMENTS | 0 | CHANGED STATUS TO INACTIVE Y AS PER ECR E0030520 DTD 06FEB2020 | Y | Implant Trials |  | No | No | Yes | No | Yes | N. A.
H0103.15 | H0103.1546.02 | MODULOC BIPOLAR TRIAL, QUICKLOCK, CUP 46MM |  | H0103.1545.02 | 07 | 2016-10-27 | N. A. | N. A. | N. A. | QPI/H0103.1500.02 | N. A. | N. A. | N. A. | N. A. | N. A. | PS/H0103.1500.02 | N. A. | N. A. | N. A. | N. A. | N. A. | H0103.15 | TF-IN | IU/5 | N. A. | SEMIFINISHED GOODS | N. A. | N. A. | N. A. | N. A. | N. A. | N. A. |  | N. A. | N. A. | N. A. | N. A. | N. A. | N. A. | N. A. | N. A. | N. A. | N. A. | 1 | ADLER PRODUCTS\INSTRUMENTS \JRP_INSTRUMENTS\SEMIFINISHED COMPONENTS | 0 | Changed Description as per DO_File from RS | N | INSTRUMENTS |  | No | No | N. A. | N. A. | N. A. | N. A.
H0103.15 | H0103.1547 | MODULOC BIPOLAR TRIAL, QUICKLOCK, DIA 47MM |  | H0103.1545 | 06 | 2016-10-27 | N. A. | N. A. | N. A. | QPF/H0103.15 | 02 | 2013-12-18 | N. A. | N. A. | N. A. | PS/H0103.15 | 01 | 2018-03-24 | N. A. | N. A. | N. A. | H0103.15 | TF-IN | IU/5 | Class B | FINISHED GOODS | MODULOC™ | BIPOLAR CUP TRIAL, QUICKLOCK | DIA 47MM | 17 | No | Yes |  | No | N. A. | No | N. A. | No | Yes | No | No | M. L.: MFG/MD/2023/000312 |  | 1 | ADLER PRODUCTS\INSTRUMENTS \JRP_INSTRUMENTS | 0 | CHANGED DETAILS OF COLUMN M & N AGAINTS ECR E0130719 ON 18AUG2019 | N | Implant Trials |  | No | No | Yes | No | Yes | N. A.
H0103.15 | H0103.1547.02 | MODULOC BIPOLAR TRIAL, QUICKLOCK, CUP 47MM |  | H0103.1545.02 | 07 | 2016-10-27 | N. A. | N. A. | N. A. | QPI/H0103.1500.02 | N. A. | N. A. | N. A. | N. A. | N. A. | PS/H0103.1500.02 | N. A. | N. A. | N. A. | N. A. | N. A. | H0103.15 | TF-IN | IU/5 | N. A. | SEMIFINISHED GOODS | N. A. | N. A. | N. A. | N. A. | N. A. | N. A. |  | N. A. | N. A. | N. A. | N. A. | N. A. | N. A. | N. A. | N. A. | N. A. | N. A. | 1 | ADLER PRODUCTS\INSTRUMENTS \JRP_INSTRUMENTS\SEMIFINISHED COMPONENTS | 0 | Changed Description as per DO_File from RS | N | INSTRUMENTS |  | No | No | N. A. | N. A. | N. A. | N. A.
H0103.15 | H0103.1548 | MODULOC BIPOLAR TRIAL, QUICKLOCK, DIA 48MM |  | H0103.1545 | 06 | 2016-10-27 | N. A. | N. A. | N. A. | QPF/H0103.15 | 02 | 2013-12-18 | N. A. | N. A. | N. A. | PS/H0103.15 | 01 | 2018-03-24 | N. A. | N. A. | N. A. | H0103.15 | TF-IN | IU/5 | Class B | FINISHED GOODS | MODULOC™ | MODULOC BIPOLAR TRIAL | QUICKLOCK, DIA 48MM | 17 | No | Yes |  | No | N. A. | No | N. A. | No | Yes | No | No | M. L.: MFG/MD/2023/000312 |  | 1 | ADLER PRODUCTS\INSTRUMENTS \JRP_INSTRUMENTS | 0 | CHANGED STATUS TO INACTIVE Y AS PER ECR E0030520 DTD 06FEB2020 | Y | Implant Trials |  | No | No | Yes | No | Yes | N. A.
H0103.15 | H0103.1548.02 | MODULOC BIPOLAR TRIAL, QUICKLOCK, CUP 48MM |  | H0103.1545.02 | 07 | 2016-10-27 | N. A. | N. A. | N. A. | QPI/H0103.1500.02 | N. A. | N. A. | N. A. | N. A. | N. A. | PS/H0103.1500.02 | N. A. | N. A. | N. A. | N. A. | N. A. | H0103.15 | TF-IN | IU/5 | N. A. | SEMIFINISHED GOODS | N. A. | N. A. | N. A. | N. A. | N. A. | N. A. |  | N. A. | N. A. | N. A. | N. A. | N. A. | N. A. | N. A. | N. A. | N. A. | N. A. | 1 | ADLER PRODUCTS\INSTRUMENTS \JRP_INSTRUMENTS\SEMIFINISHED COMPONENTS | 0 | Changed Description as per DO_File from RS | N | INSTRUMENTS |  | No | No | N. A. | N. A. | N. A. | N. A.
H0103.15 | H0103.1549 | MODULOC BIPOLAR TRIAL, QUICKLOCK, DIA 49MM |  | H0103.1545 | 06 | 2016-10-27 | N. A. | N. A. | N. A. | QPF/H0103.15 | 02 | 2013-12-18 | N. A. | N. A. | N. A. | PS/H0103.15 | 01 | 2018-03-24 | N. A. | N. A. | N. A. | H0103.15 | TF-IN | IU/5 | Class B | FINISHED GOODS | MODULOC™ | BIPOLAR CUP TRIAL, QUICKLOCK | DIA 49MM | 17 | No | Yes |  | No | N. A. | No | N. A. | No | Yes | No | No | M. L.: MFG/MD/2023/000312 |  | 1 | ADLER PRODUCTS\INSTRUMENTS \JRP_INSTRUMENTS | 0 | CHANGED DETAILS OF COLUMN M & N AGAINTS ECR E0130719 ON 18AUG2019 | N | Implant Trials |  | No | No | Yes | No | Yes | N. A.
H0103.15 | H0103.1549.02 | MODULOC BIPOLAR TRIAL, QUICKLOCK, CUP 49MM |  | H0103.1545.02 | 07 | 2016-10-27 | N. A. | N. A. | N. A. | QPI/H0103.1500.02 | N. A. | N. A. | N. A. | N. A. | N. A. | PS/H0103.1500.02 | N. A. | N. A. | N. A. | N. A. | N. A. | H0103.15 | TF-IN | IU/5 | N. A. | SEMIFINISHED GOODS | N. A. | N. A. | N. A. | N. A. | N. A. | N. A. |  | N. A. | N. A. | N. A. | N. A. | N. A. | N. A. | N. A. | N. A. | N. A. | N. A. | 1 | ADLER PRODUCTS\INSTRUMENTS \JRP_INSTRUMENTS\SEMIFINISHED COMPONENTS | 0 | Changed Description as per DO_File from RS | N | INSTRUMENTS |  | No | No | N. A. | N. A. | N. A. | N. A.
H0103.15 | H0103.1550 | MODULOC BIPOLAR TRIAL, QUICKLOCK, DIA 50MM |  | H0103.1545 | 06 | 2016-10-27 | N. A. | N. A. | N. A. | QPF/H0103.15 | 02 | 2013-12-18 | N. A. | N. A. | N. A. | PS/H0103.15 | 01 | 2018-03-24 | N. A. | N. A. | N. A. | H0103.15 | TF-IN | IU/5 | Class B | FINISHED GOODS | MODULOC™ | MODULOC BIPOLAR TRIAL | QUICKLOCK, DIA 50MM | 17 | No | Yes |  | No | N. A. | No | N. A. | No | Yes | No | No | M. L.: MFG/MD/2023/000312 |  | 1 | ADLER PRODUCTS\INSTRUMENTS \JRP_INSTRUMENTS | 0 | CHANGED STATUS TO INACTIVE Y AS PER ECR E0030520 DTD 06FEB2020 | Y | Implant Trials |  | No | No | Yes | No | Yes | N. A.
H0103.15 | H0103.1550.02 | MODULOC BIPOLAR TRIAL, QUICKLOCK, CUP 50MM |  | H0103.1545.02 | 07 | 2016-10-27 | N. A. | N. A. | N. A. | QPI/H0103.1500.02 | N. A. | N. A. | N. A. | N. A. | N. A. | PS/H0103.1500.02 | N. A. | N. A. | N. A. | N. A. | N. A. | H0103.15 | TF-IN | IU/5 | N. A. | SEMIFINISHED GOODS | N. A. | N. A. | N. A. | N. A. | N. A. | N. A. |  | N. A. | N. A. | N. A. | N. A. | N. A. | N. A. | N. A. | N. A. | N. A. | N. A. | 1 | ADLER PRODUCTS\INSTRUMENTS \JRP_INSTRUMENTS\SEMIFINISHED COMPONENTS | 0 | Changed Description as per DO_File from RS | N | INSTRUMENTS |  | No | No | N. A. | N. A. | N. A. | N. A.
H0103.15 | H0103.1551 | MODULOC BIPOLAR TRIAL, QUICKLOCK, DIA 51MM |  | H0103.1545 | 06 | 2016-10-27 | N. A. | N. A. | N. A. | QPF/H0103.15 | 02 | 2013-12-18 | N. A. | N. A. | N. A. | PS/H0103.15 | 01 | 2018-03-24 | N. A. | N. A. | N. A. | H0103.15 | TF-IN | IU/5 | Class B | FINISHED GOODS | MODULOC™ | BIPOLAR CUP TRIAL, QUICKLOCK | DIA 51MM | 17 | No | Yes |  | No | N. A. | No | N. A. | No | Yes | No | No | M. L.: MFG/MD/2023/000312 |  | 1 | ADLER PRODUCTS\INSTRUMENTS \JRP_INSTRUMENTS | 0 | CHANGED DETAILS OF COLUMN M & N AGAINTS ECR E0130719 ON 18AUG2019 | N | Implant Trials |  | No | No | Yes | No | Yes | N. A.
H0103.15 | H0103.1551.02 | MODULOC BIPOLAR TRIAL, QUICKLOCK, CUP 51MM |  | H0103.1545.02 | 07 | 2016-10-27 | N. A. | N. A. | N. A. | QPI/H0103.1500.02 | N. A. | N. A. | N. A. | N. A. | N. A. | PS/H0103.1500.02 | N. A. | N. A. | N. A. | N. A. | N. A. | H0103.15 | TF-IN | IU/5 | N. A. | SEMIFINISHED GOODS | N. A. | N. A. | N. A. | N. A. | N. A. | N. A. |  | N. A. | N. A. | N. A. | N. A. | N. A. | N. A. | N. A. | N. A. | N. A. | N. A. | 1 | ADLER PRODUCTS\INSTRUMENTS \JRP_INSTRUMENTS\SEMIFINISHED COMPONENTS | 0 | Changed Description as per DO_File from RS | N | INSTRUMENTS |  | No | No | N. A. | N. A. | N. A. | N. A.
H0103.15 | H0103.1552 | MODULOC BIPOLAR TRIAL, QUICKLOCK, DIA 52MM |  | H0103.1545 | 06 | 2016-10-27 | N. A. | N. A. | N. A. | QPF/H0103.15 | 02 | 2013-12-18 | N. A. | N. A. | N. A. | PS/H0103.15 | 01 | 2018-03-24 | N. A. | N. A. | N. A. | H0103.15 | TF-IN | IU/5 | Class B | FINISHED GOODS | MODULOC™ | MODULOC BIPOLAR TRIAL | QUICKLOCK, DIA 52MM | 17 | No | Yes |  | No | N. A. | No | N. A. | No | Yes | No | No | M. L.: MFG/MD/2023/000312 |  | 1 | ADLER PRODUCTS\INSTRUMENTS \JRP_INSTRUMENTS | 0 | CHANGED STATUS TO INACTIVE Y AS PER ECR E0030520 DTD 06FEB2020 | Y | Implant Trials |  | No | No | Yes | No | Yes | N. A.
H0103.15 | H0103.1552.02 | MODULOC BIPOLAR TRIAL, QUICKLOCK, CUP 52MM |  | H0103.1545.02 | 07 | 2016-10-27 | N. A. | N. A. | N. A. | QPI/H0103.1500.02 | N. A. | N. A. | N. A. | N. A. | N. A. | PS/H0103.1500.02 | N. A. | N. A. | N. A. | N. A. | N. A. | H0103.15 | TF-IN | IU/5 | N. A. | SEMIFINISHED GOODS | N. A. | N. A. | N. A. | N. A. | N. A. | N. A. |  | N. A. | N. A. | N. A. | N. A. | N. A. | N. A. | N. A. | N. A. | N. A. | N. A. | 1 | ADLER PRODUCTS\INSTRUMENTS \JRP_INSTRUMENTS\SEMIFINISHED COMPONENTS | 0 | Changed Description as per DO_File from RS | N | INSTRUMENTS |  | No | No | N. A. | N. A. | N. A. | N. A.
H0103.15 | H0103.1553 | MODULOC BIPOLAR TRIAL, QUICKLOCK, DIA 53MM |  | H0103.1545 | 06 | 2016-10-27 | N. A. | N. A. | N. A. | QPF/H0103.15 | 02 | 2013-12-18 | N. A. | N. A. | N. A. | PS/H0103.15 | 01 | 2018-03-24 | N. A. | N. A. | N. A. | H0103.15 | TF-IN | IU/5 | Class B | FINISHED GOODS | MODULOC™ | BIPOLAR CUP TRIAL, QUICKLOCK | DIA 53MM | 17 | No | Yes |  | No | N. A. | No | N. A. | No | Yes | No | No | M. L.: MFG/MD/2023/000312 |  | 1 | ADLER PRODUCTS\INSTRUMENTS \JRP_INSTRUMENTS | 0 | CHANGED DETAILS OF COLUMN M & N AGAINTS ECR E0130719 ON 18AUG2019 | N | Implant Trials |  | No | No | Yes | No | Yes | N. A.
H0103.15 | H0103.1553.02 | MODULOC BIPOLAR TRIAL, QUICKLOCK, CUP 53MM |  | H0103.1545.02 | 07 | 2016-10-27 | N. A. | N. A. | N. A. | QPI/H0103.1500.02 | N. A. | N. A. | N. A. | N. A. | N. A. | PS/H0103.1500.02 | N. A. | N. A. | N. A. | N. A. | N. A. | H0103.15 | TF-IN | IU/5 | N. A. | SEMIFINISHED GOODS | N. A. | N. A. | N. A. | N. A. | N. A. | N. A. |  | N. A. | N. A. | N. A. | N. A. | N. A. | N. A. | N. A. | N. A. | N. A. | N. A. | 1 | ADLER PRODUCTS\INSTRUMENTS \JRP_INSTRUMENTS\SEMIFINISHED COMPONENTS | 0 | Changed Description as per DO_File from RS | N | INSTRUMENTS |  | No | No | N. A. | N. A. | N. A. | N. A.
H0103.15 | H0103.1554 | MODULOC BIPOLAR TRIAL, QUICKLOCK, DIA 54MM |  | H0103.1545 | #N/A | #N/A | N. A. | N. A. | N. A. | QPF/H0103.15 | #N/A | #N/A | #N/A | #N/A | #N/A | PS/H0103.15 | #N/A | #N/A | #N/A | #N/A | #N/A | H0103.15 | TF-IN | IU/5 | Class B | FINISHED GOODS | MODULOC™ | MODULOC BIPOLAR TRIAL | QUICKLOCK, DIA 54MM | 17 | No | Yes |  | No | N. A. | No | N. A. | No | Yes | No | No | M. L.: MFG/MD/2023/000312 |  | 1 | ADLER PRODUCTS\INSTRUMENTS \JRP_INSTRUMENTS | 0 | CHANGED BRAND NAME, FAMILY GROUP, SNN DESCRIPTION AS PER EMAIL FROM ASP DTD 19JUN2020 ON 21JUN2020 | Y | Implant Trials |  | No | No | Yes | No | Yes | N. A.
H0103.15 | H0103.1554.02 | MODULOC BIPOLAR TRIAL, QUICKLOCK, CUP 54MM |  | H0103.1545.02 | 07 | 2016-10-27 | N. A. | N. A. | N. A. | QPI/H0103.1500.02 | N. A. | N. A. | N. A. | N. A. | N. A. | PS/H0103.1500.02 | N. A. | N. A. | N. A. | N. A. | N. A. | H0103.15 | TF-IN | IU/5 | N. A. | SEMIFINISHED GOODS | N. A. | N. A. | N. A. | N. A. | N. A. | N. A. |  | N. A. | N. A. | N. A. | N. A. | N. A. | N. A. | N. A. | N. A. | N. A. | N. A. | 1 | ADLER PRODUCTS\INSTRUMENTS \JRP_INSTRUMENTS\SEMIFINISHED COMPONENTS | 0 | Changed Description as per DO_File from RS | N | INSTRUMENTS |  | No | No | N. A. | N. A. | N. A. | N. A.
H0103.15 | H0103.1555 | MODULOC BIPOLAR TRIAL, QUICKLOCK, DIA 55MM |  | H0103.1545 | 06 | 2016-10-27 | N. A. | N. A. | N. A. | QPF/H0103.15 | 02 | 2013-12-18 | N. A. | N. A. | N. A. | PS/H0103.15 | 01 | 2018-03-24 | N. A. | N. A. | N. A. | H0103.15 | TF-IN | IU/5 | Class B | FINISHED GOODS | MODULOC™ | MODULOC BIPOLAR TRIAL | QUICKLOCK, DIA 55MM | 17 | No | Yes |  | No | N. A. | No | N. A. | No | Yes | No | No | M. L.: MFG/MD/2023/000312 |  | 1 | ADLER PRODUCTS\INSTRUMENTS \JRP_INSTRUMENTS | 0 | CHANGED BRAND NAME, FAMILY GROUP, SNN DESCRIPTION AS PER EMAIL FROM ASP DTD 19JUN2020 ON 21JUN2020 | Y | Implant Trials |  | No | No | Yes | No | Yes | N. A.
H0103.15 | H0103.1555.02 | MODULOC BIPOLAR TRIAL, QUICKLOCK, CUP 55MM |  | H0103.1545.02 | 07 | 2016-10-27 | N. A. | N. A. | N. A. | QPI/H0103.1500.02 | N. A. | N. A. | N. A. | N. A. | N. A. | PS/H0103.1500.02 | N. A. | N. A. | N. A. | N. A. | N. A. | H0103.15 | TF-IN | IU/5 | N. A. | SEMIFINISHED GOODS | N. A. | N. A. | N. A. | N. A. | N. A. | N. A. |  | N. A. | N. A. | N. A. | N. A. | N. A. | N. A. | N. A. | N. A. | N. A. | N. A. | 1 | ADLER PRODUCTS\INSTRUMENTS \JRP_INSTRUMENTS\SEMIFINISHED COMPONENTS | 0 | Changed Description as per DO_File from RS | N | INSTRUMENTS |  | No | No | N. A. | N. A. | N. A. | N. A.
H0103.15 | H0103.1556 | MODULOC BIPOLAR TRIAL, QUICKLOCK, DIA 56MM |  | H0103.1545 | #N/A | #N/A | N. A. | N. A. | N. A. | QPF/H0103.15 | #N/A | #N/A | #N/A | #N/A | #N/A | PS/H0103.15 | #N/A | #N/A | #N/A | #N/A | #N/A | H0103.15 | TF-IN | IU/5 | Class B | FINISHED GOODS | MODULOC™ | MODULOC BIPOLAR TRIAL | QUICKLOCK, DIA 56MM | 17 | No | Yes |  | No | N. A. | No | N. A. | No | Yes | No | No | M. L.: MFG/MD/2023/000312 |  | 1 | ADLER PRODUCTS\INSTRUMENTS \JRP_INSTRUMENTS | 0 | CHANGED BRAND NAME, FAMILY GROUP, SNN DESCRIPTION AS PER EMAIL FROM ASP DTD 19JUN2020 ON 21JUN2020 | Y | Implant Trials |  | No | No | Yes | No | Yes | N. A.
H0103.15 | H0103.1556.02 | MODULOC BIPOLAR TRIAL, QUICKLOCK, CUP 56MM |  | H0103.1545.02 | 07 | 2016-10-27 | N. A. | N. A. | N. A. | QPI/H0103.1500.02 | N. A. | N. A. | N. A. | N. A. | N. A. | PS/H0103.1500.02 | N. A. | N. A. | N. A. | N. A. | N. A. | H0103.15 | TF-IN | IU/5 | N. A. | SEMIFINISHED GOODS | N. A. | N. A. | N. A. | N. A. | N. A. | N. A. |  | N. A. | N. A. | N. A. | N. A. | N. A. | N. A. | N. A. | N. A. | N. A. | N. A. | 1 | ADLER PRODUCTS\INSTRUMENTS \JRP_INSTRUMENTS\SEMIFINISHED COMPONENTS | 0 | Changed Description as per DO_File from RS | N | INSTRUMENTS |  | No | No | N. A. | N. A. | N. A. | N. A.
H0103.15 | H0103.1557 | MODULOC BIPOLAR TRIAL, QUICKLOCK, DIA 57MM |  | H0103.1545 | 06 | 2016-10-27 | N. A. | N. A. | N. A. | QPF/H0103.15 | 02 | 2013-12-18 | N. A. | N. A. | N. A. | PS/H0103.15 | 01 | 2018-03-24 | N. A. | N. A. | N. A. | H0103.15 | TF-IN | IU/5 | Class B | FINISHED GOODS | MODULOC™ | MODULOC BIPOLAR TRIAL | QUICKLOCK, DIA 57MM | 17 | No | Yes |  | No | N. A. | No | N. A. | No | Yes | No | No | M. L.: MFG/MD/2023/000312 |  | 1 | ADLER PRODUCTS\INSTRUMENTS \JRP_INSTRUMENTS | 0 | CHANGED BRAND NAME, FAMILY GROUP, SNN DESCRIPTION AS PER EMAIL FROM ASP DTD 19JUN2020 ON 21JUN2020 | Y | Implant Trials |  | No | No | Yes | No | Yes | N. A.
H0103.15 | H0103.1557.02 | MODULOC BIPOLAR TRIAL, QUICKLOCK, CUP 57MM |  | H0103.1545.02 | 07 | 2016-10-27 | N. A. | N. A. | N. A. | QPI/H0103.1500.02 | N. A. | N. A. | N. A. | N. A. | N. A. | PS/H0103.1500.02 | N. A. | N. A. | N. A. | N. A. | N. A. | H0103.15 | TF-IN | IU/5 | N. A. | SEMIFINISHED GOODS | N. A. | N. A. | N. A. | N. A. | N. A. | N. A. |  | N. A. | N. A. | N. A. | N. A. | N. A. | N. A. | N. A. | N. A. | N. A. | N. A. | 1 | ADLER PRODUCTS\INSTRUMENTS \JRP_INSTRUMENTS\SEMIFINISHED COMPONENTS | 0 | Changed Description as per DO_File from RS | N | INSTRUMENTS |  | No | No | N. A. | N. A. | N. A. | N. A.
H0103.1559 | H0103.1559 | MODULOC BIPOLAR TRIAL, QUICKLOCK DIA.59MM |  | H0103.1559 | N. A. | N. A. | N. A. | N. A. | N. A. | QPF/H0103.15 | 02 | 2013-12-18 | N. A. | N. A. | N. A. | PS/H0103.1559 | N. A. | N. A. | N. A. | N. A. | N. A. | H0103.15 | TF-IN | IU/5 | Class B | FINISHED GOODS | MODULOC™ | MODULOC BIPOLAR TRIAL | QUICKLOCK DIA.59MM | 17 | No | Yes |  | No | N. A. | No | N. A. | No | Yes | No | No | M. L.: MFG/MD/2023/000312 |  | 1 | ADLER PRODUCTS\MODULOC PRODUCTS\INSTRUMENTS | 0 | CHANGED BRAND NAME, FAMILY GROUP, SNN DESCRIPTION AS PER EMAIL FROM ASP DTD 19JUN2020 ON 21JUN2020 | Y | Implant Trials |  | No | No | Yes | No | Yes | N. A.
H0103.15 | H0103.1559.02 | MODULOC BIPOLAR TRIAL, QUICKLOCK CUP 59MM |  | H0103.1559.02 | N. A. | N. A. | N. A. | N. A. | N. A. | QPI/H0103.1500.02 | N. A. | N. A. | N. A. | N. A. | N. A. | PS/H0103.1559.02 | N. A. | N. A. | N. A. | N. A. | N. A. | H0103.15 | TF-IN | IU/5 | N. A. | SEMIFINISHED GOODS | N. A. | N. A. | N. A. | N. A. | N. A. | N. A. |  | N. A. | N. A. | N. A. | N. A. | N. A. | N. A. | N. A. | N. A. | N. A. | N. A. | 1 | ADLER PRODUCTS\MODULOC PRODUCTS\INSTRUMENTS | 0 | Added new item on 12JUN2016 | N | INSTRUMENTS |  | No | No | N. A. | N. A. | N. A. | N. A.
H0103.2000 | H0103.2135 | MODULOC INNER HEAD TRIAL, DIA 22, NECK LENGTH -3.5 |  | #N/A | N. A. | N. A. | N. A. | N. A. | N. A. | #N/A | N. A. | N. A. | N. A. | N. A. | N. A. | #N/A | N. A. | N. A. | N. A. | N. A. | N. A. | #N/A | TF-IN | IU/5 | Class B | FINISHED GOODS | ADLER™ | MODULOC INNER HEAD TRIAL | DIA 22, NECK LENGTH -3.5 | 17 | No | Yes |  | No | N. A. | No | N. A. | No | Yes | No | No | M. L.: MFG/MD/2023/000312 |  | 1 | ADLER PRODUCTS\INSTRUMENTS \JRP_INSTRUMENTS | 0 | Changed GS1 Code for these Items on 08DEC2021 | Y | Implant Trials |  | No | No | Yes | No | Yes | N. A.
H0103.2000 | H0103.2200 | MODULOC INNER HEAD TRIAL, DIA 22, NECK LENGTH 0 |  | H0103.2200 | N. A. | N. A. | N. A. | N. A. | N. A. | QPF/H0103.2000 | N. A. | N. A. | N. A. | N. A. | N. A. | PS/H0103.2000 | N. A. | N. A. | N. A. | N. A. | N. A. | H0103.2000 | TF-IN | IU/5 | Class B | FINISHED GOODS | ADLER™ | MODULOC INNER HEAD TRIAL | DIA 22, NECK LENGTH 0 | 17 | No | Yes |  | No | N. A. | No | N. A. | No | Yes | No | No | M. L.: MFG/MD/2023/000312 |  | 1 | ADLER PRODUCTS\INSTRUMENTS \JRP_INSTRUMENTS | 0 | CHANGED STATUS TO INACTIVE Y AS PER ECR E0030520 DTD 06FEB2020 | Y | Implant Trials |  | No | No | Yes | No | Yes | N. A.
H0103.2000 | H0103.2235 | MODULOC INNER HEAD TRIAL, DIA 22, NECK LENGTH +3.5 |  | H0103.2235 | N. A. | N. A. | N. A. | N. A. | N. A. | QPF/H0103.2000 | N. A. | N. A. | N. A. | N. A. | N. A. | PS/H0103.2000 | N. A. | N. A. | N. A. | N. A. | N. A. | H0103.2000 | TF-IN | IU/5 | Class B | FINISHED GOODS | ADLER™ | MODULOC INNER HEAD TRIAL | DIA 22, NECK LENGTH +3.5 | 17 | No | Yes |  | No | N. A. | No | N. A. | No | Yes | No | No | M. L.: MFG/MD/2023/000312 |  | 1 | ADLER PRODUCTS\INSTRUMENTS \JRP_INSTRUMENTS | 0 | CHANGED STATUS TO INACTIVE Y AS PER ECR E0030520 DTD 06FEB2020 | Y | Implant Trials |  | No | No | Yes | No | Yes | N. A.
H0103.2000 | H0103.2275 | MODULOC INNER HEAD TRIAL, DIA 22, NECK LENGTH +7.5 |  | H0103.2275 | N. A. | N. A. | N. A. | N. A. | N. A. | QPF/H0103.2000 | N. A. | N. A. | N. A. | N. A. | N. A. | PS/H0103.2000 | N. A. | N. A. | N. A. | N. A. | N. A. | H0103.2000 | TF-IN | IU/5 | Class B | FINISHED GOODS | ADLER™ | MODULOC INNER HEAD TRIAL | DIA 22, NECK LENGTH +7.5 | 17 | No | Yes |  | No | N. A. | No | N. A. | No | Yes | No | No | M. L.: MFG/MD/2023/000312 |  | 1 | ADLER PRODUCTS\INSTRUMENTS \JRP_INSTRUMENTS | 0 | CHANGED STATUS TO INACTIVE Y AS PER ECR E0030520 DTD 06FEB2020 | Y | Implant Trials |  | No | No | Yes | No | Yes | N. A.
H0103.2000 | H0103.2735 | MODULOC INNER HEAD TRIAL, DIA 28, NECK LENGTH -3.5 |  | H0103.2735 | #N/A | #N/A | N. A. | N. A. | N. A. | QPF/H0103.2000 | #N/A | #N/A | #N/A | #N/A | #N/A | PS/H0103.2000 | #N/A | #N/A | #N/A | #N/A | #N/A | H0103.2000 | TF-IN | IU/5 | Class B | FINISHED GOODS | ADLER™ | MODULOC INNER HEAD TRIAL | DIA 28, NECK LENGTH -3.5 | 17 | No | Yes |  | No | N. A. | No | N. A. | No | Yes | No | No | M. L.: MFG/MD/2023/000312 |  | 1 | ADLER PRODUCTS\INSTRUMENTS \JRP_INSTRUMENTS | 0 | CHANGED BRAND NAME, FAMILY GROUP, SNN DESCRIPTION AS PER EMAIL FROM ASP DTD 19JUN2020 ON 21JUN2020 | Y | Implant Trials |  | No | No | Yes | No | Yes | N. A.
H0103.2000 | H0103.2800 | MODULOC INNER HEAD TRIAL, DIA 28, NECK LENGTH 0 |  | H0103.2800 | #N/A | #N/A | N. A. | N. A. | N. A. | QPF/H0103.2000 | #N/A | #N/A | #N/A | #N/A | #N/A | PS/H0103.2000 | #N/A | #N/A | #N/A | #N/A | #N/A | H0103.2000 | TF-IN | IU/5 | Class B | FINISHED GOODS | ADLER™ | MODULOC INNER HEAD TRIAL | DIA 28, NECK LENGTH 0 | 17 | No | Yes |  | No | N. A. | No | N. A. | No | Yes | No | No | M. L.: MFG/MD/2023/000312 |  | 1 | ADLER PRODUCTS\INSTRUMENTS \JRP_INSTRUMENTS | 0 | CHANGED BRAND NAME, FAMILY GROUP, SNN DESCRIPTION AS PER EMAIL FROM ASP DTD 19JUN2020 ON 21JUN2020 | Y | Implant Trials |  | No | No | Yes | No | Yes | N. A.
H0103.2000 | H0103.2835 | MODULOC INNER HEAD TRIAL, DIA 28, NECK LENGTH +3.5 |  | H0103.2835 | #N/A | #N/A | N. A. | N. A. | N. A. | QPF/H0103.2000 | #N/A | #N/A | #N/A | #N/A | #N/A | PS/H0103.2000 | #N/A | #N/A | #N/A | #N/A | #N/A | H0103.2000 | TF-IN | IU/5 | Class B | FINISHED GOODS | ADLER™ | MODULOC INNER HEAD TRIAL | DIA 28, NECK LENGTH +3.5 | 17 | No | Yes |  | No | N. A. | No | N. A. | No | Yes | No | No | M. L.: MFG/MD/2023/000312 |  | 1 | ADLER PRODUCTS\INSTRUMENTS \JRP_INSTRUMENTS | 0 | CHANGED BRAND NAME, FAMILY GROUP, SNN DESCRIPTION AS PER EMAIL FROM ASP DTD 19JUN2020 ON 21JUN2020 | Y | Implant Trials |  | No | No | Yes | No | Yes | N. A.
H0103.2000 | H0103.2875 | MODULOC INNER HEAD TRIAL, DIA 28, NECK LENGTH +7.5 |  | H0103.2875 | #N/A | #N/A | N. A. | N. A. | N. A. | QPF/H0103.2000 | #N/A | #N/A | #N/A | #N/A | #N/A | PS/H0103.2000 | #N/A | #N/A | #N/A | #N/A | #N/A | H0103.2000 | TF-IN | IU/5 | Class B | FINISHED GOODS | ADLER™ | MODULOC INNER HEAD TRIAL | DIA 28, NECK LENGTH +7.5 | 17 | No | Yes |  | No | N. A. | No | N. A. | No | Yes | No | No | M. L.: MFG/MD/2023/000312 |  | 1 | ADLER PRODUCTS\INSTRUMENTS \JRP_INSTRUMENTS | 0 | CHANGED BRAND NAME, FAMILY GROUP, SNN DESCRIPTION AS PER EMAIL FROM ASP DTD 19JUN2020 ON 21JUN2020 | Y | Implant Trials |  | No | No | Yes | No | Yes | N. A.
H0103.29 | H0103.29 | RIGHT ANGLE RETRACTOR (BENT HOHMANN), ADLER |  | H0103.29 | 02 | 2010-12-09 | N. A. | N. A. | N. A. | QPF/H0103.29 | 02 | 2011-02-18 | N. A. | N. A. | N. A. | PS/H0103.29 | 01 | 2017-12-30 | 2022-11-17 | 2019-11-17 | N. A. | H0103.29 | TF-IN | IU/5 | Class A | FINISHED GOODS | ADLER™ | RIGHT ANGLE RETRACTOR | BENT HOHMANN | 17 | No | Yes |  | No | N. A. | No | N. A. | No | Yes | No | No | M. L.: MFG/MD/2022/63252 |  | 1 | ADLER PRODUCTS\INSTRUMENTS \JRP_INSTRUMENTS | 0 | VL number changed to ML number | N | Retractor |  | No | No | Yes | No | Yes | N. A.
H0103.29 | H0103.29.01 | RIGHT ANGLE RETRACTOR (BENT HOHMANN RETRACTOR), BLANK |  | H0103.29.01 | 01 | 2010-12-10 | N. A. | N. A. | N. A. | QPR/H0103.29 | 02 | 2011-02-18 | N. A. | N. A. | N. A. | PS/H0103.29.01 | 00 | 2017-01-18 | 2022-11-20 | 2019-11-20 | N. A. | H0103.29 | TF-IN | IU/5 | N. A. | SEMIFINISHED GOODS | N. A. | N. A. | N. A. | N. A. | N. A. | N. A. |  | N. A. | N. A. | N. A. | N. A. | N. A. | N. A. | N. A. | N. A. | N. A. | N. A. | 1 | SUB COMPONENTS | 0 | ADDED NEW PRODUCTS AS DISCUSSED WITH SSJ ON 09SEP2009 | N | INSTRUMENTS |  | No | No | N. A. | N. A. | N. A. | N. A.
H0103.30 | H0103.30 | RETRACTOR RANAWAT PATTERN, ADLER |  | H0103.30 | 03 | 2018-11-24 | N. A. | N. A. | N. A. | QPF/H0103.30 | 01 | 2010-12-15 | N. A. | N. A. | N. A. | PS/H0103.30 | 01 | 2018-03-16 | 2022-11-17 | 2019-11-17 | N. A. | H0103.30 | TF-IN | IU/5 | Class A | FINISHED GOODS | ADLER™ | RETRACTOR RANAWAT PATTERN |  | 17 | No | Yes |  | No | N. A. | No | N. A. | No | Yes | No | No | M. L.: MFG/MD/2022/63252 |  | 1 | ADLER PRODUCTS\INSTRUMENTS \JRP_INSTRUMENTS | 0 | VL number changed to ML number | N | Retractor |  | No | No | Yes | No | Yes | N. A.
H0103.30 | H0103.30.01 | MAIN BODY (BLANK), RETRACTOR DR. RANAWAT PATTERN |  | H0103.30.01 | 02 | 2018-11-24 | N. A. | N. A. | N. A. | QPR/H0103.30 | 01 | 2010-12-15 | N. A. | N. A. | N. A. | PS/H0103.30.01 | 00 | 2017-01-18 | 2022-11-20 | 2019-11-20 | N. A. | H0103.30 | TF-IN | IU/5 | N. A. | SEMIFINISHED GOODS | N. A. | N. A. | N. A. | N. A. | N. A. | N. A. |  | N. A. | N. A. | N. A. | N. A. | N. A. | N. A. | N. A. | N. A. | N. A. | N. A. | 1 | SUB COMPONENTS | 0 | ADDED NEW PRODUCTS AS DISCUSSED WITH SSJ ON 09SEP2009 | N | INSTRUMENTS |  | No | No | N. A. | N. A. | N. A. | N. A.
H0103.30 | H0103.30.02 | TIP, RETRACTOR DR. RANAWAT PATTERN |  | H0103.30.02 | 02 | 2018-11-24 | N. A. | N. A. | N. A. | N. A. | N. A. | N. A. | N. A. | N. A. | N. A. | PS/H0103.30.02 | 00 | 2017-01-18 | 2022-11-22 | 2019-11-22 | N. A. | H0103.30 | TF-IN | IU/5 | N. A. | SEMIFINISHED GOODS | N. A. | N. A. | N. A. | N. A. | N. A. | N. A. |  | N. A. | N. A. | N. A. | N. A. | N. A. | N. A. | N. A. | N. A. | N. A. | N. A. | 1 | SUB COMPONENTS | 0 | ADDED NEW PRODUCTS AS DISCUSSED WITH SSJ ON 09SEP2009 | N | INSTRUMENTS |  | No | No | N. A. | N. A. | N. A. | N. A.
H0103.31 | H0103.31 | TROCHANTERIC ELEVATOR, ADLER |  | H0103.31 | 03 | 2018-11-24 | N. A. | N. A. | N. A. | QPF/H0103.31 | 03 | 2017-11-02 | N. A. | N. A. | N. A. | PS/H0103.31 | 00 | 2017-01-19 | 2022-11-17 | 2019-11-17 | N. A. | H0103.31 | TF-IN | IU/5 | Class A | FINISHED GOODS | ADLER™ | TROCHANTERIC ELEVATOR |  | 17 | No | Yes |  | No | N. A. | No | N. A. | No | Yes | No | No | M. L.: MFG/MD/2022/63252 |  | 1 | ADLER PRODUCTS\INSTRUMENTS \JRP_INSTRUMENTS | 0 | VL number changed to ML number | N | Surgical Elevator |  | No | No | Yes | No | Yes | N. A.
H0103.31 | H0103.31.01 | TROCHANTERIC ELEVATOR, BLADE |  | H0103.31.01 | 02 | 2018-11-24 | N. A. | N. A. | N. A. | N. A. | N. A. | N. A. | N. A. | N. A. | N. A. | PS/H0103.31.01 | 00 | 2017-01-19 | 2022-11-22 | 2019-11-22 | N. A. | H0103.31 | TF-IN | IU/5 | N. A. | SEMIFINISHED GOODS | N. A. | N. A. | N. A. | N. A. | N. A. | N. A. |  | N. A. | N. A. | N. A. | N. A. | N. A. | N. A. | N. A. | N. A. | N. A. | N. A. | 1 | SUB COMPONENTS | 0 | Changed Description to Match DO File on 18JUN2013 (as indicated by MUM) | N | INSTRUMENTS |  | No | No | N. A. | N. A. | N. A. | N. A.
H0103.31 | H0103.31.01.01 | TROCHANTERIC ELEVATOR, BLADE BLANK |  | H0103.31.01.01 | 02 | 2018-11-24 | N. A. | N. A. | N. A. | N. A. | N. A. | N. A. | N. A. | N. A. | N. A. | PS/H0103.31.01.01 | 00 | 2017-01-19 | 2022-11-22 | 2019-11-22 | N. A. | H0103.31 | TF-IN | IU/5 | N. A. | SEMIFINISHED GOODS | N. A. | N. A. | N. A. | N. A. | N. A. | N. A. |  | N. A. | N. A. | N. A. | N. A. | N. A. | N. A. | N. A. | N. A. | N. A. | N. A. | 1 | SUB COMPONENTS | 0 | Changed Description to Match DO File on 18JUN2013 (as indicated by MUM) | N | INSTRUMENTS |  | No | No | N. A. | N. A. | N. A. | N. A.
H0103.31 | H0103.31.02 | TROCHANTERIC ELEVATOR, HANDLE |  | H0103.31.02 | 02 | 2018-11-24 | N. A. | N. A. | N. A. | N. A. | N. A. | N. A. | N. A. | N. A. | N. A. | PS/H0103.31.02 | 00 | 2017-01-19 | N. A. | N. A. | N. A. | H0103.31 | TF-IN | IU/5 | N. A. | SEMIFINISHED GOODS | N. A. | N. A. | N. A. | N. A. | N. A. | N. A. |  | N. A. | N. A. | N. A. | N. A. | N. A. | N. A. | N. A. | N. A. | N. A. | N. A. | 1 | SUB COMPONENTS | 0 | Changed Description to Match DO File on 18JUN2013 (as indicated by MUM) | N | INSTRUMENTS |  | No | No | N. A. | N. A. | N. A. | N. A.
H0103.31 | H0103.31.02.01 | TROCHANTERIC ELEVATOR , HANDLE MAIN BODY |  | H0103.31.02 | 02 | 2018-11-24 | N. A. | N. A. | N. A. | N. A. | N. A. | N. A. | N. A. | N. A. | N. A. | PS/H0103.31.02.01 | 00 | 2017-01-19 | 2022-11-17 | 2019-11-17 | N. A. | H0103.31 | TF-IN | IU/5 | N. A. | SEMIFINISHED GOODS | N. A. | N. A. | N. A. | N. A. | N. A. | N. A. |  | N. A. | N. A. | N. A. | N. A. | N. A. | N. A. | N. A. | N. A. | N. A. | N. A. | 1 | SUB COMPONENTS | 0 | Changed Description on 26JUL2013 | N | SUB COMPONENTS |  | No | No | N. A. | N. A. | N. A. | N. A.
H0103.31 | H0103.31.02.02 | TROCHANTERIC ELEVATOR, HANDLE END |  | H0103.31.02 | 02 | 2018-11-24 | N. A. | N. A. | N. A. | N. A. | N. A. | N. A. | N. A. | N. A. | N. A. | PS/H0103.31.02.02 | 00 | 2017-01-19 | 2022-11-17 | 2019-11-17 | N. A. | H0103.31 | TF-IN | IU/5 | N. A. | SEMIFINISHED GOODS | N. A. | N. A. | N. A. | N. A. | N. A. | N. A. |  | N. A. | N. A. | N. A. | N. A. | N. A. | N. A. | N. A. | N. A. | N. A. | N. A. | 1 | SUB COMPONENTS | 0 | Changed Description on 26JUL2013 | N | SUB COMPONENTS |  | No | No | N. A. | N. A. | N. A. | N. A.
H0103.3300 | H0103.3300.02 | INTRAMEDULLARY CANAL GAUGE, SHAFT AND HANDLE SUB ASSEMBLY |  | H0103.3300.02 | 01 | 2011-05-08 | N. A. | N. A. | N. A. | N. A. | N. A. | N. A. | N. A. | N. A. | N. A. | PS/H0103.3300.02 | 00 | 2017-01-18 | 2022-11-22 | 2019-11-22 | N. A. | H0103.3300 | N. A. | N. A. | N. A. | SEMIFINISHED GOODS | N. A. | N. A. | N. A. | N. A. | N. A. | N. A. |  | N. A. | N. A. | N. A. | N. A. | N. A. | N. A. | N. A. | N. A. | N. A. | N. A. | 1 | SUB COMPONENTS | 0 | Added New product on 16JUN2011 to match SL/1 | N | SUB COMPONENTS |  | No | No | N. A. | N. A. | N. A. | N. A.
H0103.33 | H0103.3300.02.01 | INTRAMEDULLARY CANAL GAUGE, SHAFT |  | H0103.3300.02 | 01 | 2011-05-08 | N. A. | N. A. | N. A. | N. A. | N. A. | N. A. | N. A. | N. A. | N. A. | PS/H0103.3300.02.01 | 00 | 2017-01-18 | 2022-11-22 | 2019-11-22 | N. A. | H0103.33 | TF-IN | IU/5 | N. A. | SEMIFINISHED GOODS | N. A. | N. A. | N. A. | N. A. | N. A. | N. A. |  | N. A. | N. A. | N. A. | N. A. | N. A. | N. A. | N. A. | N. A. | N. A. | N. A. | 1 | SUB COMPONENTS | 0 | Added New product on 10OCT2010 to match SL/1 | N | SUB COMPONENTS |  | No | No | N. A. | N. A. | N. A. | N. A.
H0103.33 | H0103.3300.02.02 | INTRAMEDULLARY CANAL GAUGE, HANDLE |  | H0103.3300.02 | 01 | 2011-05-08 | N. A. | N. A. | N. A. | N. A. | N. A. | N. A. | N. A. | N. A. | N. A. | PS/H0103.3300.02.02 | 00 | 2017-01-18 | 2022-11-22 | 2019-11-22 | N. A. | H0103.33 | TF-IN | IU/5 | N. A. | SEMIFINISHED GOODS | N. A. | N. A. | N. A. | N. A. | N. A. | N. A. |  | N. A. | N. A. | N. A. | N. A. | N. A. | N. A. | N. A. | N. A. | N. A. | N. A. | 1 | SUB COMPONENTS | 0 | Added New product on 10OCT2010 to match SL/1 | N | SUB COMPONENTS |  | No | No | N. A. | N. A. | N. A. | N. A.
H0103.33 | H0103.3300.02.03 | DOWEL PIN, MATERIAL- SS 304, DIA,2.5 +0/-0.02 LENGTH 10.5 |  | H0103.3300.02 | 01 | 2011-05-08 | N. A. | N. A. | N. A. | N.A. | N. A. | N. A. | N. A. | N. A. | N. A. | PS/H0103.3300.02.03 | N. A. | N. A. | N. A. | N. A. | N. A. | H0103.33 | TF-IN | IU/5 | N. A. | SEMIFINISHED GOODS | N. A. | N. A. | N. A. | N. A. | N. A. | N. A. |  | N. A. | N. A. | N. A. | N. A. | N. A. | N. A. | N. A. | N. A. | N. A. | N. A. | 1 | SUB COMPONENTS | 0 | ADDED NEW CODE NO AS PER EMAIL FROM PRATIK DTD 24AUG2019 ON 23NOV2019 | N | SUB COMPONENTS |  | No | No | N. A. | N. A. | N. A. | N. A.
H0103.33 | H0103.3308 | INTRAMEDULLARY CANAL GAUGE, DIA 8MM, ADLER |  | H0103.3300 | 01 | 2011-06-02 | N. A. | N. A. | N. A. | QPF/H0103.3300 | 00 | 2010-05-02 | N. A. | N. A. | N. A. | PS/H0103.3300 | 01 | 2017-05-28 | N. A. | N. A. | N. A. | H0103.33 | TF-IN | IU/5 | Class A | FINISHED GOODS | ADLER™ | INTRAMEDULLARY CANAL GAUGE | DIA 8MM | 17 | No | Yes |  | No | N. A. | No | N. A. | No | Yes | No | No | M. L.: MFG/MD/2022/63252 |  | 1 | ADLER PRODUCTS\INSTRUMENTS \JRP_INSTRUMENTS | 0 | VL number changed to ML number | N | Depth gauge |  | No | No | Yes | No | Yes | N. A.
H0103.33 | H0103.3308.01 | INTRAMEDULLARY CANAL GAUGE, TIP 8MM |  | H0103.3300.01 | 00 | 2010-05-21 | N. A. | N. A. | N. A. | N. A. | N. A. | N. A. | N. A. | N. A. | N. A. | PS/H0103.3300.01 | 01 | 2011-03-31 | 2023-01-09 | 2020-01-09 | N. A. | H0103.33 | TF-IN | IU/5 | N. A. | SEMIFINISHED GOODS | N. A. | N. A. | N. A. | N. A. | N. A. | N. A. |  | N. A. | N. A. | N. A. | N. A. | N. A. | N. A. | N. A. | N. A. | N. A. | N. A. | 1 | SUB COMPONENTS | 0 | Changed Description on 26JUL2013 | N | SUB COMPONENTS |  | No | No | N. A. | N. A. | N. A. | N. A.
H0103.33 | H0103.3308.02 | INTRAMEDULLARY CANAL GAUGE, SHAFT AND HANDLE SUBASSEMBLY |  | H0103.3300.02 | 01 | 2011-05-08 | N. A. | N. A. | N. A. | N. A. | N. A. | N. A. | N. A. | N. A. | N. A. | PS/H0103.3300.02 | 00 | 2017-01-18 | 2022-11-22 | 2019-11-22 | N. A. | H0103.33 | TF-IN | IU/5 | N. A. | SEMIFINISHED GOODS | N. A. | N. A. | N. A. | N. A. | N. A. | N. A. |  | N. A. | N. A. | N. A. | N. A. | N. A. | N. A. | N. A. | N. A. | N. A. | N. A. | 1 | SUB COMPONENTS | 0 | Added New product on 10OCT2010 to match SL/1 | N | SUB COMPONENTS |  | No | No | N. A. | N. A. | N. A. | N. A.
H0103.33 | H0103.3308.02.01 | INTRAMEDULLARY CANAL GAUGE, SHAFT |  | H0103.3300.02 | 01 | 2011-05-08 | N. A. | N. A. | N. A. | N. A. | N. A. | N. A. | N. A. | N. A. | N. A. | PS/H0103.3308.02.01 | N. A. | N. A. | N. A. | N. A. | N. A. | H0103.33 | TF-IN | IU/5 | N. A. | SEMIFINISHED GOODS | N. A. | N. A. | N. A. | N. A. | N. A. | N. A. |  | N. A. | N. A. | N. A. | N. A. | N. A. | N. A. | N. A. | N. A. | N. A. | N. A. | 1 | SUB COMPONENTS | 0 | Added New product on 10OCT2010 to match SL/1 | N | SUB COMPONENTS |  | No | No | N. A. | N. A. | N. A. | N. A.
H0103.33 | H0103.3308.02.02 | INTRAMEDULLARY CANAL GAUGE, HANDLE |  | H0103.3300.02 | 01 | 2011-05-08 | N. A. | N. A. | N. A. | N. A. | N. A. | N. A. | N. A. | N. A. | N. A. | PS/H0103.3308.02.02 | N. A. | N. A. | N. A. | N. A. | N. A. | H0103.33 | TF-IN | IU/5 | N. A. | SEMIFINISHED GOODS | N. A. | N. A. | N. A. | N. A. | N. A. | N. A. |  | N. A. | N. A. | N. A. | N. A. | N. A. | N. A. | N. A. | N. A. | N. A. | N. A. | 1 | SUB COMPONENTS | 0 | Added New product on 10OCT2010 to match SL/1 | N | SUB COMPONENTS |  | No | No | N. A. | N. A. | N. A. | N. A.
H0103.33 | H0103.3310 | INTRAMEDULLARY CANAL GAUGE DIA 10MM, ADLER |  | H0103.3300 | 01 | 2011-06-02 | N. A. | N. A. | N. A. | QPF/H0103.3300 | N. A. | N. A. | N. A. | N. A. | N. A. | PS/H0103.3300 | 01 | 2017-05-28 | N. A. | N. A. | N. A. | H0103.33 | TF-IN | IU/5 | Class A | FINISHED GOODS | ADLER™ | INTRAMEDULLARY CANAL GAUGE | DIA 10MM | 17 | No | Yes |  | No | N. A. | No | N. A. | No | Yes | No | No | M. L.: MFG/MD/2022/63252 |  | 1 | ADLER PRODUCTS\INSTRUMENTS \JRP_INSTRUMENTS | 0 | VL number changed to ML number | N | Depth gauge |  | No | No | Yes | No | Yes | N. A.
H0103.33 | H0103.3310.01 | INTRAMEDULLARY CANAL GAUGE, TIP 10MM |  | H0103.3300.01 | 00 | 2010-05-21 | N. A. | N. A. | N. A. | N. A. | N. A. | N. A. | N. A. | N. A. | N. A. | PS/H0103.3300.01 | 01 | 2011-03-31 | 2023-01-09 | 2020-01-09 | N. A. | H0103.33 | TF-IN | IU/5 | N. A. | SEMIFINISHED GOODS | N. A. | N. A. | N. A. | N. A. | N. A. | N. A. |  | N. A. | N. A. | N. A. | N. A. | N. A. | N. A. | N. A. | N. A. | N. A. | N. A. | 1 | SUB COMPONENTS | 0 | Changed Description on 26JUL2013 | N | SUB COMPONENTS |  | No | No | N. A. | N. A. | N. A. | N. A.
H0103.33 | H0103.3312 | INTRAMEDULLARY CANAL GAUGE DIA 12MM, ADLER |  | H0103.3300 | 01 | 2011-06-02 | N. A. | N. A. | N. A. | QPF/H0103.3300 | N. A. | N. A. | N. A. | N. A. | N. A. | PS/H0103.3300 | 01 | 2017-05-28 | N. A. | N. A. | N. A. | H0103.33 | TF-IN | IU/5 | Class A | FINISHED GOODS | ADLER™ | INTRAMEDULLARY CANAL GAUGE | DIA 12MM | 17 | No | Yes |  | No | N. A. | No | N. A. | No | Yes | No | No | M. L.: MFG/MD/2022/63252 |  | 1 | ADLER PRODUCTS\INSTRUMENTS \JRP_INSTRUMENTS | 0 | VL number changed to ML number | N | Depth gauge |  | No | No | Yes | No | Yes | N. A.
H0103.33 | H0103.3312.01 | INTRAMEDULLARY CANAL GAUGE, TIP 12MM |  | H0103.3300.01 | 01 | 2011-06-02 | N. A. | N. A. | N. A. | N. A. | N. A. | N. A. | N. A. | N. A. | N. A. | PS/H0103.3300.01 | 01 | 2011-03-31 | 2023-01-09 | 2020-01-09 | N. A. | H0103.33 | TF-IN | IU/5 | N. A. | SEMIFINISHED GOODS | N. A. | N. A. | N. A. | N. A. | N. A. | N. A. |  | N. A. | N. A. | N. A. | N. A. | N. A. | N. A. | N. A. | N. A. | N. A. | N. A. | 1 | SUB COMPONENTS | 0 | Changed Description on 26JUL2013 | N | SUB COMPONENTS |  | No | No | N. A. | N. A. | N. A. | N. A.
H0103.33 | H0103.3314 | INTRAMEDULLARY CANAL GAUGE DIA 14MM, ADLER |  | H0103.3300 | 01 | 2011-06-02 | N. A. | N. A. | N. A. | QPF/H0103.3300 | N. A. | N. A. | N. A. | N. A. | N. A. | PS/H0103.3300 | 01 | 2017-05-28 | N. A. | N. A. | N. A. | H0103.33 | TF-IN | IU/5 | Class A | FINISHED GOODS | ADLER™ | INTRAMEDULLARY CANAL GAUGE | DIA 14MM | 17 | No | Yes |  | No | N. A. | No | N. A. | No | Yes | No | No | M. L.: MFG/MD/2022/63252 |  | 1 | ADLER PRODUCTS\INSTRUMENTS \JRP_INSTRUMENTS | 0 | VL number changed to ML number | N | Depth gauge |  | No | No | Yes | No | Yes | N. A.
H0103.33 | H0103.3314.01 | INTRAMEDULLARY CANAL GAUGE, TIP 14MM |  | H0103.3300.01 | 01 | 2011-06-02 | N. A. | N. A. | N. A. | N. A. | N. A. | N. A. | N. A. | N. A. | N. A. | PS/H0103.3300.01 | 01 | 2011-03-31 | 2023-01-09 | 2020-01-09 | N. A. | H0103.33 | TF-IN | IU/5 | N. A. | SEMIFINISHED GOODS | N. A. | N. A. | N. A. | N. A. | N. A. | N. A. |  | N. A. | N. A. | N. A. | N. A. | N. A. | N. A. | N. A. | N. A. | N. A. | N. A. | 1 | SUB COMPONENTS | 0 | Changed Description on 26JUL2013 | N | SUB COMPONENTS |  | No | No | N. A. | N. A. | N. A. | N. A.
H0103.36 | H0103.36 | MODULAR HEAD DISIMPACTOR, ADLER |  | H0103.36 | 05 | 2019-01-11 | N. A. | N. A. | N. A. | QPF/H0103.36 | N. A. | N. A. | N. A. | N. A. | N. A. | PS/H0103.36 | 00 | 2019-01-22 | 2022-12-01 | 2019-12-01 | N. A. | H0103.36 | TF-IN | IU/5 | Class B | FINISHED GOODS | ADLER™ | MODULAR HEAD DISIMPACTOR |  | 17 | No | Yes |  | No | N. A. | No | N. A. | No | Yes | No | No | M. L.: MFG/MD/2023/000312 |  | 1 | ADLER PRODUCTS\INSTRUMENTS \JRP_INSTRUMENTS | 0 | CHANGED DETAILS OF COLUMN M & N AGAINTS ECR E0130719 ON 18AUG2019 | N | Hip System Instrument |  | No | No | Yes | No | Yes | N. A.
H0103.36 | H0103.36.01 | MODULAR HEAD DISIMPACTOR, ADLER, HANDLE |  | H0103.36.01 | 03 | 2018-08-22 | N. A. | N. A. | N. A. | N. A. | N. A. | N. A. | N. A. | N. A. | N. A. | PS/H0103.36.01 | 00 | 2019-01-22 | N. A. | N. A. | N. A. | H0103.36 | TF-IN | IU/5 | N. A. | SEMIFINISHED GOODS | N. A. | N. A. | N. A. | N. A. | N. A. | N. A. |  | N. A. | N. A. | N. A. | N. A. | N. A. | N. A. | N. A. | N. A. | N. A. | N. A. | 1 | SUB COMPONENTS | 0 | Added new products to match SL/1 on 26APR2011 | N | INSTRUMENTS |  | No | No | N. A. | N. A. | N. A. | N. A.
H0103.36 | H0103.36.01.01 | MODULAR HEAD DISIMPACTOR, ADLER, HANDLE, MAIN BODY |  | H0103.36 | 05 | 2019-01-11 | N. A. | N. A. | N. A. | N. A. | N. A. | N. A. | N. A. | N. A. | N. A. | PS/H0103.36 | 00 | 2019-01-22 | 2022-12-01 | 2019-12-01 | N. A. | H0103.36 | TF-IN | IU/5 | N. A. | SEMIFINISHED GOODS | N. A. | N. A. | N. A. | N. A. | N. A. | N. A. |  | N. A. | N. A. | N. A. | N. A. | N. A. | N. A. | N. A. | N. A. | N. A. | N. A. | 1 | SUB COMPONENTS | 0 | Added new products to match SL/1 on 26APR2011 | N | INSTRUMENTS |  | No | No | N. A. | N. A. | N. A. | N. A.
H0103.36 | H0103.36.02 | MODULAR HEAD DISIMPACTOR, ADLER, HANDLE, WEDGE |  | H0103.36.02 | 03 | 2019-01-11 | N. A. | N. A. | N. A. | N. A. | N. A. | N. A. | N. A. | N. A. | N. A. | PS/H0103.36.02 | 01 | 2019-10-24 | 2022-12-01 | 2019-12-01 | N. A. | H0103.36 | TF-IN | IU/5 | N. A. | SEMIFINISHED GOODS | N. A. | N. A. | N. A. | N. A. | N. A. | N. A. |  | N. A. | N. A. | N. A. | N. A. | N. A. | N. A. | N. A. | N. A. | N. A. | N. A. | 1 | SUB COMPONENTS | 0 | Added new products to match SL/1 on 26APR2011 | N | INSTRUMENTS |  | No | No | N. A. | N. A. | N. A. | N. A.
H0103.36 | H0103.36.02.01 | MODULAR HEAD DISIMPACTOR, ADLER, HANDLE, WEDGE BLANK |  | H0103.36.02.01 | 03 | 2011-05-14 | N. A. | N. A. | N. A. | N. A. | N. A. | N. A. | N. A. | N. A. | N. A. | PS/H0103.36.02.01 | N. A. | N. A. | N. A. | N. A. | N. A. | H0103.36 | TF-IN | IU/5 | N. A. | SEMIFINISHED GOODS | N. A. | N. A. | N. A. | N. A. | N. A. | N. A. |  | N. A. | N. A. | N. A. | N. A. | N. A. | N. A. | N. A. | N. A. | N. A. | N. A. | 1 | SUB COMPONENTS | 0 | Added new products to match SL/1 on 26APR2011 | N | INSTRUMENTS |  | No | No | N. A. | N. A. | N. A. | N. A.
H0103.36 | H0103.36.03 | DOWEL PIN, DIA 4.0 X 25MM |  | H0103.36.03 | N. A. | N. A. | N. A. | N. A. | N. A. | N. A. | N. A. | N. A. | N. A. | N. A. | N. A. | PS/H0103.36.03 | 00 | 2019-01-23 | N. A. | N. A. | N. A. | H0103.36 | TF-IN | IU/5 | N. A. | SEMIFINISHED GOODS | N. A. | N. A. | N. A. | N. A. | N. A. | N. A. |  | N. A. | N. A. | N. A. | N. A. | N. A. | N. A. | N. A. | N. A. | N. A. | N. A. | 1 | SUB COMPONENTS | 0 | CHANGED DESCRIPTION AS PER ECR NO E0080618 ON 22JAN2019 | N | INSTRUMENTS |  | No | No | N. A. | N. A. | N. A. | N. A.
H0103.37 | H0103.37 | RIGHT ANGLE RETRACTOR (BENT HOHMANN), LONG, ADLER |  | H0103.37 | 01 | 2018-06-15 | N. A. | N. A. | N. A. | QPF/H0103.37 | 00 | 2011-12-29 | N. A. | N. A. | N. A. | PS/H0103.37 | 01 | 2018-03-15 | 2022-11-17 | 2019-11-17 | N. A. | H0103.37 | TF-IN | IU/5 | Class A | FINISHED GOODS | ADLER™ | RIGHT ANGLE RETRACTOR | BENT HOHMANN, LONG | 17 | No | Yes |  | No | N. A. | No | N. A. | No | Yes | No | No | M. L.: MFG/MD/2022/63252 |  | 1 | ADLER PRODUCTS\INSTRUMENTS \JRP_INSTRUMENTS | 0 | VL number changed to ML number | N | Retractor |  | No | No | Yes | No | Yes | N. A.
H0103.37 | H0103.37.01 | RIGHT ANGLE RETRACTOR (BENT HOHMANN), LONG, BLANK |  | H0103.37.01 | 01 | 2018-06-15 | N. A. | N. A. | N. A. | QPR/H0103.37 | 00 | 2011-12-29 | N. A. | N. A. | N. A. | PS/H0103.37.01 | 00 | 2017-01-18 | 2022-11-22 | 2019-11-22 | N. A. | H0103.37 | TF-IN | IU/5 | N. A. | SEMIFINISHED GOODS | N. A. | N. A. | N. A. | N. A. | N. A. | N. A. |  | N. A. | N. A. | N. A. | N. A. | N. A. | N. A. | N. A. | N. A. | N. A. | N. A. | 1 | SUB COMPONENTS | 0 | Changed Description on 26JUL2013 | N | INSTRUMENTS |  | No | No | N. A. | N. A. | N. A. | N. A.
H0103.38 | H0103.38 | MODULAR TRIAL HEAD REMOVER |  | H0103.38 | 00 | 2018-08-22 | N. A. | N. A. | N. A. | QPF/H0103.38 | 00 | 2018-12-08 | N. A. | N. A. | N. A. | PS/H0103.38 | 00 | 2018-11-26 | N. A. | N. A. | N. A. | H0103.38 | TF-IN | IU/5 | Class B | FINISHED GOODS | ADLER™ | MODULAR TRIAL HEAD REMOVER |  | 17 | No | Yes |  | No | N. A. | No | N. A. | No | Yes | No | No | M. L.: MFG/MD/2023/000312 |  | 1 | ADLER PRODUCTS\INSTRUMENTS \JRP_INSTRUMENTS | 0 | CHANGED BRAND NAME, FAMILY GROUP, SNN DESCRIPTION AS PER EMAIL FROM ASP DTD 19JUN2020 ON 21JUN2020 | N | Implant Trials |  | No | No | Yes | No | Yes | N. A.
H0104 | H0104.01 | X-RAY TEMPLATE FOR ENDOFIT STEM OFFSET 38, SIZE 1, 2, 3 & 4 (15% OVERSIZE MAGNIFICATION) |  | H0104.01 | N. A. | N. A. | N. A. | N. A. | N. A. | QPF/H0104 | N. A. | N. A. | N. A. | N. A. | N. A. | PS/H0104 | N. A. | N. A. | N. A. | N. A. | N. A. | H0104 | N. A. | N. A. | Class A | FINISHED GOODS | ENDOFIT™ | X-RAY TEMPLATE | FOR STEM OFFSET 38, SIZE 1, 2, 3 & 4 (15% OVERSIZE MAGNIFICATION) | 17 | No | Yes |  | No | N. A. | No | N. A. | No | Yes | No | No | M. L.: MFG/MD/2022/63252 |  | 1 | ADLER PRODUCTS\INSTRUMENTS \JRP_INSTRUMENTS | 0 | VL number changed to ML number | N | Templates |  | No | No | Yes | No | Yes | N. A.
H0104 | H0104.02 | X-RAY TEMPLATE FOR ENDOFIT STEM OFFSET 36, SIZE 0 (15% OVERSIZE MAGNIFICATION) |  | H0104.02 | N. A. | N. A. | N. A. | N. A. | N. A. | QPF/H0104 | N. A. | N. A. | N. A. | N. A. | N. A. | PS/H0104 | N. A. | N. A. | N. A. | N. A. | N. A. | H0104 | N. A. | N. A. | Class A | FINISHED GOODS | ENDOFIT™ | X-RAY TEMPLATE | FOR STEM OFFSET 36, SIZE 0 (15% OVERSIZE MAGNIFICATION) | 17 | No | Yes |  | No | N. A. | No | N. A. | No | Yes | No | No | M. L.: MFG/MD/2022/63252 |  | 1 | ADLER PRODUCTS\INSTRUMENTS \JRP_INSTRUMENTS | 0 | VL number changed to ML number | N | Templates |  | No | No | Yes | No | Yes | N. A.
H0104 | H0104.03 | X-RAY TEMPLATE FOR MODULOC BIPOLAR CUP (15% OVERSIZE MAGNIFICATION) |  | H0104.03 | N. A. | N. A. | N. A. | N. A. | N. A. | QPF/H0104 | N. A. | N. A. | N. A. | N. A. | N. A. | PS/H0104 | N. A. | N. A. | N. A. | N. A. | N. A. | H0104 | N. A. | N. A. | Class A | FINISHED GOODS | MODULOC™ | X-RAY TEMPLATE FOR MODULOC BIPOLAR CUP | (15% OVERSIZE MAGNIFICATION) | 17 | No | Yes |  | No | N. A. | No | N. A. | No | Yes | No | No | M. L.: MFG/MD/2022/63252 |  | 1 | ADLER PRODUCTS\INSTRUMENTS \JRP_INSTRUMENTS | 0 | VL number changed to ML number | N | Templates |  | No | No | Yes | No | Yes | N. A.
H0104 | H0104.04 | X-RAY TEMPLATE FOR LEGEND CEMENTLESS HIP STEM, 135DEG, COLLARLESS, SIZE 8 (15% OVERSIZE MAGNIFICATION) |  | H0104.04 | N. A. | N. A. | N. A. | N. A. | N. A. | QPF/H0104 | N. A. | N. A. | N. A. | N. A. | N. A. | PS/H0104 | N. A. | N. A. | N. A. | N. A. | N. A. | H0104 | TF-IN | IU/5 | Class A | FINISHED GOODS | LEGEND™ | X-RAY TEMPLATE | FOR STEM, 135DEG, COLLARLESS, SIZE 8 (15% OVERSIZE MAGNIFICATION) | 17 | No | Yes |  | No | N. A. | No | N. A. | No | Yes | No | No | M. L.: MFG/MD/2022/63252 |  | 1 | ADLER PRODUCTS\INSTRUMENTS \JRP_INSTRUMENTS | 0 | VL number changed to ML number | N | Templates |  | No | No | Yes | No | Yes | N. A.
H0104 | H0104.05 | X-RAY TEMPLATE FOR LEGEND CEMENTLESS HIP STEM, 135DEG, COLLARLESS, SIZE 9 (15% OVERSIZE MAGNIFICATION) |  | H0104.05 | N. A. | N. A. | N. A. | N. A. | N. A. | QPF/H0104 | N. A. | N. A. | N. A. | N. A. | N. A. | PS/H0104 | N. A. | N. A. | N. A. | N. A. | N. A. | H0104 | TF-IN | IU/5 | Class A | FINISHED GOODS | LEGEND™ | X-RAY TEMPLATE | FOR STEM, 135DEG, COLLARLESS, SIZE 9 (15% OVERSIZE MAGNIFICATION) | 17 | No | Yes |  | No | N. A. | No | N. A. | No | Yes | No | No | M. L.: MFG/MD/2022/63252 |  | 1 | ADLER PRODUCTS\INSTRUMENTS \JRP_INSTRUMENTS | 0 | VL number changed to ML number | N | Templates |  | No | No | Yes | No | Yes | N. A.
H0104 | H0104.06 | X-RAY TEMPLATE FOR LEGEND CEMENTLESS HIP STEM, 135DEG, COLLARLESS, SIZE 10 (15% OVERSIZE MAGNIFICATION) |  | H0104.06 | N. A. | N. A. | N. A. | N. A. | N. A. | QPF/H0104 | N. A. | N. A. | N. A. | N. A. | N. A. | PS/H0104 | N. A. | N. A. | N. A. | N. A. | N. A. | H0104 | TF-IN | IU/5 | Class A | FINISHED GOODS | LEGEND™ | X-RAY TEMPLATE | FOR STEM, 135DEG, COLLARLESS, SIZE 10 (15% OVERSIZE MAGNIFICATION) | 17 | No | Yes |  | No | N. A. | No | N. A. | No | Yes | No | No | M. L.: MFG/MD/2022/63252 |  | 1 | ADLER PRODUCTS\INSTRUMENTS \JRP_INSTRUMENTS | 0 | VL number changed to ML number | N | Templates |  | No | No | Yes | No | Yes | N. A.
H0104 | H0104.07 | X-RAY TEMPLATE FOR LEGEND CEMENTLESS HIP STEM, 135DEG, COLLARLESS, SIZE 11 (15% OVERSIZE MAGNIFICATION) |  | H0104.07 | N. A. | N. A. | N. A. | N. A. | N. A. | QPF/H0104 | N. A. | N. A. | N. A. | N. A. | N. A. | PS/H0104 | N. A. | N. A. | N. A. | N. A. | N. A. | H0104 | TF-IN | IU/5 | Class A | FINISHED GOODS | LEGEND™ | X-RAY TEMPLATE | FOR STEM, 135DEG, COLLARLESS, SIZE 11 (15% OVERSIZE MAGNIFICATION) | 17 | No | Yes |  | No | N. A. | No | N. A. | No | Yes | No | No | M. L.: MFG/MD/2022/63252 |  | 1 | ADLER PRODUCTS\INSTRUMENTS \JRP_INSTRUMENTS | 0 | VL number changed to ML number | N | Templates |  | No | No | Yes | No | Yes | N. A.
H0104 | H0104.08 | X-RAY TEMPLATE FOR LEGEND CEMENTLESS HIP STEM, 135DEG, COLLARLESS, SIZE 12 (15% OVERSIZE MAGNIFICATION) |  | H0104.08 | N. A. | N. A. | N. A. | N. A. | N. A. | QPF/H0104 | N. A. | N. A. | N. A. | N. A. | N. A. | PS/H0104 | N. A. | N. A. | N. A. | N. A. | N. A. | H0104 | TF-IN | IU/5 | Class A | FINISHED GOODS | LEGEND™ | X-RAY TEMPLATE | FOR STEM, 135DEG, COLLARLESS, SIZE 12 (15% OVERSIZE MAGNIFICATION) | 17 | No | Yes |  | No | N. A. | No | N. A. | No | Yes | No | No | M. L.: MFG/MD/2022/63252 |  | 1 | ADLER PRODUCTS\INSTRUMENTS \JRP_INSTRUMENTS | 0 | VL number changed to ML number | N | Templates |  | No | No | Yes | No | Yes | N. A.
H0104 | H0104.09 | X-RAY TEMPLATE FOR LEGEND CEMENTLESS HIP STEM, 135DEG, COLLARLESS, SIZE 13 (15% OVERSIZE MAGNIFICATION) |  | H0104.09 | N. A. | N. A. | N. A. | N. A. | N. A. | QPF/H0104 | N. A. | N. A. | N. A. | N. A. | N. A. | PS/H0104 | N. A. | N. A. | N. A. | N. A. | N. A. | H0104 | TF-IN | IU/5 | Class A | FINISHED GOODS | LEGEND™ | X-RAY TEMPLATE | FOR STEM, 135DEG, COLLARLESS, SIZE 13 (15% OVERSIZE MAGNIFICATION) | 17 | No | Yes |  | No | N. A. | No | N. A. | No | Yes | No | No | M. L.: MFG/MD/2022/63252 |  | 1 | ADLER PRODUCTS\INSTRUMENTS \JRP_INSTRUMENTS | 0 | VL number changed to ML number | N | Templates |  | No | No | Yes | No | Yes | N. A.
H0104 | H0104.10 | X-RAY TEMPLATE FOR LEGEND CEMENTLESS HIP STEM, 135DEG, COLLARLESS, SIZE 14 (15% OVERSIZE MAGNIFICATION) |  | H0104.10 | N. A. | N. A. | N. A. | N. A. | N. A. | QPF/H0104 | N. A. | N. A. | N. A. | N. A. | N. A. | PS/H0104 | N. A. | N. A. | N. A. | N. A. | N. A. | H0104 | TF-IN | IU/5 | Class A | FINISHED GOODS | LEGEND™ | X-RAY TEMPLATE | FOR STEM, 135DEG, COLLARLESS, SIZE 14 (15% OVERSIZE MAGNIFICATION) | 17 | No | Yes |  | No | N. A. | No | N. A. | No | Yes | No | No | M. L.: MFG/MD/2022/63252 |  | 1 | ADLER PRODUCTS\INSTRUMENTS \JRP_INSTRUMENTS | 0 | VL number changed to ML number | N | Templates |  | No | No | Yes | No | Yes | N. A.
H0105.2000 | H0105.2120 | MODULAR TRIAL HEAD DIA 22/-2.0, ADLER |  | H0105.2120 & H0105.2120.01 | 05 | 2019-03-24 | N. A. | N. A. | N. A. | QPF/H0105.2000 | N. A. | N. A. | N. A. | N. A. | N. A. | PS/H0105.2000 | N. A. | N. A. | N. A. | N. A. | N. A. | H0105.2000 | TF-IN | IU/5 | Class B | FINISHED GOODS | MODULOC™ | MODULAR TRIAL HEAD | DIA 22/-2.0 | 17 | No | Yes |  | No | N. A. | No | N. A. | No | Yes | No | No | M. L.: MFG/MD/2023/000312 |  | 1 | ADLER PRODUCTS\INSTRUMENTS \JRP_INSTRUMENTS | 0 | CHANGED DETAILS OF COLUMN M & N AGAINTS ECR E0130719 ON 18AUG2019 | N | Implant Trials |  | No | No | Yes | No | Yes | N. A.
H0105.2000 | H0105.2120.01 | Modular Trial Head Dia. 22/-2.0, Adler, Blank |  | H0105.2120.01 | N. A. | N. A. | N. A. | N. A. | N. A. | N. A. | N. A. | N. A. | N. A. | N. A. | N. A. | PS/H0105.2000.01 | N. A. | N. A. | N. A. | N. A. | N. A. | H0105.2000 | N. A. | N. A. | N. A. | SEMIFINISHED GOODS | ADLER™ | N. A. |  | N. A. | N. A. | N. A. |  | N. A. | N. A. | N. A. | N. A. | N. A. | N. A. | N. A. | N. A. | N. A. |  | N. A. | SUB COMPONENTS | 0 | Added New Subcomponent Codes as per ECE E0030718 dtd. 21JUL2018 by Dinesh Khake | N | INSTRUMENTS |  | No | No | N. A. | N. A. | N. A. | N. A.
H0105.2000 | H0105.2120.02 | Modular Trial Head Dia. 22/-2.0, Adler, Insert |  | H0105.2120.02 | N. A. | N. A. | N. A. | N. A. | N. A. | N. A. | N. A. | N. A. | N. A. | N. A. | N. A. | PS/H0105.2000.02 | N. A. | N. A. | N. A. | N. A. | N. A. | H0105.2000 | N. A. | N. A. | N. A. | SEMIFINISHED GOODS | ADLER™ | N. A. |  | N. A. | N. A. | N. A. |  | N. A. | N. A. | N. A. | N. A. | N. A. | N. A. | N. A. | N. A. | N. A. |  | N. A. | SUB COMPONENTS | 0 | Added New Subcomponent Codes as per ECE E0030718 dtd. 21JUL2018 by Dinesh Khake | N | INSTRUMENTS |  | No | No | N. A. | N. A. | N. A. | N. A.
H0105.2000 | H0105.2200 | MODULAR TRIAL HEAD DIA 22/0, ADLER |  | H0105.2200 & H0105.2200.01 | 05 | 2019-03-24 | N. A. | N. A. | N. A. | QPF/H0105.2000 | N. A. | N. A. | N. A. | N. A. | N. A. | PS/H0105.2000 | N. A. | N. A. | N. A. | N. A. | N. A. | H0105.2000 | TF-IN | IU/5 | Class B | FINISHED GOODS | MODULOC™ | MODULAR TRIAL HEAD | DIA 22/0 | 17 | No | Yes |  | No | N. A. | No | N. A. | No | Yes | No | No | M. L.: MFG/MD/2023/000312 |  | 1 | ADLER PRODUCTS\INSTRUMENTS \JRP_INSTRUMENTS | 0 | CHANGED DETAILS OF COLUMN M & N AGAINTS ECR E0130719 ON 18AUG2019 | N | Implant Trials |  | No | No | Yes | No | Yes | N. A.
H0105.2000 | H0105.2200.01 | Modular Trial Head Dia. 22/0, Adler, Blank |  | H0105.2200.01 | N. A. | N. A. | N. A. | N. A. | N. A. | N. A. | N. A. | N. A. | N. A. | N. A. | N. A. | PS/H0105.2000.01 | N. A. | N. A. | N. A. | N. A. | N. A. | H0105.2000 | N. A. | N. A. | N. A. | SEMIFINISHED GOODS | ADLER™ | N. A. |  | N. A. | N. A. | N. A. |  | N. A. | N. A. | N. A. | N. A. | N. A. | N. A. | N. A. | N. A. | N. A. |  | N. A. | SUB COMPONENTS | 0 | Added New Subcomponent Codes as per ECE E0030718 dtd. 21JUL2018 by Dinesh Khake | N | INSTRUMENTS |  | No | No | N. A. | N. A. | N. A. | N. A.
H0105.2000 | H0105.2235 | MODULAR TRIAL HEAD DIA 22/+3.5, ADLER |  | H0105.2235 & H0105.2235.01 | 05 | 2019-03-24 | N. A. | N. A. | N. A. | QPF/H0105.2000 | N. A. | N. A. | N. A. | N. A. | N. A. | PS/H0105.2000 | N. A. | N. A. | N. A. | N. A. | N. A. | H0105.2000 | TF-IN | IU/5 | Class B | FINISHED GOODS | MODULOC™ | MODULAR TRIAL HEAD | DIA 22/+3.5 | 17 | No | Yes |  | No | N. A. | No | N. A. | No | Yes | No | No | M. L.: MFG/MD/2023/000312 |  | 1 | ADLER PRODUCTS\INSTRUMENTS \JRP_INSTRUMENTS | 0 | CHANGED DETAILS OF COLUMN M & N AGAINTS ECR E0130719 ON 18AUG2019 | N | Implant Trials |  | No | No | Yes | No | Yes | N. A.
H0105.2000 | H0105.2235.01 | Modular Trial Head Dia. 22/+3.5, Adler, Blank |  | H0105.2235.01 | N. A. | N. A. | N. A. | N. A. | N. A. | N. A. | N. A. | N. A. | N. A. | N. A. | N. A. | PS/H0105.2000.01 | N. A. | N. A. | N. A. | N. A. | N. A. | H0105.2000 | N. A. | N. A. | N. A. | SEMIFINISHED GOODS | ADLER™ | N. A. |  | N. A. | N. A. | N. A. |  | N. A. | N. A. | N. A. | N. A. | N. A. | N. A. | N. A. | N. A. | N. A. |  | N. A. | SUB COMPONENTS | 0 | Added New Subcomponent Codes as per ECE E0030718 dtd. 21JUL2018 by Dinesh Khake | N | INSTRUMENTS |  | No | No | N. A. | N. A. | N. A. | N. A.
H0105.2000 | H0105.2275 | MODULAR TRIAL HEAD DIA 22/+7.5, ADLER |  | H0105.2275 & H0105.2275.01 | 05 | 2019-03-24 | N. A. | N. A. | N. A. | QPF/H0105.2000 | N. A. | N. A. | N. A. | N. A. | N. A. | PS/H0105.2000 | N. A. | N. A. | N. A. | N. A. | N. A. | H0105.2000 | TF-IN | IU/5 | Class B | FINISHED GOODS | MODULOC™ | MODULAR TRIAL HEAD | DIA 22/+7.5 | 17 | No | Yes |  | No | N. A. | No | N. A. | No | Yes | No | No | M. L.: MFG/MD/2023/000312 |  | 1 | ADLER PRODUCTS\INSTRUMENTS \JRP_INSTRUMENTS | 0 | CHANGED DETAILS OF COLUMN M & N AGAINTS ECR E0130719 ON 18AUG2019 | N | Implant Trials |  | No | No | Yes | No | Yes | N. A.
H0105.2000 | H0105.2275.01 | Modular Trial Head Dia. 22/+7.5, Adler, Blank |  | H0105.2275.01 | N. A. | N. A. | N. A. | N. A. | N. A. | N. A. | N. A. | N. A. | N. A. | N. A. | N. A. | PS/H0105.2000.01 | N. A. | N. A. | N. A. | N. A. | N. A. | H0105.2000 | N. A. | N. A. | N. A. | SEMIFINISHED GOODS | ADLER™ | N. A. |  | N. A. | N. A. | N. A. |  | N. A. | N. A. | N. A. | N. A. | N. A. | N. A. | N. A. | N. A. | N. A. |  | N. A. | SUB COMPONENTS | 0 | Added New Subcomponent Codes as per ECE E0030718 dtd. 21JUL2018 by Dinesh Khake | N | INSTRUMENTS |  | No | No | N. A. | N. A. | N. A. | N. A.
H0105.2000 | H0105.2735 | MODULAR TRIAL HEAD DIA 28/-3.5, ADLER |  | H0105.2735 & H0105.2735.01 | 05 | 2019-03-24 | N. A. | N. A. | N. A. | QPF/H0105.2000 | N. A. | N. A. | N. A. | N. A. | N. A. | PS/H0105.2000 | N. A. | N. A. | N. A. | N. A. | N. A. | H0105.2000 | TF-IN | IU/5 | Class B | FINISHED GOODS | MODULOC™ | MODULAR TRIAL HEAD | DIA 28/-3.5 | 17 | No | Yes |  | No | N. A. | No | N. A. | No | Yes | No | No | M. L.: MFG/MD/2023/000312 |  | 1 | ADLER PRODUCTS\INSTRUMENTS \JRP_INSTRUMENTS | 0 | CHANGED DETAILS OF COLUMN M & N AGAINTS ECR E0130719 ON 18AUG2019 | N | Implant Trials |  | No | No | Yes | No | Yes | N. A.
H0105.2000 | H0105.2735.01 | Modular Trial Head Dia. 28/-3.5, Adler, Blank |  | H0105.2735.01 | N. A. | N. A. | N. A. | N. A. | N. A. | N. A. | N. A. | N. A. | N. A. | N. A. | N. A. | PS/H0105.2000.01 | N. A. | N. A. | N. A. | N. A. | N. A. | H0105.2000 | N. A. | N. A. | N. A. | SEMIFINISHED GOODS | ADLER™ | N. A. |  | N. A. | N. A. | N. A. |  | N. A. | N. A. | N. A. | N. A. | N. A. | N. A. | N. A. | N. A. | N. A. |  | N. A. | SUB COMPONENTS | 0 | Added New Subcomponent Codes as per ECE E0030718 dtd. 21JUL2018 by Dinesh Khake | N | INSTRUMENTS |  | No | No | N. A. | N. A. | N. A. | N. A.
H0105.2000 | H0105.2800 | MODULAR TRIAL HEAD DIA 28/0, ADLER |  | H0105.2800 & H0105.2800.01 | 05 | 2019-03-24 | N. A. | N. A. | N. A. | QPF/H0105.2000 | N. A. | N. A. | N. A. | N. A. | N. A. | PS/H0105.2000 | N. A. | N. A. | N. A. | N. A. | N. A. | H0105.2000 | TF-IN | IU/5 | Class B | FINISHED GOODS | MODULOC™ | MODULAR TRIAL HEAD | DIA 28/0 | 17 | No | Yes |  | No | N. A. | No | N. A. | No | Yes | No | No | M. L.: MFG/MD/2023/000312 |  | 1 | ADLER PRODUCTS\INSTRUMENTS \JRP_INSTRUMENTS | 0 | CHANGED DETAILS OF COLUMN M & N AGAINTS ECR E0130719 ON 18AUG2019 | N | Implant Trials |  | No | No | Yes | No | Yes | N. A.
H0105.2000 | H0105.2800.01 | Modular Trial Head Dia. 28/0, Adler, Blank |  | H0105.2800.01 | N. A. | N. A. | N. A. | N. A. | N. A. | N. A. | N. A. | N. A. | N. A. | N. A. | N. A. | PS/H0105.2000.01 | N. A. | N. A. | N. A. | N. A. | N. A. | H0105.2000 | N. A. | N. A. | N. A. | SEMIFINISHED GOODS | ADLER™ | N. A. |  | N. A. | N. A. | N. A. |  | N. A. | N. A. | N. A. | N. A. | N. A. | N. A. | N. A. | N. A. | N. A. |  | N. A. | SUB COMPONENTS | 0 | Added New Subcomponent Codes as per ECE E0030718 dtd. 21JUL2018 by Dinesh Khake | N | INSTRUMENTS |  | No | No | N. A. | N. A. | N. A. | N. A.
H0105.2000 | H0105.2835 | MODULAR TRIAL HEAD DIA 28/+3.5, ADLER |  | H0105.2835 & H0105.2835.01 | 05 | 2019-03-24 | N. A. | N. A. | N. A. | QPF/H0105.2000 | N. A. | N. A. | N. A. | N. A. | N. A. | PS/H0105.2000 | N. A. | N. A. | N. A. | N. A. | N. A. | H0105.2000 | TF-IN | IU/5 | Class B | FINISHED GOODS | MODULOC™ | MODULAR TRIAL HEAD | DIA 28/+3.5 | 17 | No | Yes |  | No | N. A. | No | N. A. | No | Yes | No | No | M. L.: MFG/MD/2023/000312 |  | 1 | ADLER PRODUCTS\INSTRUMENTS \JRP_INSTRUMENTS | 0 | CHANGED DETAILS OF COLUMN M & N AGAINTS ECR E0130719 ON 18AUG2019 | N | Implant Trials |  | No | No | Yes | No | Yes | N. A.
H0105.2000 | H0105.2835.01 | Modular Trial Head Dia. 28/+3.5, Adler, Blank |  | H0105.2835.01 | N. A. | N. A. | N. A. | N. A. | N. A. | N. A. | N. A. | N. A. | N. A. | N. A. | N. A. | PS/H0105.2000.01 | N. A. | N. A. | N. A. | N. A. | N. A. | H0105.2000 | N. A. | N. A. | N. A. | SEMIFINISHED GOODS | ADLER™ | N. A. |  | N. A. | N. A. | N. A. |  | N. A. | N. A. | N. A. | N. A. | N. A. | N. A. | N. A. | N. A. | N. A. |  | N. A. | SUB COMPONENTS | 0 | Added New Subcomponent Codes as per ECE E0030718 dtd. 21JUL2018 by Dinesh Khake | N | INSTRUMENTS |  | No | No | N. A. | N. A. | N. A. | N. A.
H0105.2000 | H0105.2875 | MODULAR TRIAL HEAD DIA 28/+7.5, ADLER |  | H0105.2875 & H0105.2875.01 | 05 | 2019-03-24 | N. A. | N. A. | N. A. | QPF/H0105.2000 | N. A. | N. A. | N. A. | N. A. | N. A. | PS/H0105.2000 | N. A. | N. A. | N. A. | N. A. | N. A. | H0105.2000 | TF-IN | IU/5 | Class B | FINISHED GOODS | MODULOC™ | MODULAR TRIAL HEAD | DIA 28/+7.5 | 17 | No | Yes |  | No | N. A. | No | N. A. | No | Yes | No | No | M. L.: MFG/MD/2023/000312 |  | 1 | ADLER PRODUCTS\INSTRUMENTS \JRP_INSTRUMENTS | 0 | CHANGED DETAILS OF COLUMN M & N AGAINTS ECR E0130719 ON 18AUG2019 | N | Implant Trials |  | No | No | Yes | No | Yes | N. A.
H0105.2000 | H0105.2875.01 | Modular Trial Head Dia. 28/+7.5, Adler, Blank |  | H0105.2875.01 | N. A. | N. A. | N. A. | N. A. | N. A. | N. A. | N. A. | N. A. | N. A. | N. A. | N. A. | PS/H0105.2000.01 | N. A. | N. A. | N. A. | N. A. | N. A. | H0105.2000 | N. A. | N. A. | N. A. | SEMIFINISHED GOODS | ADLER™ | N. A. |  | N. A. | N. A. | N. A. |  | N. A. | N. A. | N. A. | N. A. | N. A. | N. A. | N. A. | N. A. | N. A. |  | N. A. | SUB COMPONENTS | 0 | Added New Subcomponent Codes as per ECE E0030718 dtd. 21JUL2018 by Dinesh Khake | N | INSTRUMENTS |  | No | No | N. A. | N. A. | N. A. | N. A.
H0105.2000 | H0105.2900 | MODULAR TRIAL HEAD DIA 28/+10, ADLER |  | H0105.2900 & H0105.2900.01 | 05 | 2019-03-24 | N. A. | N. A. | N. A. | QPF/H0105.2000 | N. A. | N. A. | N. A. | N. A. | N. A. | PS/H0105.2000 | N. A. | N. A. | N. A. | N. A. | N. A. | H0105.2000 | TF-IN | IU/5 | Class B | FINISHED GOODS | MODULOC™ | MODULAR TRIAL HEAD | DIA 28/+10 | 17 | No | Yes |  | No | N. A. | No | N. A. | No | Yes | No | No | M. L.: MFG/MD/2023/000312 |  | 1 | ADLER PRODUCTS\INSTRUMENTS \JRP_INSTRUMENTS | 0 | CHANGED DETAILS OF COLUMN M & N AGAINTS ECR E0130719 ON 18AUG2019 | N | Implant Trials |  | No | No | Yes | No | Yes | N. A.
H0105.2000 | H0105.2900.01 | Modular Trial Head Dia. 28/+10, Adler, Blank |  | H0105.2900.01 | N. A. | N. A. | N. A. | N. A. | N. A. | N. A. | N. A. | N. A. | N. A. | N. A. | N. A. | PS/H0105.2000.01 | N. A. | N. A. | N. A. | N. A. | N. A. | H0105.2000 | N. A. | N. A. | N. A. | SEMIFINISHED GOODS | ADLER™ | N. A. |  | N. A. | N. A. | N. A. |  | N. A. | N. A. | N. A. | N. A. | N. A. | N. A. | N. A. | N. A. | N. A. |  | N. A. | SUB COMPONENTS | 0 | Added New Subcomponent Codes as per ECE E0030718 dtd. 21JUL2018 by Dinesh Khake | N | INSTRUMENTS |  | No | No | N. A. | N. A. | N. A. | N. A.
H0105.2000 | H0105.2925 | Modular Trial Head Dia 28/+12.5, Adler |  | H0105.2925 & H0105.2925.01 | 05 | 2019-03-24 | N. A. | N. A. | N. A. | QPF/H0105.2000 | N. A. | N. A. | N. A. | N. A. | N. A. | PS/H0105.2000 | N. A. | N. A. | N. A. | N. A. | N. A. | H0105.2000 | TF-IN | IU/5 | Class B | FINISHED GOODS | MODULOC™ | MODULAR TRIAL HEAD | DIA 28/+12.5 | 17 | No | Yes |  | No | N. A. | No | N. A. | No | Yes | No | No | M. L.: MFG/MD/2023/000312 |  | 1 | ADLER PRODUCTS\INSTRUMENTS \JRP_INSTRUMENTS | 0 | CHANGED DETAILS OF COLUMN M & N AGAINTS ECR E0130719 ON 18AUG2019 | N | Implant Trials |  | No | No | Yes | No | Yes | N. A.
H0105.2000 | H0105.2925.01 | Modular Trial Head Dia. 28/+12.5, Adler, Blank |  | H0105.2925.01 | N. A. | N. A. | N. A. | N. A. | N. A. | N. A. | N. A. | N. A. | N. A. | N. A. | N. A. | PS/H0105.2000.01 | N. A. | N. A. | N. A. | N. A. | N. A. | H0105.2000 | N. A. | N. A. | N. A. | SEMIFINISHED GOODS | ADLER™ | N. A. |  | N. A. | N. A. | N. A. |  | N. A. | N. A. | N. A. | N. A. | N. A. | N. A. | N. A. | N. A. | N. A. |  | N. A. | SUB COMPONENTS | 0 | Added New Subcomponent Codes as per ECE E0030718 dtd. 21JUL2018 by Dinesh Khake | N | INSTRUMENTS |  | No | No | N. A. | N. A. | N. A. | N. A.
H0105.2000 | H0105.2930 | MODULAR TRIAL HEAD DIA 28/+13, ADLER |  | H0105.2930 | #N/A | #N/A | N. A. | N. A. | N. A. | QPF/H0105.2000 | #N/A | #N/A | #N/A | #N/A | #N/A | PS/H0105.2000 | #N/A | #N/A | #N/A | #N/A | #N/A | H0105.2000 | TF-IN | IU/5 | Class B | FINISHED GOODS | ADLER™ | MODULAR TRIAL HEAD | DIA 28/+13 | 17 | No | Yes |  | No | N. A. | No | N. A. | No | Yes | No | No | M. L.: MFG/MD/2023/000312 |  | 1 | ADLER PRODUCTS\INSTRUMENTS \JRP_INSTRUMENTS | 0 | CHANGED BRAND NAME, FAMILY GROUP, SNN DESCRIPTION AS PER EMAIL FROM ASP DTD 19JUN2020 ON 21JUN2020 | Y | Implant Trials |  | No | No | Yes | No | Yes | N. A.
H0105.2000 | H0105.3500 | TRIAL RASP ADAPTOR, LEGEND/ENDOFIT |  | H0105.3500 | 01 | 2020-05-09 | N. A. | N. A. | N. A. | QPF/H0105.3500 | N. A. | N. A. | N. A. | N. A. | N. A. | PS/H0105.3500 | 00 | 2019-01-18 | N. A. | N. A. | N. A. | H0105.3500 | TF-IN | IU/5 | Class B | FINISHED GOODS | MODULOC™ | TRIAL RASP ADAPTOR |  | 17 | No | Yes |  | No | N. A. | No | N. A. | No | Yes | No | No | M. L.: MFG/MD/2023/000312 |  | 1 | ADLER PRODUCTS\INSTRUMENTS \JRP_INSTRUMENTS | 0 | CHANGED DETAILS OF COLUMN M & N AGAINTS ECR E0130719 ON 18AUG2019 | N | Implant Trials |  | No | No | Yes | No | Yes | N. A.
H0105.3500 | H0105.3500.01 | TRIAL RASP ADAPTOR, LEGEND/ENDOFIT,MAIN BODY |  | H0105.3500 | 01 | 2020-05-09 | N. A. | N. A. | N. A. | QPF/H0105.3500 | 00 | 2013-04-24 | N. A. | N. A. | N. A. | PS/H0105.3500.01 | 00 | 2019-01-18 | N. A. | N. A. | N. A. | D1501.1508 | N. A. | N. A. | N. A. | SEMIFINISHED GOODS | N. A. | N. A. | N. A. | N. A. | N. A. | N. A. |  | N. A. | N. A. | N. A. | N. A. | N. A. | N. A. | N. A. | N. A. | N. A. | N. A. | 1 | SUB COMPONENTS | 0 | ADDED NEW CODE NO AS PER EMAIL FROM PRATIK DTD07NOV2018 ON 07NOV2018. | N | SUB COMPONENTS |  | No | No | N. A. | N. A. | N. A. | N. A.
H0105.3501 | H0105.3501 | LEGEND BROACH, TRIAL ADAPTER |  | H0105.3501 | 00 | 2019-09-29 | N. A. | N. A. | N. A. | QPR/H0105.3501 | N. A. | N. A. | N. A. | N. A. | N. A. | PS/PUR001 | 00 | 2019-05-29 | N. A. | N. A. | N. A. | H0105.3501 | TF-IN | IU/5 | Class A | FINISHED GOODS | LEGEND™ | TRIAL ADAPTER |  | 17 | No | Yes |  | No | N. A. | No | N. A. | No | Yes | No | No | M. L.: MFG/MD/2022/63252 |  | 1 | ADLER PRODUCTS\LEGEND PRODUCTS\INSTRUMENTS | 0 | VL number changed to ML number | N | Instrument system for bipolar hip system |  | No | No | Yes | No | Yes | N. A.
H0105.3501 | H0105.3501.01 | LEGEND BROACH, TRIAL ADAPTER, SPRING |  | H0105.3501.01 | 00 | 2019-09-11 | N. A. | N. A. | N. A. | N. A. | N. A. | N. A. | N. A. | N. A. | N. A. | N. A. | N. A. | N. A. | N. A. | N. A. | N. A. | H0105.3501 | N. A. | N. A. | N. A. | SEMIFINISHED GOODS | N. A. | N. A. | N. A. | N. A. | N. A. | N. A. |  | N. A. | N. A. | N. A. | N. A. | N. A. | N. A. | N. A. | N. A. | N. A. |  | 0 | SUB COMPONENTS | 0 | ADDED NEW CODE NO AS PER EMAIL FROM SANIL DTD 22NOV2019 ON 23NOV2019 | N | SUB COMPONENTS |  | No | No | N. A. | N. A. | N. A. | N. A.
H0105.3501 | H0105.3501.02 | LEGEND BROACH, TRIAL ADAPTER, PIN DIA. 2 X 10MM |  | H0105.3501.02 | 00 | 2019-09-29 | N. A. | N. A. | N. A. | N. A. | N. A. | N. A. | N. A. | N. A. | N. A. | N. A. | N. A. | N. A. | N. A. | N. A. | N. A. | H0105.3501 | N. A. | N. A. | N. A. | SEMIFINISHED GOODS | N. A. | N. A. | N. A. | N. A. | N. A. | N. A. |  | N. A. | N. A. | N. A. | N. A. | N. A. | N. A. | N. A. | N. A. | N. A. |  | 0 | SUB COMPONENTS | 0 | ADDED NEW CODE NO AS PER EMAIL FROM SANIL DTD 22NOV2019 ON 23NOV2019 | N | SUB COMPONENTS |  | No | No | N. A. | N. A. | N. A. | N. A.
H0105.3501 | H0105.3501.03 | LEGEND BROACH, TRIAL ADAPTER, RATCHET LEVER |  | H0105.3501.03 | 00 | 2019-09-29 | N. A. | N. A. | N. A. | N. A. | N. A. | N. A. | N. A. | N. A. | N. A. | N. A. | N. A. | N. A. | N. A. | N. A. | N. A. | H0105.3501 | N. A. | N. A. | N. A. | SEMIFINISHED GOODS | N. A. | N. A. | N. A. | N. A. | N. A. | N. A. |  | N. A. | N. A. | N. A. | N. A. | N. A. | N. A. | N. A. | N. A. | N. A. |  | 0 | SUB COMPONENTS | 0 | ADDED NEW CODE NO AS PER EMAIL FROM SANIL DTD 22NOV2019 ON 23NOV2019 | N | SUB COMPONENTS |  | No | No | N. A. | N. A. | N. A. | N. A.
H0105.3501 | H0105.3501.04 | LEGEND BROACH, TRIAL ADAPTER, MAIN BODY |  | H0105.3501.04 | 00 | 2019-09-29 | N. A. | N. A. | N. A. | N. A. | N. A. | N. A. | N. A. | N. A. | N. A. | N. A. | N. A. | N. A. | N. A. | N. A. | N. A. | H0105.3501 | N. A. | N. A. | N. A. | SEMIFINISHED GOODS | N. A. | N. A. | N. A. | N. A. | N. A. | N. A. |  | N. A. | N. A. | N. A. | N. A. | N. A. | N. A. | N. A. | N. A. | N. A. |  | 0 | SUB COMPONENTS | 0 | ADDED NEW CODE NO AS PER EMAIL FROM SANIL DTD 22NOV2019 ON 23NOV2019 | N | SUB COMPONENTS |  | No | No | N. A. | N. A. | N. A. | N. A.
H0209 | H0209.3601 | ENDOFIT STEM 36 MM OFFSET SIZE 0 |  | H0209.3601 | 00 | 2013-02-16 | N. A. | N. A. | N. A. | QPF/H0209 | 11 | 2021-02-21 | N. A. | N. A. | N. A. | PS/H0209 | 07 | 2019-08-08 | 2022-12-01 | 2019-12-01 | N. A. | H0209 | DD-JRP2 | IU/10 | Class D | FINISHED GOODS | ENDOFIT™ | CEMENTED STEM | SIZE 0 - OFFSET 36MM | 02 | YES | No | R | Yes | H0209.3601 | No | N. A. | No | Yes | No | Yes | M. L.: MFG/MD/2021/000369 |  | 1 | ADLER PRODUCTS\MODULOC PRODUCTS\IMPLANTS | 0 | Changed GS1 Code for these Items on 08DEC2021 | N | JOINT REPLACEMENT PROSTHESIS |  | 1/lot | No | Yes | Yes | No | N. A. | SIZE 0 | OFFSET 36MM
H0209 | H0209.3801 | ENDOFIT STEM 38 MM OFFSET SIZE 1 |  | H0209.3801 | 07 | 2019-02-06 | N. A. | N. A. | N. A. | QPF/H0209 | 11 | 2021-02-21 | N. A. | N. A. | N. A. | PS/H0209 | 07 | 2019-08-08 | 2022-12-01 | 2019-12-01 | N. A. | H0209 | DD-JRP2 | IU/10 | Class D | FINISHED GOODS | ENDOFIT™ | CEMENTED STEM | SIZE 1 - OFFSET 38MM | 02 | YES | No | R | Yes | H0209.3801 | No | N. A. | No | Yes | No | Yes | M. L.: MFG/MD/2021/000369 |  | 1 | ADLER PRODUCTS\MODULOC PRODUCTS\IMPLANTS | 0 | Changed GS1 Code for these Items on 08DEC2021 | N | JOINT REPLACEMENT PROSTHESIS |  | 1/lot | No | Yes | Yes | No | N. A. | SIZE 1 | OFFSET 38MM
H0209 | H0209.3802 | ENDOFIT STEM 38 MM OFFSET SIZE 2 |  | H0209.3802 | 07 | 2019-02-06 | N. A. | N. A. | N. A. | QPF/H0209 | 11 | 2021-02-21 | N. A. | N. A. | N. A. | PS/H0209 | 07 | 2019-08-08 | 2022-12-01 | 2019-12-01 | N. A. | H0209 | DD-JRP2 | IU/10 | Class D | FINISHED GOODS | ENDOFIT™ | CEMENTED STEM | SIZE 2 - OFFSET 38MM | 02 | YES | No | R | Yes | H0209.3802 | No | N. A. | No | Yes | No | Yes | M. L.: MFG/MD/2021/000369 |  | 1 | ADLER PRODUCTS\MODULOC PRODUCTS\IMPLANTS | 0 | Changed GS1 Code for these Items on 08DEC2021 | N | JOINT REPLACEMENT PROSTHESIS |  | 1/lot | No | Yes | Yes | No | N. A. | SIZE 2 | OFFSET 38MM
H0209 | H0209.3803 | ENDOFIT STEM 38 MM OFFSET SIZE 3 |  | H0209.3803 | 07 | 2019-02-06 | N. A. | N. A. | N. A. | QPF/H0209 | 11 | 2021-02-21 | N. A. | N. A. | N. A. | PS/H0209 | 07 | 2019-08-08 | 2022-12-01 | 2019-12-01 | N. A. | H0209 | DD-JRP2 | IU/10 | Class D | FINISHED GOODS | ENDOFIT™ | CEMENTED STEM | SIZE 3 - OFFSET 38MM | 02 | YES | No | R | Yes | H0209.3803 | No | N. A. | No | Yes | No | Yes | M. L.: MFG/MD/2021/000369 |  | 1 | ADLER PRODUCTS\MODULOC PRODUCTS\IMPLANTS | 0 | Changed GS1 Code for these Items on 08DEC2021 | N | JOINT REPLACEMENT PROSTHESIS |  | 1/lot | No | Yes | Yes | No | N. A. | SIZE 3 | OFFSET 38MM
H0209 | H0209.3804 | ENDOFIT STEM 38 MM OFFSET SIZE 4 |  | H0209.3804 | 07 | 2019-02-06 | N. A. | N. A. | N. A. | QPF/H0209 | 11 | 2021-02-21 | N. A. | N. A. | N. A. | PS/H0209 | 07 | 2019-08-08 | 2022-12-01 | 2019-12-01 | N. A. | H0209 | DD-JRP2 | IU/10 | Class D | FINISHED GOODS | ENDOFIT™ | CEMENTED STEM | SIZE 4 - OFFSET 38MM | 02 | YES | No | R | Yes | H0209.3804 | No | N. A. | No | Yes | No | Yes | M. L.: MFG/MD/2021/000369 |  | 1 | ADLER PRODUCTS\MODULOC PRODUCTS\IMPLANTS | 0 | Changed GS1 Code for these Items on 08DEC2021 | N | JOINT REPLACEMENT PROSTHESIS |  | 1/lot | No | Yes | Yes | No | N. A. | SIZE 4 | OFFSET 38MM
H0209 | H0209.3805 | ENDOFIT STEM 38 MM OFFSET SIZE 5 |  | H0209.3805 | N. A. | N. A. | N. A. | N. A. | N. A. | QPF/H0209 | 11 | 2021-02-21 | N. A. | N. A. | N. A. | PS/H0209 | 07 | 2019-08-08 | 2022-12-01 | 2019-12-01 | N. A. | H0209 | DD-JRP2 | IU/10 | Class D | FINISHED GOODS | ENDOFIT™ | STEM 38 MM OFFSET SIZE 5 |  | 02 | YES | No | R | Yes | H0209.3805 | No | N. A. | No | Yes | No | Yes | M. L.: MFG/MD/2021/000369 |  | 1 | ADLER PRODUCTS\MODULOC PRODUCTS\IMPLANTS | 0 | CHANGED LABEL FORMAT NUMBER AS PER EMAIL FROM SDW DTD 19JUN2021 ON 19JUN2021 | Y | JOINT REPLACEMENT PROSTHESIS |  | 1/lot | No | Yes | Yes | No | N. A. | SIZE 5 | OFFSET 38MM
H0212 | H0212.1358 | LEGEND CEMENTLESS HIP STEM, 135°, COLLARLESS, SIZE 8 |  | H0212.1358 H0212.1300 H0212.1358A | 00, 01, 00 | 15-09-2022, 07MAY2019, 30APR2020 | N. A. | N. A. | N. A. | QPI/H0212.1358, QPCI/H0212, QPF/H0212 | 03, 01, 02 | 2022-10-02 | N. A. | N. A. | N. A. | PS/H0212 | 05 | 2022-10-11 | N. A. | N. A. | N. A. | H0212 | DD-JRP2 | IU/10 | Class D | FINISHED GOODS | LEGEND™ | CEMENTLESS STEM (COLLARLESS) | SIZE 8 - 135DEG. | 02 | YES | No | R | Yes | H0212.1358 | No | N. A. | No | Yes | No | Yes | M. L.: MFG/MD/2021/000369 |  | 1 | ADLER PRODUCTS\LEGEND PRODUCTS\IMPLANTS | 0 | Corrected/modifed DWG, PS and QP number | N | JOINT REPLACEMENT PROSTHESIS |  | 1/lot | No | Yes | Yes | No | N. A. | SIZE 8 | 135DEG. COLLARLESS
H0212F | H0212.1358F | FORGING FOR ADLER LEGEND CEMENTLESS HIP STEM, SIZE 8 |  | H0212.1358F, H0212.1300F | 01 | 2019-11-07 | N. A. | N. A. | N. A. | QPR/H0212.135X/F | 02 | 2022-10-12 | N. A. | N. A. | N. A. | N. A. | N. A. | N. A. | N. A. | N. A. | N. A. | H0212 | N. A. | N. A. | N. A. | SEMIFINISHED GOODS | N. A. | N. A. | N. A. | N. A. | N. A. | N. A. |  | N. A. | N. A. | N. A. | N. A. | N. A. | N. A. | N. A. | N. A. | N. A. | N. A. | 1 | SUB COMPONENTS | 0 | Added new product as requested by Design Development Department on 26AUG2012 | N | SUB COMPONENTS |  | No | No | N. A. | N. A. | N. A. | N. A.
H0212 | H0212.1359 | LEGEND CEMENTLESS HIP STEM, 135°, COLLARLESS, SIZE 9 |  | H0212.1359 H0212.1300 H0212.1359A | 00, 01,00 | 15-09-2022, 07MAY2019, 30APR2020 | N. A. | N. A. | N. A. | QPI/H0212.1358, QPCI/H0212, QPF/H0212 | 03, 01, 02 | 2022-10-02 | N. A. | N. A. | N. A. | PS/H0212 | 05 | 2022-10-11 | N. A. | N. A. | N. A. | H0212 | DD-JRP2 | IU/10 | Class D | FINISHED GOODS | LEGEND™ | CEMENTLESS STEM (COLLARLESS) | SIZE 9 - 135DEG. | 02 | YES | No | R | Yes | H0212.1359 | No | N. A. | No | Yes | No | Yes | M. L.: MFG/MD/2021/000369 |  | 1 | ADLER PRODUCTS\LEGEND PRODUCTS\IMPLANTS | 0 | Corrected/modifed DWG, PS and QP number | N | JOINT REPLACEMENT PROSTHESIS |  | 1/lot | No | Yes | Yes | No | N. A. | SIZE 9 | 135DEG. COLLARLESS
H0212F | H0212.1359F | FORGING FOR ADLER LEGEND CEMENTLESS HIP STEM, SIZE 9 |  | H0212.1359F, H0212.1300F | 00 | 2022-10-12 | N. A. | N. A. | N. A. | QPR/H0212.135X/F | 02 | 2022-10-12 | N. A. | N. A. | N. A. | N. A. | N. A. | N. A. | N. A. | N. A. | N. A. | H0212 | N. A. | N. A. | N. A. | SEMIFINISHED GOODS | N. A. | N. A. | N. A. | N. A. | N. A. | N. A. |  | N. A. | N. A. | N. A. | N. A. | N. A. | N. A. | N. A. | N. A. | N. A. | N. A. | 1 | SUB COMPONENTS | 0 | CHANGED DWG AGAINST ECR E021022 AND CHANGED QPR AGAINST ECR E060922 | N | SUB COMPONENTS |  | No | No | N. A. | N. A. | N. A. | N. A.
H0212 | H0212.1360 | LEGEND CEMENTLESS HIP STEM, 135°, COLLARLESS, SIZE 10 |  | H0212.1360 H0212.1300 H0212.1360A | 00, 01, 00 | 15-09-2022, 07MAY2019, 01MAY2020 | N. A. | N. A. | N. A. | QPI/H0212.1358, QPCI/H0212, QPF/H0212 | 03, 01, 02 | 2022-10-02 | N. A. | N. A. | N. A. | PS/H0212 | 05 | 2022-10-11 | N. A. | N. A. | N. A. | H0212 | DD-JRP2 | IU/10 | Class D | FINISHED GOODS | LEGEND™ | CEMENTLESS STEM (COLLARLESS) | SIZE 10 - 135DEG. | 02 | YES | No | R | Yes | H0212.1360 | No | N. A. | No | Yes | No | Yes | M. L.: MFG/MD/2021/000369 |  | 1 | ADLER PRODUCTS\LEGEND PRODUCTS\IMPLANTS | 0 | Corrected/modifed DWG, PS and QP number | N | JOINT REPLACEMENT PROSTHESIS |  | 1/lot | No | Yes | Yes | No | N. A. | SIZE 10 | 135DEG. COLLARLESS
H0212F | H0212.1360F | FORGING FOR ADLER LEGEND CEMENTLESS HIP STEM, SIZE 10 |  | H0212.1360F, H0212.1300F | 00 | 2022-10-12 | N. A. | N. A. | N. A. | QPR/H0212.135X/F | 02 | 2022-10-12 | N. A. | N. A. | N. A. | N. A. | N. A. | N. A. | N. A. | N. A. | N. A. | H0212 | N. A. | N. A. | N. A. | SEMIFINISHED GOODS | N. A. | N. A. | N. A. | N. A. | N. A. | N. A. |  | N. A. | N. A. | N. A. | N. A. | N. A. | N. A. | N. A. | N. A. | N. A. | N. A. | 1 | SUB COMPONENTS | 0 | CHANGED DWG AGAINST ECR E021022 AND CHANGED QPR AGAINST ECR E060922 | N | SUB COMPONENTS |  | No | No | N. A. | N. A. | N. A. | N. A.
H0212 | H0212.1361 | LEGEND CEMENTLESS HIP STEM, 135°, COLLARLESS, SIZE 11 |  | H0212.1361, H0212.1300, H0212.1361A | 00, 01, 00 | 15-09-2022, 07MAY2019, 02MAY2020 | N. A. | N. A. | N. A. | QPI/H0212.1358, QPCI/H0212, QPF/H0212 | 03, 01, 02 | 2022-10-02 | N. A. | N. A. | N. A. | PS/H0212 | 05 | 2022-10-11 | N. A. | N. A. | N. A. | H0212 | DD-JRP2 | IU/10 | Class D | FINISHED GOODS | LEGEND™ | CEMENTLESS STEM (COLLARLESS) | SIZE 11 - 135DEG. | 02 | YES | No | R | Yes | H0212.1361 | No | N. A. | No | Yes | No | Yes | M. L.: MFG/MD/2021/000369 |  | 1 | ADLER PRODUCTS\LEGEND PRODUCTS\IMPLANTS | 0 | Corrected/modifed DWG, PS and QP number | N | JOINT REPLACEMENT PROSTHESIS |  | 1/lot | No | Yes | Yes | No | N. A. | SIZE 11 | 135DEG. COLLARLESS
H0212F | H0212.1361F | FORGING FOR ADLER LEGEND CEMENTLESS HIP STEM, SIZE 11 |  | H0212.1361F, H0212.1300F | 00 | 2022-10-12 | N. A. | N. A. | N. A. | QPR/H0212.135X/F | 02 | 2022-10-12 | N. A. | N. A. | N. A. | N. A. | N. A. | N. A. | N. A. | N. A. | N. A. | H0212 | N. A. | N. A. | N. A. | SEMIFINISHED GOODS | N. A. | N. A. | N. A. | N. A. | N. A. | N. A. |  | N. A. | N. A. | N. A. | N. A. | N. A. | N. A. | N. A. | N. A. | N. A. | N. A. | 1 | SUB COMPONENTS | 0 | CHANGED DWG AGAINST ECR E021022 AND CHANGED QPR AGAINST ECR E060922 | N | SUB COMPONENTS |  | No | No | N. A. | N. A. | N. A. | N. A.
H0212 | H0212.1362 | LEGEND CEMENTLESS HIP STEM, 135°, COLLARLESS, SIZE 12 |  | H0212.1362, H0212.1300, H0212.1362A | 00, 01, 0 | 15-09-2022, 07MAY2019, 02MAY2020 | N. A. | N. A. | N. A. | QPI/H0212.1358, QPCI/H0212, QPF/H0212 | 03, 01, 02 | 2022-10-02 | N. A. | N. A. | N. A. | PS/H0212 | 05 | 2022-10-11 | N. A. | N. A. | N. A. | H0212 | DD-JRP2 | IU/10 | Class D | FINISHED GOODS | LEGEND™ | CEMENTLESS STEM (COLLARLESS) | SIZE 12 - 135DEG. | 02 | YES | No | R | Yes | H0212.1362 | No | N. A. | No | Yes | No | Yes | M. L.: MFG/MD/2021/000369 |  | 1 | ADLER PRODUCTS\LEGEND PRODUCTS\IMPLANTS | 0 | Corrected/modifed DWG, PS and QP number | N | JOINT REPLACEMENT PROSTHESIS |  | 1/lot | No | Yes | Yes | No | N. A. | SIZE 12 | 135DEG. COLLARLESS
H0212F | H0212.1362F | FORGING FOR ADLER LEGEND CEMENTLESS HIP STEM, SIZE 12 |  | H0212.1362F, H0212.1300F | 00 | 2022-10-12 | N. A. | N. A. | N. A. | QPR/H0212.135X/F | 02 | 2022-10-12 | N. A. | N. A. | N. A. | N. A. | N. A. | N. A. | N. A. | N. A. | N. A. | H0212 | N. A. | N. A. | N. A. | SEMIFINISHED GOODS | N. A. | N. A. | N. A. | N. A. | N. A. | N. A. |  | N. A. | N. A. | N. A. | N. A. | N. A. | N. A. | N. A. | N. A. | N. A. | N. A. | 1 | SUB COMPONENTS | 0 | CHANGED DWG AGAINST ECR E021022 AND CHANGED QPR AGAINST ECR E060922 | N | SUB COMPONENTS |  | No | No | N. A. | N. A. | N. A. | N. A.
H0212 | H0212.1363 | LEGEND CEMENTLESS HIP STEM, 135°, COLLARLESS, SIZE 13 |  | H0212.1363 H0212.1300 H0212.1363A | 00, 01, 00 | 15-09-2022, 07MAY2019, 04MAY2020 | N. A. | N. A. | N. A. | QPI/H0212.1358, QPCI/H0212, QPF/H0212 | 03, 01, 02 | 2022-10-02 | N. A. | N. A. | N. A. | PS/H0212 | 05 | 2022-10-11 | N. A. | N. A. | N. A. | H0212 | DD-JRP2 | IU/10 | Class D | FINISHED GOODS | LEGEND™ | CEMENTLESS STEM (COLLARLESS) | SIZE 13 - 135DEG. | 02 | YES | No | R | Yes | H0212.1363 | No | N. A. | No | Yes | No | Yes | M. L.: MFG/MD/2021/000369 |  | 1 | ADLER PRODUCTS\LEGEND PRODUCTS\IMPLANTS | 0 | Corrected/modifed DWG, PS and QP number | N | JOINT REPLACEMENT PROSTHESIS |  | 1/lot | No | Yes | Yes | No | N. A. | SIZE 13 | 135DEG. COLLARLESS
H0212F | H0212.1363F | FORGING FOR ADLER LEGEND CEMENTLESS HIP STEM, SIZE 13 |  | H0212.1363F, H0212.1300F | 00 | 2022-10-12 | N. A. | N. A. | N. A. | QPR/H0212.135X/F | 02 | 2022-10-12 | N. A. | N. A. | N. A. | N. A. | N. A. | N. A. | N. A. | N. A. | N. A. | H0212 | N. A. | N. A. | N. A. | SEMIFINISHED GOODS | N. A. | N. A. | N. A. | N. A. | N. A. | N. A. |  | N. A. | N. A. | N. A. | N. A. | N. A. | N. A. | N. A. | N. A. | N. A. | N. A. | 1 | SUB COMPONENTS | 0 | CHANGED DWG AGAINST ECR E021022 AND CHANGED QPR AGAINST ECR E060922 | N | SUB COMPONENTS |  | No | No | N. A. | N. A. | N. A. | N. A.
H0212 | H0212.1364 | LEGEND CEMENTLESS HIP STEM, 135°, COLLARLESS, SIZE 14 |  | H0212.1364, H0212.1300, H0212.1364A | 00, 01, 00 | 15-09-2022, 07MAY2019, 05MAY2020 | N. A. | N. A. | N. A. | QPI/H0212.1358, QPCI/H0212, QPF/H0212 | 03, 01, 02 | 2022-10-02 | N. A. | N. A. | N. A. | PS/H0212 | 05 | 2022-10-11 | N. A. | N. A. | N. A. | H0212 | DD-JRP2 | IU/10 | Class D | FINISHED GOODS | LEGEND™ | CEMENTLESS STEM (COLLARLESS) | SIZE 14 - 135DEG. | 02 | YES | No | R | Yes | H0212.1364 | No | N. A. | No | Yes | No | Yes | M. L.: MFG/MD/2021/000369 |  | 1 | ADLER PRODUCTS\LEGEND PRODUCTS\IMPLANTS | 0 | Corrected/modifed DWG, PS and QP number | N | JOINT REPLACEMENT PROSTHESIS |  | 1/lot | No | Yes | Yes | No | N. A. | SIZE 14 | 135DEG. COLLARLESS
H0212F | H0212.1364F | FORGING FOR ADLER LEGEND CEMENTLESS HIP STEM, SIZE 14 |  | H0212.1364F, H0212.1300F | 00 | 2022-10-12 | N. A. | N. A. | N. A. | QPR/H0212.135X/F | 02 | 2022-10-12 | N. A. | N. A. | N. A. | N. A. | N. A. | N. A. | N. A. | N. A. | N. A. | H0212 | N. A. | N. A. | N. A. | SEMIFINISHED GOODS | N. A. | N. A. | N. A. | N. A. | N. A. | N. A. |  | N. A. | N. A. | N. A. | N. A. | N. A. | N. A. | N. A. | N. A. | N. A. | N. A. | 1 | SUB COMPONENTS | 0 | CHANGED DWG AGAINST ECR E021022 AND CHANGED QPR AGAINST ECR E060922 | N | SUB COMPONENTS |  | No | No | N. A. | N. A. | N. A. | N. A.
H0306 | H0306.0637 | MODULOC BIPOLAR CUP 37/22 |  | H0306.0637 | 03 | 2014-07-02 | N. A. | N. A. | N. A. | QPF/H0306 | 07 | 2022-08-03 | N. A. | N. A. | N. A. | PS/H0306.06 | 06 | 2020-05-09 | 2024-02-05 | N. A. | N. A. | H0306 | TMF-2 | IU/6 | Class C | FINISHED GOODS | MODULOC™ | MODULOC BIPOLAR CUP | 37/22 | 02 | YES | No | EO | Yes | H0306.0637 | No | N. A. | No | Yes | No | Yes | M. L.: MFG/MD/2021/000369 |  | 1 | ADLER PRODUCTS\MODULOC PRODUCTS\IMPLANTS | 0 | Changed GS1 Code for these Items on 08DEC2021 | N | JOINT REPLACEMENT PROSTHESIS |  | 1/lot | No | Yes | Yes | No | N. A. | 37MM | USE WITH 22.2MM HEAD
H0306 | H0306.0637.01 | PUNCHED SHELL FOR MODULOC BIPOLAR CUP, 37/22 |  | H0306.0637.01 | 02 | 2017-03-04 | N. A. | N. A. | N. A. | N. A. | N. A. | N. A. | N. A. | N. A. | N. A. | PS/H0306.0600.01 | N. A. | N. A. | N. A. | N. A. | N. A. | H0306 | TMF-1 | IU/6 | N. A. | SEMIFINISHED GOODS | N. A. | N. A. | N. A. | N. A. | N. A. | N. A. |  | N. A. | N. A. | N. A. | N. A. | N. A. | N. A. | N. A. | N. A. | N. A. | N. A. | 1 | SUB COMPONENTS | 0 | Required to be added to EnterpriseBiz - based on feedback from Batch Card Demand requirements. | N | HEMI ENDOPROSTHESIS |  | No | No | N. A. | N. A. | N. A. | N. A.
H0306 | H0306.0637.02 | LINER FOR MODULOC BIPOLAR CUP, 37/22 |  | H0306.0637.02 | 01 | 2013-02-28 | N. A. | N. A. | N. A. | N. A. | N. A. | N. A. | N. A. | N. A. | N. A. | PS/H0306.0600.02 | N. A. | N. A. | N. A. | N. A. | N. A. | H0306 | TMF-1 | IU/6 | N. A. | SEMIFINISHED GOODS | N. A. | N. A. | N. A. | N. A. | N. A. | N. A. |  | N. A. | N. A. | N. A. | N. A. | N. A. | N. A. | N. A. | N. A. | N. A. | N. A. | 1 | SUB COMPONENTS | 0 | Required to be added to EnterpriseBiz - based on feedback from Batch Card Demand requirements. | N | HEMI ENDOPROSTHESIS |  | No | No | N. A. | N. A. | N. A. | N. A.
H0306 | H0306.0638 | MODULOC BIPOLAR CUP 38/22 |  | H0306.0638 | 01 | 2014-07-02 | N. A. | N. A. | N. A. | QPF/H0306 | 07 | 2022-08-03 | N. A. | N. A. | N. A. | PS/H0306.06 | 05 | 2019-11-16 | N. A. | N. A. | N. A. | H0306 | TMF-2 | IU/6 | Class C | FINISHED GOODS | MODULOC™ | MODULOC BIPOLAR CUP | 38/22 | 02 | YES | No | EO | Yes | H0306.0638 | No | N. A. | No | Yes | No | Yes | M. L.: MFG/MD/2021/000369 |  | 1 | ADLER PRODUCTS\MODULOC PRODUCTS\IMPLANTS | 0 | Changed GS1 Code for these Items on 08DEC2021 | Y | JOINT REPLACEMENT PROSTHESIS |  | 1/lot | No | Yes | Yes | No | N. A. | 38MM | USE WITH 22.2MM HEAD
H0306 | H0306.0638.02 | LINER FOR MODULOC BIPOLAR CUP, 38/22 |  | H0306.0638.02 | N. A. | N. A. | N. A. | N. A. | N. A. | N. A. | N. A. | N. A. | N. A. | N. A. | N. A. | PS/H0306.0600.02 | N. A. | N. A. | N. A. | N. A. | N. A. | H0306 | TMF-1 | IU/6 | N. A. | SEMIFINISHED GOODS | N. A. | N. A. | N. A. | N. A. | N. A. | N. A. |  | N. A. | N. A. | N. A. | N. A. | N. A. | N. A. | N. A. | N. A. | N. A. | N. A. | 1 | SUB COMPONENTS | 0 | Required to be added to EnterpriseBiz - based on feedback from Batch Card Demand requirements. | N | HEMI ENDOPROSTHESIS |  | No | No | N. A. | N. A. | N. A. | N. A.
H0306 | H0306.0639 | MODULOC BIPOLAR CUP 39/22 |  | H0306.0639 | 06 | 2014-07-02 | N. A. | N. A. | N. A. | QPF/H0306 | 07 | 2022-08-03 | N. A. | N. A. | N. A. | PS/H0306.06 | 05 | 2019-11-16 | N. A. | N. A. | N. A. | H0306 | TMF-2 | IU/6 | Class C | FINISHED GOODS | MODULOC™ | MODULOC BIPOLAR CUP | 39MM - USE WITH 22.2MM HEAD | 02 | YES | No | EO | Yes | H0306.0639 | No | N. A. | No | Yes | No | Yes | M. L.: MFG/MD/2021/000369 |  | 1 | ADLER PRODUCTS\MODULOC PRODUCTS\IMPLANTS | 0 | Changed GS1 Code for these Items on 08DEC2021 | N | JOINT REPLACEMENT PROSTHESIS |  | 1/lot | No | Yes | Yes | No | N. A. | 39MM | USE WITH 22.2MM HEAD
H0306 | H0306.0639.01 | PUNCHED SHELL FOR MODULOC BIPOLAR CUP, 39/22 |  | H0306.0639.01 | 03 | 2017-03-04 | N. A. | N. A. | N. A. | N. A. | N. A. | N. A. | N. A. | N. A. | N. A. | PS/H0306.0600.01 | N. A. | N. A. | N. A. | N. A. | N. A. | H0306 | TMF-2 | IU/6 | N. A. | SEMIFINISHED GOODS | N. A. | N. A. | N. A. | N. A. | N. A. | N. A. |  | N. A. | N. A. | N. A. | N. A. | N. A. | N. A. | N. A. | N. A. | N. A. | N. A. | 1 | SUB COMPONENTS | 0 | Changed Product Group from Joint Replacement Prosthesis to Hemi Endoprosthesis | N | HEMI ENDOPROSTHESIS |  | No | No | N. A. | N. A. | N. A. | N. A.
H0306 | H0306.0639.02 | LINER FOR MODULOC BIPOLAR CUP, 39/22 |  | H0306.0639.02 | N. A. | N. A. | N. A. | N. A. | N. A. | N. A. | N. A. | N. A. | N. A. | N. A. | N. A. | PS/H0306.0600.02 | N. A. | N. A. | N. A. | N. A. | N. A. | H0306 | TMF-1 | IU/6 | N. A. | SEMIFINISHED GOODS | N. A. | N. A. | N. A. | N. A. | N. A. | N. A. |  | N. A. | N. A. | N. A. | N. A. | N. A. | N. A. | N. A. | N. A. | N. A. | N. A. | 1 | SUB COMPONENTS | 0 | Changed Product Group from Joint Replacement Prosthesis to Hemi Endoprosthesis | N | HEMI ENDOPROSTHESIS |  | No | No | N. A. | N. A. | N. A. | N. A.
H0306 | H0306.0640 | MODULOC BIPOLAR CUP 40/22 |  | H0306.0640 | 01 | 2014-07-02 | N. A. | N. A. | N. A. | QPF/H0306 | 07 | 2022-08-03 | N. A. | N. A. | N. A. | PS/H0306.06 | 05 | 2019-11-16 | N. A. | N. A. | N. A. | H0306 | TMF-2 | IU/6 | Class C | FINISHED GOODS | MODULOC™ | MODULOC BIPOLAR CUP | 40/22 | 02 | YES | No | EO | Yes | H0306.0640 | No | N. A. | No | Yes | No | Yes | M. L.: MFG/MD/2021/000369 |  | 1 | ADLER PRODUCTS\MODULOC PRODUCTS\IMPLANTS | 0 | Changed GS1 Code for these Items on 08DEC2021 | Y | JOINT REPLACEMENT PROSTHESIS |  | 1/lot | No | Yes | Yes | No | N. A. | 40MM | USE WITH 22.2MM HEAD
H0306 | H0306.0640.01 | PUNCHED SHELL FOR MODULOC BIPOLAR CUP, 40/22 |  | H0306.0640.01 | 00 | 2013-02-14 | N. A. | N. A. | N. A. | N. A. | N. A. | N. A. | N. A. | N. A. | N. A. | PS/H0306.0600.01 | N. A. | N. A. | N. A. | N. A. | N. A. | H0306 | TMF-1 | IU/6 | N. A. | SEMIFINISHED GOODS | N. A. | N. A. | N. A. | N. A. | N. A. | N. A. |  | N. A. | N. A. | N. A. | N. A. | N. A. | N. A. | N. A. | N. A. | N. A. | N. A. | 1 | SUB COMPONENTS | 0 | Required to be added to EnterpriseBiz - based on feedback from Batch Card Demand requirements. | N | HEMI ENDOPROSTHESIS |  | No | No | N. A. | N. A. | N. A. | N. A.
H0306 | H0306.0640.02 | LINER FOR MODULOC BIPOLAR CUP, 40/22 |  | H0306.0640.02 | N. A. | N. A. | N. A. | N. A. | N. A. | N. A. | N. A. | N. A. | N. A. | N. A. | N. A. | PS/H0306.0600.02 | N. A. | N. A. | N. A. | N. A. | N. A. | H0306 | TMF-1 | IU/6 | N. A. | SEMIFINISHED GOODS | N. A. | N. A. | N. A. | N. A. | N. A. | N. A. |  | N. A. | N. A. | N. A. | N. A. | N. A. | N. A. | N. A. | N. A. | N. A. | N. A. | 1 | SUB COMPONENTS | 0 | Required to be added to EnterpriseBiz - based on feedback from Batch Card Demand requirements. | N | HEMI ENDOPROSTHESIS |  | No | No | N. A. | N. A. | N. A. | N. A.
H0306 | H0306.0641 | MODULOC BIPOLAR CUP 41/22 |  | H0306.0641 | 06 | 2014-07-02 | N. A. | N. A. | N. A. | QPF/H0306 | 07 | 2022-08-03 | N. A. | N. A. | N. A. | PS/H0306.06 | 05 | 2019-11-16 | N. A. | N. A. | N. A. | H0306 | TMF-2 | IU/6 | Class C | FINISHED GOODS | MODULOC™ | MODULOC BIPOLAR CUP | 41MM - USE WITH 22.2MM HEAD | 02 | YES | No | EO | Yes | H0306.0641 | No | N. A. | No | Yes | No | Yes | M. L.: MFG/MD/2021/000369 |  | 1 | ADLER PRODUCTS\MODULOC PRODUCTS\IMPLANTS | 0 | Changed GS1 Code for these Items on 08DEC2021 | N | JOINT REPLACEMENT PROSTHESIS |  | 1/lot | No | Yes | Yes | No | N. A. | 41MM | USE WITH 22.2MM HEAD
H0306 | H0306.0641.01 | PUNCHED SHELL FOR MODULOC BIPOLAR CUP, 41/22 |  | H0306.0641.01 | 03 | 2017-03-04 | N. A. | N. A. | N. A. | N. A. | N. A. | N. A. | N. A. | N. A. | N. A. | PS/H0306.0600.01 | N. A. | N. A. | N. A. | N. A. | N. A. | H0306 | TMF-2 | IU/6 | N. A. | SEMIFINISHED GOODS | N. A. | N. A. | N. A. | N. A. | N. A. | N. A. |  | N. A. | N. A. | N. A. | N. A. | N. A. | N. A. | N. A. | N. A. | N. A. | N. A. | 1 | SUB COMPONENTS | 0 | Changed Product Group from Joint Replacement Prosthesis to Hemi Endoprosthesis | N | HEMI ENDOPROSTHESIS |  | No | No | N. A. | N. A. | N. A. | N. A.
H0306 | H0306.0641.02 | LINER FOR MODULOC BIPOLAR CUP, 41/22 |  | H0306.0641.02 | N. A. | N. A. | N. A. | N. A. | N. A. | N. A. | N. A. | N. A. | N. A. | N. A. | N. A. | PS/H0306.0600.02 | N. A. | N. A. | N. A. | N. A. | N. A. | H0306 | TMF-2 | IU/6 | N. A. | SEMIFINISHED GOODS | N. A. | N. A. | N. A. | N. A. | N. A. | N. A. |  | N. A. | N. A. | N. A. | N. A. | N. A. | N. A. | N. A. | N. A. | N. A. | N. A. | 1 | SUB COMPONENTS | 0 | Changed Product Group from Joint Replacement Prosthesis to Hemi Endoprosthesis | N | HEMI ENDOPROSTHESIS |  | No | No | N. A. | N. A. | N. A. | N. A.
H0306 | H0306.0642 | MODULOC BIPOLAR CUP 42/22 |  | H0306.0642 | 01 | 2014-07-02 | N. A. | N. A. | N. A. | QPF/H0306 | 07 | 2022-08-03 | N. A. | N. A. | N. A. | PS/H0306.06 | 05 | 2019-11-16 | N. A. | N. A. | N. A. | H0306 | TMF-2 | IU/6 | Class C | FINISHED GOODS | MODULOC™ | MODULOC BIPOLAR CUP | 42/22 | 02 | YES | No | EO | Yes | H0306.0642 | No | N. A. | No | Yes | No | Yes | M. L.: MFG/MD/2021/000369 |  | 1 | ADLER PRODUCTS\MODULOC PRODUCTS\IMPLANTS | 0 | Changed GS1 Code for these Items on 08DEC2021 | Y | JOINT REPLACEMENT PROSTHESIS |  | 1/lot | No | Yes | Yes | No | N. A. | 42MM | USE WITH 22.2MM HEAD
H0306 | H0306.0642.01 | PUNCHED SHELL FOR MODULOC BIPOLAR CUP, 42/22 |  | H0306.0642.01 | 00 | 2013-02-14 | N. A. | N. A. | N. A. | N. A. | N. A. | N. A. | N. A. | N. A. | N. A. | PS/H0306.0600.01 | N. A. | N. A. | N. A. | N. A. | N. A. | H0306 | TMF-1 | IU/6 | N. A. | SEMIFINISHED GOODS | N. A. | N. A. | N. A. | N. A. | N. A. | N. A. |  | N. A. | N. A. | N. A. | N. A. | N. A. | N. A. | N. A. | N. A. | N. A. | N. A. | 1 | SUB COMPONENTS | 0 | Required to be added to EnterpriseBiz - based on feedback from Batch Card Demand requirements. | N | HEMI ENDOPROSTHESIS |  | No | No | N. A. | N. A. | N. A. | N. A.
H0306 | H0306.0642.02 | LINER FOR MODULOC BIPOLAR CUP, 42/22 |  | H0306.0642.02 | N. A. | N. A. | N. A. | N. A. | N. A. | N. A. | N. A. | N. A. | N. A. | N. A. | N. A. | PS/H0306.0600.02 | N. A. | N. A. | N. A. | N. A. | N. A. | H0306 | TMF-1 | IU/6 | N. A. | SEMIFINISHED GOODS | N. A. | N. A. | N. A. | N. A. | N. A. | N. A. |  | N. A. | N. A. | N. A. | N. A. | N. A. | N. A. | N. A. | N. A. | N. A. | N. A. | 1 | SUB COMPONENTS | 0 | Required to be added to EnterpriseBiz - based on feedback from Batch Card Demand requirements. | N | HEMI ENDOPROSTHESIS |  | No | No | N. A. | N. A. | N. A. | N. A.
H0306 | H0306.0643 | MODULOC BIPOLAR CUP 43/22 |  | H0306.0643 | 06 | 2014-07-02 | N. A. | N. A. | N. A. | QPF/H0306 | 07 | 2022-08-03 | N. A. | N. A. | N. A. | PS/H0306.06 | 05 | 2019-11-16 | N. A. | N. A. | N. A. | H0306 | TMF-2 | IU/6 | Class C | FINISHED GOODS | MODULOC™ | MODULOC BIPOLAR CUP | 43MM - USE WITH 22.2MM HEAD | 02 | YES | No | EO | Yes | H0306.0643 | No | N. A. | No | Yes | No | Yes | M. L.: MFG/MD/2021/000369 |  | 1 | ADLER PRODUCTS\MODULOC PRODUCTS\IMPLANTS | 0 | Changed GS1 Code for these Items on 08DEC2021 | N | JOINT REPLACEMENT PROSTHESIS |  | 1/lot | No | Yes | Yes | No | N. A. | 43MM | USE WITH 22.2MM HEAD
H0306 | H0306.0643.01 | PUNCHED SHELL FOR MODULOC BIPOLAR CUP, 43/22 |  | H0306.0643.01 | 03 | 2017-03-04 | N. A. | N. A. | N. A. | N. A. | N. A. | N. A. | N. A. | N. A. | N. A. | PS/H0306.0600.01 | N. A. | N. A. | N. A. | N. A. | N. A. | H0306 | TMF-2 | IU/6 | N. A. | SEMIFINISHED GOODS | N. A. | N. A. | N. A. | N. A. | N. A. | N. A. |  | N. A. | N. A. | N. A. | N. A. | N. A. | N. A. | N. A. | N. A. | N. A. | N. A. | 1 | SUB COMPONENTS | 0 | Changed Product Group from Joint Replacement Prosthesis to Hemi Endoprosthesis | N | HEMI ENDOPROSTHESIS |  | No | No | N. A. | N. A. | N. A. | N. A.
H0306 | H0306.0643.02 | LINER FOR MODULOC BIPOLAR CUP, 43/22 |  | H0306.0643.02 | N. A. | N. A. | N. A. | N. A. | N. A. | N. A. | N. A. | N. A. | N. A. | N. A. | N. A. | PS/H0306.0600.02 | N. A. | N. A. | N. A. | N. A. | N. A. | H0306 | TMF-2 | IU/6 | N. A. | SEMIFINISHED GOODS | N. A. | N. A. | N. A. | N. A. | N. A. | N. A. |  | N. A. | N. A. | N. A. | N. A. | N. A. | N. A. | N. A. | N. A. | N. A. | N. A. | 1 | SUB COMPONENTS | 0 | Changed Product Group from Joint Replacement Prosthesis to Hemi Endoprosthesis | N | HEMI ENDOPROSTHESIS |  | No | No | N. A. | N. A. | N. A. | N. A.
H0306 | H0306.0644 | MODULOC BIPOLAR CUP 44/22 |  | H0306.0644 | 01 | 2014-07-02 | N. A. | N. A. | N. A. | QPF/H0306 | 07 | 2022-08-03 | N. A. | N. A. | N. A. | PS/H0306.06 | 05 | 2019-11-16 | N. A. | N. A. | N. A. | H0306 | TMF-2 | IU/6 | Class C | FINISHED GOODS | MODULOC™ | MODULOC BIPOLAR CUP | 44/22 | 02 | YES | No | EO | Yes | H0306.0644 | No | N. A. | No | Yes | No | Yes | M. L.: MFG/MD/2021/000369 |  | 1 | ADLER PRODUCTS\MODULOC PRODUCTS\IMPLANTS | 0 | Changed GS1 Code for these Items on 08DEC2021 | Y | JOINT REPLACEMENT PROSTHESIS |  | 1/lot | No | Yes | Yes | No | N. A. | 44MM | USE WITH 22.2MM HEAD
H0306 | H0306.0644.01 | PUNCHED SHELL FOR MODULOC BIPOLAR CUP, 44/22 |  | H0306.0644.01 | 00 | 2013-02-14 | N. A. | N. A. | N. A. | N. A. | N. A. | N. A. | N. A. | N. A. | N. A. | PS/H0306.0600.01 | N. A. | N. A. | N. A. | N. A. | N. A. | H0306 | TMF-1 | IU/6 | N. A. | SEMIFINISHED GOODS | N. A. | N. A. | N. A. | N. A. | N. A. | N. A. |  | N. A. | N. A. | N. A. | N. A. | N. A. | N. A. | N. A. | N. A. | N. A. | N. A. | 1 | SUB COMPONENTS | 0 | Required to be added to EnterpriseBiz - based on feedback from Batch Card Demand requirements. | N | HEMI ENDOPROSTHESIS |  | No | No | N. A. | N. A. | N. A. | N. A.
H0306 | H0306.0644.02 | LINER FOR MODULOC BIPOLAR CUP, 44/22 |  | H0306.0644.02 | N. A. | N. A. | N. A. | N. A. | N. A. | N. A. | N. A. | N. A. | N. A. | N. A. | N. A. | PS/H0306.0600.02 | N. A. | N. A. | N. A. | N. A. | N. A. | H0306 | TMF-1 | IU/6 | N. A. | SEMIFINISHED GOODS | N. A. | N. A. | N. A. | N. A. | N. A. | N. A. |  | N. A. | N. A. | N. A. | N. A. | N. A. | N. A. | N. A. | N. A. | N. A. | N. A. | 1 | SUB COMPONENTS | 0 | Required to be added to EnterpriseBiz - based on feedback from Batch Card Demand requirements. | N | HEMI ENDOPROSTHESIS |  | No | No | N. A. | N. A. | N. A. | N. A.
H0306 | H0306.0645 | MODULOC BIPOLAR CUP 45/28 |  | H0306.0645 | 06 | 2014-07-02 | N. A. | N. A. | N. A. | QPF/H0306 | 07 | 2022-08-03 | N. A. | N. A. | N. A. | PS/H0306.06 | 05 | 2019-11-16 | N. A. | N. A. | N. A. | H0306 | TMF-2 | IU/6 | Class C | FINISHED GOODS | MODULOC™ | MODULOC BIPOLAR CUP | 45MM - USE WITH 28MM HEAD | 02 | YES | No | EO | Yes | H0306.0645 | No | N. A. | No | Yes | No | Yes | M. L.: MFG/MD/2021/000369 |  | 1 | ADLER PRODUCTS\MODULOC PRODUCTS\IMPLANTS | 0 | Changed GS1 Code for these Items on 08DEC2021 | N | JOINT REPLACEMENT PROSTHESIS |  | 1/lot | No | Yes | Yes | No | N. A. | 45MM | USE WITH 28MM HEAD
H0306 | H0306.0645.01 | PUNCHED SHELL FOR MODULOC BIPOLAR CUP, 45/28 |  | H0306.0645.01 | 03 | 2017-03-04 | N. A. | N. A. | N. A. | N. A. | N. A. | N. A. | N. A. | N. A. | N. A. | PS/H0306.0600.01 | N. A. | N. A. | N. A. | N. A. | N. A. | H0306 | TMF-2 | IU/6 | N. A. | SEMIFINISHED GOODS | N. A. | N. A. | N. A. | N. A. | N. A. | N. A. |  | N. A. | N. A. | N. A. | N. A. | N. A. | N. A. | N. A. | N. A. | N. A. | N. A. | 1 | SUB COMPONENTS | 0 | Changed Product Group from Joint Replacement Prosthesis to Hemi Endoprosthesis | N | HEMI ENDOPROSTHESIS |  | No | No | N. A. | N. A. | N. A. | N. A.
H0306 | H0306.0645.02 | LINER FOR MODULOC BIPOLAR CUP, 45/28 |  | H0306.0645.02 | N. A. | N. A. | N. A. | N. A. | N. A. | N. A. | N. A. | N. A. | N. A. | N. A. | N. A. | PS/H0306.0600.02 | N. A. | N. A. | N. A. | N. A. | N. A. | H0306 | TMF-2 | IU/6 | N. A. | SEMIFINISHED GOODS | N. A. | N. A. | N. A. | N. A. | N. A. | N. A. |  | N. A. | N. A. | N. A. | N. A. | N. A. | N. A. | N. A. | N. A. | N. A. | N. A. | 1 | SUB COMPONENTS | 0 | Changed Product Group from Joint Replacement Prosthesis to Hemi Endoprosthesis | N | HEMI ENDOPROSTHESIS |  | No | No | N. A. | N. A. | N. A. | N. A.
H0306 | H0306.0646 | MODULOC BIPOLAR CUP 46/28 |  | H0306.0646 | 01 | 2014-07-02 | N. A. | N. A. | N. A. | QPF/H0306 | 07 | 2022-08-03 | N. A. | N. A. | N. A. | PS/H0306.06 | 05 | 2019-11-16 | N. A. | N. A. | N. A. | H0306 | TMF-2 | IU/6 | Class C | FINISHED GOODS | MODULOC™ | MODULOC BIPOLAR CUP | 46/28 | 02 | YES | No | EO | Yes | H0306.0646 | No | N. A. | No | Yes | No | Yes | M. L.: MFG/MD/2021/000369 |  | 1 | ADLER PRODUCTS\MODULOC PRODUCTS\IMPLANTS | 0 | Changed GS1 Code for these Items on 08DEC2021 | Y | JOINT REPLACEMENT PROSTHESIS |  | 1/lot | No | Yes | Yes | No | N. A. | 46MM | USE WITH 28MM HEAD
H0306 | H0306.0646.01 | PUNCHED SHELL FOR MODULOC BIPOLAR CUP, 46/28 |  | H0306.0646.01 | 00 | 2013-02-14 | N. A. | N. A. | N. A. | N. A. | N. A. | N. A. | N. A. | N. A. | N. A. | PS/H0306.0600.01 | N. A. | N. A. | N. A. | N. A. | N. A. | H0306 | TMF-1 | IU/6 | N. A. | SEMIFINISHED GOODS | N. A. | N. A. | N. A. | N. A. | N. A. | N. A. |  | N. A. | N. A. | N. A. | N. A. | N. A. | N. A. | N. A. | N. A. | N. A. | N. A. | 1 | SUB COMPONENTS | 0 | Required to be added to EnterpriseBiz - based on feedback from Batch Card Demand requirements. | N | HEMI ENDOPROSTHESIS |  | No | No | N. A. | N. A. | N. A. | N. A.
H0306 | H0306.0646.02 | LINER FOR MODULOC BIPOLAR CUP, 46/28 |  | H0306.0646.02 | N. A. | N. A. | N. A. | N. A. | N. A. | N. A. | N. A. | N. A. | N. A. | N. A. | N. A. | PS/H0306.0600.02 | N. A. | N. A. | N. A. | N. A. | N. A. | H0306 | TMF-1 | IU/6 | N. A. | SEMIFINISHED GOODS | N. A. | N. A. | N. A. | N. A. | N. A. | N. A. |  | N. A. | N. A. | N. A. | N. A. | N. A. | N. A. | N. A. | N. A. | N. A. | N. A. | 1 | SUB COMPONENTS | 0 | Required to be added to EnterpriseBiz - based on feedback from Batch Card Demand requirements. | N | HEMI ENDOPROSTHESIS |  | No | No | N. A. | N. A. | N. A. | N. A.
H0306 | H0306.0647 | MODULOC BIPOLAR CUP 47/28 |  | H0306.0647 | 06 | 2014-07-02 | N. A. | N. A. | N. A. | QPF/H0306 | 07 | 2022-08-03 | N. A. | N. A. | N. A. | PS/H0306.06 | 05 | 2019-11-16 | N. A. | N. A. | N. A. | H0306 | TMF-2 | IU/6 | Class C | FINISHED GOODS | MODULOC™ | MODULOC BIPOLAR CUP | 47MM - USE WITH 28MM HEAD | 02 | YES | No | EO | Yes | H0306.0647 | No | N. A. | No | Yes | No | Yes | M. L.: MFG/MD/2021/000369 |  | 1 | ADLER PRODUCTS\MODULOC PRODUCTS\IMPLANTS | 0 | Changed GS1 Code for these Items on 08DEC2021 | N | JOINT REPLACEMENT PROSTHESIS |  | 1/lot | No | Yes | Yes | No | N. A. | 47MM | USE WITH 28MM HEAD
H0306 | H0306.0647.01 | PUNCHED SHELL FOR MODULOC BIPOLAR CUP, 47/28 |  | H0306.0647.01 | 03 | 2017-03-04 | N. A. | N. A. | N. A. | N. A. | N. A. | N. A. | N. A. | N. A. | N. A. | PS/H0306.0600.01 | N. A. | N. A. | N. A. | N. A. | N. A. | H0306 | TMF-2 | IU/6 | N. A. | SEMIFINISHED GOODS | N. A. | N. A. | N. A. | N. A. | N. A. | N. A. |  | N. A. | N. A. | N. A. | N. A. | N. A. | N. A. | N. A. | N. A. | N. A. | N. A. | 1 | SUB COMPONENTS | 0 | Changed Product Group from Joint Replacement Prosthesis to Hemi Endoprosthesis | N | HEMI ENDOPROSTHESIS |  | No | No | N. A. | N. A. | N. A. | N. A.
H0306 | H0306.0647.02 | LINER FOR MODULOC BIPOLAR CUP, 47/28 |  | H0306.0647.02 | N. A. | N. A. | N. A. | N. A. | N. A. | N. A. | N. A. | N. A. | N. A. | N. A. | N. A. | PS/H0306.0600.02 | N. A. | N. A. | N. A. | N. A. | N. A. | H0306 | TMF-2 | IU/6 | N. A. | SEMIFINISHED GOODS | N. A. | N. A. | N. A. | N. A. | N. A. | N. A. |  | N. A. | N. A. | N. A. | N. A. | N. A. | N. A. | N. A. | N. A. | N. A. | N. A. | 1 | SUB COMPONENTS | 0 | Changed Product Group from Joint Replacement Prosthesis to Hemi Endoprosthesis | N | HEMI ENDOPROSTHESIS |  | No | No | N. A. | N. A. | N. A. | N. A.
H0306 | H0306.0648 | MODULOC BIPOLAR CUP 48/28 |  | H0306.0648 | 01 | 2014-07-02 | N. A. | N. A. | N. A. | QPF/H0306 | 07 | 2022-08-03 | N. A. | N. A. | N. A. | PS/H0306.06 | 05 | 2019-11-16 | N. A. | N. A. | N. A. | H0306 | TMF-2 | IU/6 | Class C | FINISHED GOODS | MODULOC™ | MODULOC BIPOLAR CUP | 48/28 | 02 | YES | No | EO | Yes | H0306.0648 | No | N. A. | No | Yes | No | Yes | M. L.: MFG/MD/2021/000369 |  | 1 | ADLER PRODUCTS\MODULOC PRODUCTS\IMPLANTS | 0 | Changed GS1 Code for these Items on 08DEC2021 | Y | JOINT REPLACEMENT PROSTHESIS |  | 1/lot | No | Yes | Yes | No | N. A. | 48MM | USE WITH 28MM HEAD
H0306 | H0306.0648.01 | PUNCHED SHELL FOR MODULOC BIPOLAR CUP, 48/28 |  | H0306.0648.01 | 00 | 2013-02-14 | N. A. | N. A. | N. A. | N. A. | N. A. | N. A. | N. A. | N. A. | N. A. | PS/H0306.0600.01 | N. A. | N. A. | N. A. | N. A. | N. A. | H0306 | TMF-1 | IU/6 | N. A. | SEMIFINISHED GOODS | N. A. | N. A. | N. A. | N. A. | N. A. | N. A. |  | N. A. | N. A. | N. A. | N. A. | N. A. | N. A. | N. A. | N. A. | N. A. | N. A. | 1 | SUB COMPONENTS | 0 | Required to be added to EnterpriseBiz - based on feedback from Batch Card Demand requirements. | N | HEMI ENDOPROSTHESIS |  | No | No | N. A. | N. A. | N. A. | N. A.
H0306 | H0306.0648.02 | LINER FOR MODULOC BIPOLAR CUP, 48/28 |  | H0306.0648.02 | N. A. | N. A. | N. A. | N. A. | N. A. | N. A. | N. A. | N. A. | N. A. | N. A. | N. A. | PS/H0306.0600.02 | N. A. | N. A. | N. A. | N. A. | N. A. | H0306 | TMF-1 | IU/6 | N. A. | SEMIFINISHED GOODS | N. A. | N. A. | N. A. | N. A. | N. A. | N. A. |  | N. A. | N. A. | N. A. | N. A. | N. A. | N. A. | N. A. | N. A. | N. A. | N. A. | 1 | SUB COMPONENTS | 0 | Required to be added to EnterpriseBiz - based on feedback from Batch Card Demand requirements. | N | HEMI ENDOPROSTHESIS |  | No | No | N. A. | N. A. | N. A. | N. A.
H0306 | H0306.0649 | MODULOC BIPOLAR CUP 49/28 |  | H0306.0649 | 06 | 2014-07-02 | N. A. | N. A. | N. A. | QPF/H0306 | 07 | 2022-08-03 | N. A. | N. A. | N. A. | PS/H0306.06 | 05 | 2019-11-16 | N. A. | N. A. | N. A. | H0306 | TMF-2 | IU/6 | Class C | FINISHED GOODS | MODULOC™ | MODULOC BIPOLAR CUP | 49MM - USE WITH 28MM HEAD | 02 | YES | No | EO | Yes | H0306.0649 | No | N. A. | No | Yes | No | Yes | M. L.: MFG/MD/2021/000369 |  | 1 | ADLER PRODUCTS\MODULOC PRODUCTS\IMPLANTS | 0 | Changed GS1 Code for these Items on 08DEC2021 | N | JOINT REPLACEMENT PROSTHESIS |  | 1/lot | No | Yes | Yes | No | N. A. | 49MM | USE WITH 28MM HEAD
H0306 | H0306.0649.01 | PUNCHED SHELL FOR MODULOC BIPOLAR CUP, 49/28 |  | H0306.0649.01 | 04 | 2017-03-04 | N. A. | N. A. | N. A. | N. A. | N. A. | N. A. | N. A. | N. A. | N. A. | PS/H0306.0600.01 | N. A. | N. A. | N. A. | N. A. | N. A. | H0306 | TMF-2 | IU/6 | N. A. | SEMIFINISHED GOODS | N. A. | N. A. | N. A. | N. A. | N. A. | N. A. |  | N. A. | N. A. | N. A. | N. A. | N. A. | N. A. | N. A. | N. A. | N. A. | N. A. | 1 | SUB COMPONENTS | 0 | Changed Product Group from Joint Replacement Prosthesis to Hemi Endoprosthesis | N | HEMI ENDOPROSTHESIS |  | No | No | N. A. | N. A. | N. A. | N. A.
H0306 | H0306.0649.02 | LINER FOR MODULOC BIPOLAR CUP, 49/28 |  | H0306.0649.02 | N. A. | N. A. | N. A. | N. A. | N. A. | N. A. | N. A. | N. A. | N. A. | N. A. | N. A. | PS/H0306.0600.02 | N. A. | N. A. | N. A. | N. A. | N. A. | H0306 | TMF-2 | IU/6 | N. A. | SEMIFINISHED GOODS | N. A. | N. A. | N. A. | N. A. | N. A. | N. A. |  | N. A. | N. A. | N. A. | N. A. | N. A. | N. A. | N. A. | N. A. | N. A. | N. A. | 1 | SUB COMPONENTS | 0 | Changed Product Group from Joint Replacement Prosthesis to Hemi Endoprosthesis | N | HEMI ENDOPROSTHESIS |  | No | No | N. A. | N. A. | N. A. | N. A.
H0306 | H0306.0650 | MODULOC BIPOLAR CUP 50/28 |  | H0306.0650 | 01 | 2014-07-02 | N. A. | N. A. | N. A. | QPF/H0306 | 07 | 2022-08-03 | N. A. | N. A. | N. A. | PS/H0306.06 | 05 | 2019-11-16 | N. A. | N. A. | N. A. | H0306 | TMF-2 | IU/6 | Class C | FINISHED GOODS | MODULOC™ | MODULOC BIPOLAR CUP | 50/28 | 02 | YES | No | EO | Yes | H0306.0650 | No | N. A. | No | Yes | No | Yes | M. L.: MFG/MD/2021/000369 |  | 1 | ADLER PRODUCTS\MODULOC PRODUCTS\IMPLANTS | 0 | Changed GS1 Code for these Items on 08DEC2021 | Y | JOINT REPLACEMENT PROSTHESIS |  | 1/lot | No | Yes | Yes | No | N. A. | 50MM | USE WITH 28MM HEAD
H0306 | H0306.0650.01 | PUNCHED SHELL FOR MODULOC BIPOLAR CUP, 50/28 |  | H0306.0650.01 | 00 | 2013-02-14 | N. A. | N. A. | N. A. | N. A. | N. A. | N. A. | N. A. | N. A. | N. A. | PS/H0306.0600.01 | N. A. | N. A. | N. A. | N. A. | N. A. | H0306 | TMF-1 | IU/6 | N. A. | SEMIFINISHED GOODS | N. A. | N. A. | N. A. | N. A. | N. A. | N. A. |  | N. A. | N. A. | N. A. | N. A. | N. A. | N. A. | N. A. | N. A. | N. A. | N. A. | 1 | SUB COMPONENTS | 0 | Required to be added to EnterpriseBiz - based on feedback from Batch Card Demand requirements. | N | HEMI ENDOPROSTHESIS |  | No | No | N. A. | N. A. | N. A. | N. A.
H0306 | H0306.0650.02 | LINER FOR MODULOC BIPOLAR CUP, 50/28 |  | H0306.0650.02 | N. A. | N. A. | N. A. | N. A. | N. A. | N. A. | N. A. | N. A. | N. A. | N. A. | N. A. | PS/H0306.0600.02 | N. A. | N. A. | N. A. | N. A. | N. A. | H0306 | TMF-1 | IU/6 | N. A. | SEMIFINISHED GOODS | N. A. | N. A. | N. A. | N. A. | N. A. | N. A. |  | N. A. | N. A. | N. A. | N. A. | N. A. | N. A. | N. A. | N. A. | N. A. | N. A. | 1 | SUB COMPONENTS | 0 | Required to be added to EnterpriseBiz - based on feedback from Batch Card Demand requirements. | N | HEMI ENDOPROSTHESIS |  | No | No | N. A. | N. A. | N. A. | N. A.
H0306 | H0306.0651 | MODULOC BIPOLAR CUP 51/28 |  | H0306.0651 | 06 | 2014-07-02 | N. A. | N. A. | N. A. | QPF/H0306 | 07 | 2022-08-03 | N. A. | N. A. | N. A. | PS/H0306.06 | 05 | 2019-11-16 | N. A. | N. A. | N. A. | H0306 | TMF-2 | IU/6 | Class C | FINISHED GOODS | MODULOC™ | MODULOC BIPOLAR CUP | 51MM - USE WITH 28MM HEAD | 02 | YES | No | EO | Yes | H0306.0651 | No | N. A. | No | Yes | No | Yes | M. L.: MFG/MD/2021/000369 |  | 1 | ADLER PRODUCTS\MODULOC PRODUCTS\IMPLANTS | 0 | Changed GS1 Code for these Items on 08DEC2021 | N | JOINT REPLACEMENT PROSTHESIS |  | 1/lot | No | Yes | Yes | No | N. A. | 51MM | USE WITH 28MM HEAD
H0306 | H0306.0651.01 | PUNCHED SHELL FOR MODULOC BIPOLAR CUP, 51/28 |  | H0306.0651.01 | 03 | 2017-03-04 | N. A. | N. A. | N. A. | N. A. | N. A. | N. A. | N. A. | N. A. | N. A. | PS/H0306.0600.01 | N. A. | N. A. | N. A. | N. A. | N. A. | H0306 | TMF-2 | IU/6 | N. A. | SEMIFINISHED GOODS | N. A. | N. A. | N. A. | N. A. | N. A. | N. A. |  | N. A. | N. A. | N. A. | N. A. | N. A. | N. A. | N. A. | N. A. | N. A. | N. A. | 1 | SUB COMPONENTS | 0 | Changed Product Group from Joint Replacement Prosthesis to Hemi Endoprosthesis | N | HEMI ENDOPROSTHESIS |  | No | No | N. A. | N. A. | N. A. | N. A.
H0306 | H0306.0651.02 | LINER FOR MODULOC BIPOLAR CUP, 51/28 |  | H0306.0651.02 | N. A. | N. A. | N. A. | N. A. | N. A. | N. A. | N. A. | N. A. | N. A. | N. A. | N. A. | PS/H0306.0600.02 | N. A. | N. A. | N. A. | N. A. | N. A. | H0306 | TMF-2 | IU/6 | N. A. | SEMIFINISHED GOODS | N. A. | N. A. | N. A. | N. A. | N. A. | N. A. |  | N. A. | N. A. | N. A. | N. A. | N. A. | N. A. | N. A. | N. A. | N. A. | N. A. | 1 | SUB COMPONENTS | 0 | Changed Product Group from Joint Replacement Prosthesis to Hemi Endoprosthesis | N | HEMI ENDOPROSTHESIS |  | No | No | N. A. | N. A. | N. A. | N. A.
H0306 | H0306.0652 | MODULOC BIPOLAR CUP 52/28 |  | H0306.0652 | 01 | 2014-07-02 | N. A. | N. A. | N. A. | QPF/H0306 | 07 | 2022-08-03 | N. A. | N. A. | N. A. | PS/H0306.06 | 05 | 2019-11-16 | N. A. | N. A. | N. A. | H0306 | TMF-2 | IU/6 | Class C | FINISHED GOODS | MODULOC™ | MODULOC BIPOLAR CUP | 52/28 | 02 | YES | No | EO | Yes | H0306.0652 | No | N. A. | No | Yes | No | Yes | M. L.: MFG/MD/2021/000369 |  | 1 | ADLER PRODUCTS\MODULOC PRODUCTS\IMPLANTS | 0 | Changed GS1 Code for these Items on 08DEC2021 | Y | JOINT REPLACEMENT PROSTHESIS |  | 1/lot | No | Yes | Yes | No | N. A. | 52MM | USE WITH 28MM HEAD
H0306 | H0306.0652.01 | PUNCHED SHELL FOR MODULOC BIPOLAR CUP, 52/28 |  | H0306.0652.01 | 00 | 2013-02-14 | N. A. | N. A. | N. A. | N. A. | N. A. | N. A. | N. A. | N. A. | N. A. | PS/H0306.0600.01 | N. A. | N. A. | N. A. | N. A. | N. A. | H0306 | TMF-1 | IU/6 | N. A. | SEMIFINISHED GOODS | N. A. | N. A. | N. A. | N. A. | N. A. | N. A. |  | N. A. | N. A. | N. A. | N. A. | N. A. | N. A. | N. A. | N. A. | N. A. | N. A. | 1 | SUB COMPONENTS | 0 | Required to be added to EnterpriseBiz - based on feedback from Batch Card Demand requirements. | N | HEMI ENDOPROSTHESIS |  | No | No | N. A. | N. A. | N. A. | N. A.
H0306 | H0306.0652.02 | LINER FOR MODULOC BIPOLAR CUP, 52/28 |  | H0306.0652.02 | N. A. | N. A. | N. A. | N. A. | N. A. | N. A. | N. A. | N. A. | N. A. | N. A. | N. A. | PS/H0306.0600.02 | N. A. | N. A. | N. A. | N. A. | N. A. | H0306 | TMF-1 | IU/6 | N. A. | SEMIFINISHED GOODS | N. A. | N. A. | N. A. | N. A. | N. A. | N. A. |  | N. A. | N. A. | N. A. | N. A. | N. A. | N. A. | N. A. | N. A. | N. A. | N. A. | 1 | SUB COMPONENTS | 0 | Required to be added to EnterpriseBiz - based on feedback from Batch Card Demand requirements. | N | HEMI ENDOPROSTHESIS |  | No | No | N. A. | N. A. | N. A. | N. A.
H0306 | H0306.0653 | MODULOC BIPOLAR CUP 53/28 |  | H0306.0653 | 06 | 2014-07-02 | N. A. | N. A. | N. A. | QPF/H0306 | 07 | 2022-08-03 | N. A. | N. A. | N. A. | PS/H0306.06 | 05 | 2019-11-16 | N. A. | N. A. | N. A. | H0306 | TMF-2 | IU/6 | Class C | FINISHED GOODS | MODULOC™ | MODULOC BIPOLAR CUP | 53MM - USE WITH 28MM HEAD | 02 | YES | No | EO | Yes | H0306.0653 | No | N. A. | No | Yes | No | Yes | M. L.: MFG/MD/2021/000369 |  | 1 | ADLER PRODUCTS\MODULOC PRODUCTS\IMPLANTS | 0 | Changed GS1 Code for these Items on 08DEC2021 | N | JOINT REPLACEMENT PROSTHESIS |  | 1/lot | No | Yes | Yes | No | N. A. | 53MM | USE WITH 28MM HEAD
H0306 | H0306.0653.01 | PUNCHED SHELL FOR MODULOC BIPOLAR CUP, 53/28 |  | H0306.0653.01 | 03 | 2017-03-04 | N. A. | N. A. | N. A. | N. A. | N. A. | N. A. | N. A. | N. A. | N. A. | PS/H0306.0600.01 | N. A. | N. A. | N. A. | N. A. | N. A. | H0306 | TMF-2 | IU/6 | N. A. | SEMIFINISHED GOODS | N. A. | N. A. | N. A. | N. A. | N. A. | N. A. |  | N. A. | N. A. | N. A. | N. A. | N. A. | N. A. | N. A. | N. A. | N. A. | N. A. | 1 | SUB COMPONENTS | 0 | Changed Product Group from Joint Replacement Prosthesis to Hemi Endoprosthesis | N | HEMI ENDOPROSTHESIS |  | No | No | N. A. | N. A. | N. A. | N. A.
H0306 | H0306.0653.02 | LINER FOR MODULOC BIPOLAR CUP, 53/28 |  | H0306.0653.02 | N. A. | N. A. | N. A. | N. A. | N. A. | N. A. | N. A. | N. A. | N. A. | N. A. | N. A. | PS/H0306.0600.02 | N. A. | N. A. | N. A. | N. A. | N. A. | H0306 | TMF-2 | IU/6 | N. A. | SEMIFINISHED GOODS | N. A. | N. A. | N. A. | N. A. | N. A. | N. A. |  | N. A. | N. A. | N. A. | N. A. | N. A. | N. A. | N. A. | N. A. | N. A. | N. A. | 1 | SUB COMPONENTS | 0 | Changed Product Group from Joint Replacement Prosthesis to Hemi Endoprosthesis | N | HEMI ENDOPROSTHESIS |  | No | No | N. A. | N. A. | N. A. | N. A.
H0306 | H0306.0654 | MODULOC BIPOLAR CUP 54/28 |  | H0306.0654 | 01 | 2014-07-02 | N. A. | N. A. | N. A. | QPF/H0306 | 07 | 2022-08-03 | N. A. | N. A. | N. A. | PS/H0306.06 | 05 | 2019-11-16 | N. A. | N. A. | N. A. | H0306 | TMF-2 | IU/6 | Class C | FINISHED GOODS | MODULOC™ | MODULOC BIPOLAR CUP | 54/28 | 02 | YES | No | EO | Yes | H0306.0654 | No | N. A. | No | Yes | No | Yes | M. L.: MFG/MD/2021/000369 |  | 1 | ADLER PRODUCTS\MODULOC PRODUCTS\IMPLANTS | 0 | Changed GS1 Code for these Items on 08DEC2021 | Y | JOINT REPLACEMENT PROSTHESIS |  | 1/lot | No | Yes | Yes | No | N. A. | 54MM | USE WITH 28MM HEAD
H0306 | H0306.0654.01 | PUNCHED SHELL FOR MODULOC BIPOLAR CUP, 54/28 |  | H0306.0654.01 | 00 | 2013-02-14 | N. A. | N. A. | N. A. | N. A. | N. A. | N. A. | N. A. | N. A. | N. A. | PS/H0306.0600.01 | N. A. | N. A. | N. A. | N. A. | N. A. | H0306 | TMF-1 | IU/6 | N. A. | SEMIFINISHED GOODS | N. A. | N. A. | N. A. | N. A. | N. A. | N. A. |  | N. A. | N. A. | N. A. | N. A. | N. A. | N. A. | N. A. | N. A. | N. A. | N. A. | 1 | SUB COMPONENTS | 0 | Required to be added to EnterpriseBiz - based on feedback from Batch Card Demand requirements. | N | HEMI ENDOPROSTHESIS |  | No | No | N. A. | N. A. | N. A. | N. A.
H0306 | H0306.0654.02 | LINER FOR MODULOC BIPOLAR CUP, 54/28 |  | H0306.0654.02 | N. A. | N. A. | N. A. | N. A. | N. A. | N. A. | N. A. | N. A. | N. A. | N. A. | N. A. | PS/H0306.0600.02 | N. A. | N. A. | N. A. | N. A. | N. A. | H0306 | TMF-1 | IU/6 | N. A. | SEMIFINISHED GOODS | N. A. | N. A. | N. A. | N. A. | N. A. | N. A. |  | N. A. | N. A. | N. A. | N. A. | N. A. | N. A. | N. A. | N. A. | N. A. | N. A. | 1 | SUB COMPONENTS | 0 | Required to be added to EnterpriseBiz - based on feedback from Batch Card Demand requirements. | N | HEMI ENDOPROSTHESIS |  | No | No | N. A. | N. A. | N. A. | N. A.
H0306 | H0306.0655 | MODULOC BIPOLAR CUP 55/28 |  | H0306.0655 | 03 | 2014-07-02 | N. A. | N. A. | N. A. | QPF/H0306 | 07 | 2022-08-03 | N. A. | N. A. | N. A. | PS/H0306.06 | 05 | 2019-11-16 | N. A. | N. A. | N. A. | H0306 | TMF-2 | IU/6 | Class C | FINISHED GOODS | MODULOC™ | MODULOC BIPOLAR CUP | 55/28 | 02 | YES | No | EO | Yes | H0306.0655 | No | N. A. | No | Yes | No | Yes | M. L.: MFG/MD/2021/000369 |  | 1 | ADLER PRODUCTS\MODULOC PRODUCTS\IMPLANTS | 0 | Changed GS1 Code for these Items on 08DEC2021 | Y | JOINT REPLACEMENT PROSTHESIS |  | 1/lot | No | Yes | Yes | No | N. A. | 55MM | USE WITH 28MM HEAD
H0306 | H0306.0655.01 | PUNCHED SHELL FOR MODULOC BIPOLAR CUP, 55/28 |  | H0306.0655.01 | 02 | 2017-03-04 | N. A. | N. A. | N. A. | N. A. | N. A. | N. A. | N. A. | N. A. | N. A. | PS/H0306.0600.01 | N. A. | N. A. | N. A. | N. A. | N. A. | H0306 | TMF-2 | IU/6 | N. A. | SEMIFINISHED GOODS | N. A. | N. A. | N. A. | N. A. | N. A. | N. A. |  | N. A. | N. A. | N. A. | N. A. | N. A. | N. A. | N. A. | N. A. | N. A. | N. A. | 1 | SUB COMPONENTS | 0 | Required to be added to EnterpriseBiz - based on feedback from Batch Card Demand requirements. | N | HEMI ENDOPROSTHESIS |  | No | No | N. A. | N. A. | N. A. | N. A.
H0306 | H0306.0655.02 | LINER FOR MODULOC BIPOLAR CUP, 55/28 |  | H0306.0655.02 | N. A. | N. A. | N. A. | N. A. | N. A. | N. A. | N. A. | N. A. | N. A. | N. A. | N. A. | PS/H0306.0600.02 | N. A. | N. A. | N. A. | N. A. | N. A. | H0306 | TMF-2 | IU/6 | N. A. | SEMIFINISHED GOODS | N. A. | N. A. | N. A. | N. A. | N. A. | N. A. |  | N. A. | N. A. | N. A. | N. A. | N. A. | N. A. | N. A. | N. A. | N. A. | N. A. | 1 | SUB COMPONENTS | 0 | Required to be added to EnterpriseBiz - based on feedback from Batch Card Demand requirements. | N | HEMI ENDOPROSTHESIS |  | No | No | N. A. | N. A. | N. A. | N. A.
H0306 | H0306.0656 | MODULOC BIPOLAR CUP 56/28 |  | H0306.0656 | 01 | 2014-07-02 | N. A. | N. A. | N. A. | QPF/H0306 | 07 | 2022-08-03 | N. A. | N. A. | N. A. | PS/H0306.06 | 05 | 2019-11-16 | N. A. | N. A. | N. A. | H0306 | TMF-2 | IU/6 | Class C | FINISHED GOODS | MODULOC™ | MODULOC BIPOLAR CUP | 56/28 | 02 | YES | No | EO | Yes | H0306.0656 | No | N. A. | No | Yes | No | Yes | M. L.: MFG/MD/2021/000369 |  | 1 | ADLER PRODUCTS\MODULOC PRODUCTS\IMPLANTS | 0 | Changed GS1 Code for these Items on 08DEC2021 | Y | JOINT REPLACEMENT PROSTHESIS |  | 1/lot | No | Yes | Yes | No | N. A. | 56MM | USE WITH 28MM HEAD
H0306 | H0306.0656.01 | PUNCHED SHELL FOR MODULOC BIPOLAR CUP, 56/28 |  | H0306.0656.01 | 00 | 2014-02-14 | N. A. | N. A. | N. A. | N. A. | N. A. | N. A. | N. A. | N. A. | N. A. | PS/H0306.0600.01 | N. A. | N. A. | N. A. | N. A. | N. A. | H0306 | TMF-1 | IU/6 | N. A. | SEMIFINISHED GOODS | N. A. | N. A. | N. A. | N. A. | N. A. | N. A. |  | N. A. | N. A. | N. A. | N. A. | N. A. | N. A. | N. A. | N. A. | N. A. | N. A. | 1 | SUB COMPONENTS | 0 | Required to be added to EnterpriseBiz - based on feedback from Batch Card Demand requirements. | N | HEMI ENDOPROSTHESIS |  | No | No | N. A. | N. A. | N. A. | N. A.
H0306 | H0306.0656.02 | LINER FOR MODULOC BIPOLAR CUP, 56/28 |  | H0306.0656.02 | N. A. | N. A. | N. A. | N. A. | N. A. | N. A. | N. A. | N. A. | N. A. | N. A. | N. A. | PS/H0306.0600.02 | N. A. | N. A. | N. A. | N. A. | N. A. | H0306 | TMF-1 | IU/6 | N. A. | SEMIFINISHED GOODS | N. A. | N. A. | N. A. | N. A. | N. A. | N. A. |  | N. A. | N. A. | N. A. | N. A. | N. A. | N. A. | N. A. | N. A. | N. A. | N. A. | 1 | SUB COMPONENTS | 0 | Required to be added to EnterpriseBiz - based on feedback from Batch Card Demand requirements. | N | HEMI ENDOPROSTHESIS |  | No | No | N. A. | N. A. | N. A. | N. A.
H0306 | H0306.0657 | MODULOC BIPOLAR CUP 57/28 |  | H0306.0657 | 00 | 2016-06-16 | N. A. | N. A. | N. A. | QPF/H0306 | 07 | 2022-08-03 | N. A. | N. A. | N. A. | PS/H0306.06 | 05 | 2019-11-16 | N. A. | N. A. | N. A. | H0306 | TMF-2 | IU/6 | Class C | FINISHED GOODS | MODULOC™ | MODULOC BIPOLAR CUP | 57/28 | 02 | YES | No | EO | Yes | H0306.0657 | No | N. A. | No | Yes | No | Yes | M. L.: MFG/MD/2021/000369 |  | 1 | ADLER PRODUCTS\MODULOC PRODUCTS\IMPLANTS | 0 | Changed GS1 Code for these Items on 08DEC2021 | Y | JOINT REPLACEMENT PROSTHESIS |  | 1/lot | No | Yes | Yes | No | N. A. | 57MM | USE WITH 28MM HEAD
H0306 | H0306.0657.01 | PUNCHED SHELL FOR MODULOC BIPOLAR CUP, 57/28 |  | H0306.0657.01 | 01 | 2017-03-04 | N. A. | N. A. | N. A. | N. A. | N. A. | N. A. | N. A. | N. A. | N. A. | PS/H0306.0600.01 | N. A. | N. A. | N. A. | N. A. | N. A. | H0306 | N. A. | N. A. | N. A. | SEMIFINISHED GOODS | N. A. | N. A. | N. A. | N. A. | N. A. | N. A. |  | N. A. | N. A. | N. A. | N. A. | N. A. | N. A. | N. A. | N. A. | N. A. | N. A. | 1 | SUB COMPONENTS | 0 | Required to be added to EnterpriseBiz - based on feedback from Batch Card Demand requirements. | N | HEMI ENDOPROSTHESIS |  | No | No | N. A. | N. A. | N. A. | N. A.
H0306 | H0306.0657.02 | LINER FOR MODULOC BIPOLAR CUP, 57/28 |  | H0306.0657.02 | N. A. | N. A. | N. A. | N. A. | N. A. | N. A. | N. A. | N. A. | N. A. | N. A. | N. A. | PS/H0306.0600.02 | N. A. | N. A. | N. A. | N. A. | N. A. | H0306 | N. A. | N. A. | N. A. | SEMIFINISHED GOODS | N. A. | N. A. | N. A. | N. A. | N. A. | N. A. |  | N. A. | N. A. | N. A. | N. A. | N. A. | N. A. | N. A. | N. A. | N. A. | N. A. | 1 | SUB COMPONENTS | 0 | Required to be added to EnterpriseBiz - based on feedback from Batch Card Demand requirements. | N | HEMI ENDOPROSTHESIS |  | No | No | N. A. | N. A. | N. A. | N. A.
H0306 | H0306.0659 | MODULOC BIPOLAR CUP 59/28 |  | H0306.0659 | 00 | 2016-06-16 | N. A. | N. A. | N. A. | QPF/H0306 | 07 | 2022-08-03 | N. A. | N. A. | N. A. | PS/H0306.06 | 05 | 2019-11-16 | N. A. | N. A. | N. A. | H0306 | TMF-1 | IU/6 | Class C | FINISHED GOODS | MODULOC™ | MODULOC BIPOLAR CUP | 59/28 | 02 | YES | No | EO | Yes | H0306.0659 | No | N. A. | No | Yes | No | Yes | M. L.: MFG/MD/2021/000369 |  | 1 | ADLER PRODUCTS\MODULOC PRODUCTS\IMPLANTS | 0 | CHANGED LABEL FORMAT NUMBER AS PER EMAIL FROM SDW DTD 19JUN2021 ON 19JUN2021 | Y | JOINT REPLACEMENT PROSTHESIS |  | 1/lot | No | Yes | Yes | No | N. A. | 59MM | USE WITH 28MM HEAD
H0306.0659 | H0306.0659.01 | PUNCHED SHELL FOR MODULOC BIPOLAR CUP 59/28 |  | H0306.0659.01 | 01 | 2017-03-04 | N. A. | N. A. | N. A. | N. A. | N. A. | N. A. | N. A. | N. A. | N. A. | PS/H0306.0659.01 | 01 | 2017-09-24 | 2022-11-14 | 2019-11-14 | N. A. | H0306 | TF-IN | IU/5 | N. A. | SEMIFINISHED GOODS | N. A. | N. A. | N. A. | N. A. | N. A. | N. A. |  | N. A. | N. A. | N. A. | N. A. | N. A. | N. A. | N. A. | N. A. | N. A. | N. A. | 1 | SUB COMPONENTS | 0 | Added new item on 12JUN2016 | N | HEMI ENDOPROSTHESIS |  | No | No | N. A. | N. A. | N. A. | N. A.
H0306.0659 | H0306.0659.02 | LINER FOR MODULOC BIPOLAR CUP 59/28 |  | H0306.0659.02 | N. A. | N. A. | N. A. | N. A. | N. A. | N. A. | N. A. | N. A. | N. A. | N. A. | N. A. | PS/H0306.0659.02 | N. A. | N. A. | N. A. | N. A. | N. A. | H0306 | TF-IN | IU/5 | N. A. | SEMIFINISHED GOODS | N. A. | N. A. | N. A. | N. A. | N. A. | N. A. |  | N. A. | N. A. | N. A. | N. A. | N. A. | N. A. | N. A. | N. A. | N. A. | N. A. | 1 | SUB COMPONENTS | 0 | Added new item on 12JUN2016 | N | HEMI ENDOPROSTHESIS |  | No | No | N. A. | N. A. | N. A. | N. A.
H0307 | H0307.0637 | MODULOC BIPOLAR CUP (INT.) 37/22 |  | H0307.0637, H0307.0000 | 01 | 2017-10-01 | N. A. | N. A. | N. A. | QPF/H0307 | 00 | 2017-08-09 | N. A. | N. A. | N. A. | PS/H0307 | 00 | 2017-08-23 | N. A. | N. A. | N. A. | H0307 | TMF-2 | IU/6 | Class C | FINISHED GOODS | MODULOC™ | MODULOC BIPOLAR CUP (INT.) | 37/22 | 02 | YES | No | EO | Yes | H0307.0637 | No | N. A. | No | Yes | No | Yes | M. L.: MFG/MD/2021/000369 |  | 1 | ADLER PRODUCTS\MODULOC PRODUCTS\IMPLANTS | 0 | CHANGED LABEL FORMAT NUMBER AS PER EMAIL FROM SDW DTD 19JUN2021 ON 19JUN2021 | N | JOINT REPLACEMENT PROSTHESIS |  | 1/lot | No | Yes | Yes | No | N. A. | 37MM | USE WITH 22.2MM HEAD
H0307 | H0307.0637.01 | PUNCHED SHELL FOR MODULOC BIPOLAR CUP (INT.) 37/22 |  | H0307.0637.01 | N. A. | N. A. | N. A. | N. A. | N. A. | N. A. | N. A. | N. A. | N. A. | N. A. | N. A. | PS/H0307.0600.01 | N. A. | N. A. | N. A. | N. A. | N. A. | H0307 | TMF-1 | IU/6 | N. A. | SEMIFINISHED GOODS | N. A. | N. A. | N. A. | N. A. | N. A. | N. A. |  | N. A. | N. A. | N. A. | N. A. | N. A. | N. A. | N. A. | N. A. | N. A. | N. A. | 1 | SUB COMPONENTS | 0 | Changed Description as suggested by NPD on 16AUG2017 | N | HEMI ENDOPROSTHESIS |  | No | No | N. A. | N. A. | N. A. | N. A.
H0307 | H0307.0637.02 | LINER FOR MODULOC BIPOLAR CUP (INT.) 37/22 |  | H0307.0637.02 | N. A. | N. A. | N. A. | N. A. | N. A. | N. A. | N. A. | N. A. | N. A. | N. A. | N. A. | PS/H0307.0637.02 | N. A. | N. A. | N. A. | N. A. | N. A. | H0307 | N. A. | N. A. | N. A. | SEMIFINISHED GOODS | N. A. | N. A. | N. A. | N. A. | N. A. | N. A. |  | N. A. | N. A. | N. A. | N. A. | N. A. | N. A. | N. A. | N. A. | N. A. | N. A. | 1 | SUB COMPONENTS | 0 | Added New Code Number as requested by NPD and Mfg. | N | JOINT REPLACEMENT PROSTHESIS |  | No | No | N. A. | N. A. | N. A. | N. A.
H0307 | H0307.0638 | MODULOC BIPOLAR CUP (INT.) 38/22 |  | H0307.0638, H0307.0000 | 01 | 2017-10-01 | N. A. | N. A. | N. A. | QPF/H0307 | 00 | 2017-08-09 | N. A. | N. A. | N. A. | PS/H0307 | 00 | 2017-08-23 | N. A. | N. A. | N. A. | H0307 | TMF-2 | IU/6 | Class C | FINISHED GOODS | MODULOC™ | MODULOC BIPOLAR CUP (INT.) | 38/22 | 02 | YES | No | EO | Yes | H0307.0638 | No | N. A. | No | Yes | No | Yes | M. L.: MFG/MD/2021/000369 |  | 1 | ADLER PRODUCTS\MODULOC PRODUCTS\IMPLANTS | 0 | CHANGED LABEL FORMAT NUMBER AS PER EMAIL FROM SDW DTD 19JUN2021 ON 19JUN2021 | N | JOINT REPLACEMENT PROSTHESIS |  | 1/lot | No | Yes | Yes | No | N. A. | 38MM | USE WITH 22.2MM HEAD
H0307 | H0307.0638.01 | PUNCHED SHELL FOR MODULOC BIPOLAR CUP (INT.) 38/22 |  | H0307.0638.01 | N. A. | N. A. | N. A. | N. A. | N. A. | N. A. | N. A. | N. A. | N. A. | N. A. | N. A. | PS/H0307.0600.01 | N. A. | N. A. | N. A. | N. A. | N. A. | H0307 | TMF-1 | IU/6 | N. A. | SEMIFINISHED GOODS | N. A. | N. A. | N. A. | N. A. | N. A. | N. A. |  | N. A. | N. A. | N. A. | N. A. | N. A. | N. A. | N. A. | N. A. | N. A. | N. A. | 1 | SUB COMPONENTS | 0 | Changed Description as suggested by NPD on 16AUG2017 | N | HEMI ENDOPROSTHESIS |  | No | No | N. A. | N. A. | N. A. | N. A.
H0307 | H0307.0638.02 | LINER FOR MODULOC BIPOLAR CUP (INT.) 38/22 |  | H0307.0638.02 | N. A. | N. A. | N. A. | N. A. | N. A. | N. A. | N. A. | N. A. | N. A. | N. A. | N. A. | PS/H0307.0638.02 | N. A. | N. A. | N. A. | N. A. | N. A. | H0307 | N. A. | N. A. | N. A. | SEMIFINISHED GOODS | N. A. | N. A. | N. A. | N. A. | N. A. | N. A. |  | N. A. | N. A. | N. A. | N. A. | N. A. | N. A. | N. A. | N. A. | N. A. | N. A. | 1 | SUB COMPONENTS |  | Added New Code Number as requested by NPD and Mfg. | N | JOINT REPLACEMENT PROSTHESIS |  | No | No | N. A. | N. A. | N. A. | N. A.
H0307 | H0307.0639 | MODULOC BIPOLAR CUP (INT.) 39/22 |  | H0307.0639, H0307.0000 | 01 | 2017-10-01 | N. A. | N. A. | N. A. | QPF/H0307 | 00 | 2017-08-09 | N. A. | N. A. | N. A. | PS/H0307 | 00 | 2017-08-23 | N. A. | N. A. | N. A. | H0307 | TMF-2 | IU/6 | Class C | FINISHED GOODS | MODULOC™ | MODULOC BIPOLAR CUP (INT.) | 39/22 | 02 | YES | No | EO | Yes | H0307.0639 | No | N. A. | No | Yes | No | Yes | M. L.: MFG/MD/2021/000369 |  | 1 | ADLER PRODUCTS\MODULOC PRODUCTS\IMPLANTS | 0 | CHANGED LABEL FORMAT NUMBER AS PER EMAIL FROM SDW DTD 19JUN2021 ON 19JUN2021 | N | JOINT REPLACEMENT PROSTHESIS |  | 1/lot | No | Yes | Yes | No | N. A. | 39MM | USE WITH 22.2MM HEAD
H0307 | H0307.0639.01 | PUNCHED SHELL FOR MODULOC BIPOLAR CUP (INT.) 39/22 |  | H0307.0639.01 | N. A. | N. A. | N. A. | N. A. | N. A. | N. A. | N. A. | N. A. | N. A. | N. A. | N. A. | PS/H0307.0600.01 | N. A. | N. A. | N. A. | N. A. | N. A. | H0307 | TMF-1 | IU/6 | N. A. | SEMIFINISHED GOODS | N. A. | N. A. | N. A. | N. A. | N. A. | N. A. |  | N. A. | N. A. | N. A. | N. A. | N. A. | N. A. | N. A. | N. A. | N. A. | N. A. | 1 | SUB COMPONENTS | 0 | Changed Description as suggested by NPD on 16AUG2017 | N | HEMI ENDOPROSTHESIS |  | No | No | N. A. | N. A. | N. A. | N. A.
H0307 | H0307.0639.02 | LINER FOR MODULOC BIPOLAR CUP (INT.) 39/22 |  | H0307.0639.02 | N. A. | N. A. | N. A. | N. A. | N. A. | N. A. | N. A. | N. A. | N. A. | N. A. | N. A. | PS/H0307.0639.02 | N. A. | N. A. | N. A. | N. A. | N. A. | H0307 | N. A. | N. A. | N. A. | SEMIFINISHED GOODS | N. A. | N. A. | N. A. | N. A. | N. A. | N. A. |  | N. A. | N. A. | N. A. | N. A. | N. A. | N. A. | N. A. | N. A. | N. A. | N. A. | 1 | SUB COMPONENTS |  | Added New Code Number as requested by NPD and Mfg. | N | JOINT REPLACEMENT PROSTHESIS |  | No | No | N. A. | N. A. | N. A. | N. A.
H0307 | H0307.0640 | MODULOC BIPOLAR CUP (INT.) 40/22 |  | H0307.0640, H0307.0000 | 01 | 2017-10-01 | N. A. | N. A. | N. A. | QPF/H0307 | 00 | 2017-08-09 | N. A. | N. A. | N. A. | PS/H0307 | 00 | 2017-08-23 | N. A. | N. A. | N. A. | H0307 | TMF-2 | IU/6 | Class C | FINISHED GOODS | MODULOC™ | MODULOC BIPOLAR CUP (INT.) | 40/22 | 02 | YES | No | EO | Yes | H0307.0640 | No | N. A. | No | Yes | No | Yes | M. L.: MFG/MD/2021/000369 |  | 1 | ADLER PRODUCTS\MODULOC PRODUCTS\IMPLANTS | 0 | CHANGED LABEL FORMAT NUMBER AS PER EMAIL FROM SDW DTD 19JUN2021 ON 19JUN2021 | N | JOINT REPLACEMENT PROSTHESIS |  | 1/lot | No | Yes | Yes | No | N. A. | 40MM | USE WITH 22.2MM HEAD
H0307 | H0307.0640.01 | PUNCHED SHELL FOR MODULOC BIPOLAR CUP (INT.) 40/22 |  | H0307.0640.01 | 01 | 2017-10-01 | N. A. | N. A. | N. A. | N. A. | N. A. | N. A. | N. A. | N. A. | N. A. | PS/H0307.0600.01 | N. A. | N. A. | N. A. | N. A. | N. A. | H0307 | TMF-1 | IU/6 | N. A. | SEMIFINISHED GOODS | N. A. | N. A. | N. A. | N. A. | N. A. | N. A. |  | N. A. | N. A. | N. A. | N. A. | N. A. | N. A. | N. A. | N. A. | N. A. | N. A. | 1 | SUB COMPONENTS | 0 | Changed Description as suggested by NPD on 16AUG2017 | N | HEMI ENDOPROSTHESIS |  | No | No | N. A. | N. A. | N. A. | N. A.
H0307 | H0307.0640.02 | LINER FOR MODULOC BIPOLAR CUP (INT.) 40/22 |  | H0307.0640.02 | N. A. | N. A. | N. A. | N. A. | N. A. | N. A. | N. A. | N. A. | N. A. | N. A. | N. A. | PS/H0307.0640.02 | N. A. | N. A. | N. A. | N. A. | N. A. | H0307 | N. A. | N. A. | N. A. | SEMIFINISHED GOODS | N. A. | N. A. | N. A. | N. A. | N. A. | N. A. |  | N. A. | N. A. | N. A. | N. A. | N. A. | N. A. | N. A. | N. A. | N. A. | N. A. | 1 | SUB COMPONENTS |  | Added New Code Number as requested by NPD and Mfg. | N | JOINT REPLACEMENT PROSTHESIS |  | No | No | N. A. | N. A. | N. A. | N. A.
H0307 | H0307.0641 | MODULOC BIPOLAR CUP (INT.) 41/22 |  | H0307.0641, H0307.0000 | 01 | 2017-10-01 | N. A. | N. A. | N. A. | QPF/H0307 | 00 | 2017-08-09 | N. A. | N. A. | N. A. | PS/H0307 | 00 | 2017-08-23 | N. A. | N. A. | N. A. | H0307 | TMF-2 | IU/6 | Class C | FINISHED GOODS | MODULOC™ | MODULOC BIPOLAR CUP (INT.) | 41/22 | 02 | YES | No | EO | Yes | H0307.0641 | No | N. A. | No | Yes | No | Yes | M. L.: MFG/MD/2021/000369 |  | 1 | ADLER PRODUCTS\MODULOC PRODUCTS\IMPLANTS | 0 | CHANGED LABEL FORMAT NUMBER AS PER EMAIL FROM SDW DTD 19JUN2021 ON 19JUN2021 | N | JOINT REPLACEMENT PROSTHESIS |  | 1/lot | No | Yes | Yes | No | N. A. | 41MM | USE WITH 22.2MM HEAD
H0307 | H0307.0641.01 | PUNCHED SHELL FOR MODULOC BIPOLAR CUP (INT.) 41/22 |  | H0307.0641.01 | N. A. | N. A. | N. A. | N. A. | N. A. | N. A. | N. A. | N. A. | N. A. | N. A. | N. A. | PS/H0307.0600.01 | N. A. | N. A. | N. A. | N. A. | N. A. | H0307 | TMF-1 | IU/6 | N. A. | SEMIFINISHED GOODS | N. A. | N. A. | N. A. | N. A. | N. A. | N. A. |  | N. A. | N. A. | N. A. | N. A. | N. A. | N. A. | N. A. | N. A. | N. A. | N. A. | 1 | SUB COMPONENTS | 0 | Changed Description as suggested by NPD on 16AUG2017 | N | HEMI ENDOPROSTHESIS |  | No | No | N. A. | N. A. | N. A. | N. A.
H0307 | H0307.0641.02 | LINER FOR MODULOC BIPOLAR CUP (INT.) 41/22 |  | H0307.0641.02 | N. A. | N. A. | N. A. | N. A. | N. A. | N. A. | N. A. | N. A. | N. A. | N. A. | N. A. | PS/H0307.0641.02 | N. A. | N. A. | N. A. | N. A. | N. A. | H0307 | N. A. | N. A. | N. A. | SEMIFINISHED GOODS | N. A. | N. A. | N. A. | N. A. | N. A. | N. A. |  | N. A. | N. A. | N. A. | N. A. | N. A. | N. A. | N. A. | N. A. | N. A. | N. A. | 1 | SUB COMPONENTS |  | Added New Code Number as requested by NPD and Mfg. | N | JOINT REPLACEMENT PROSTHESIS |  | No | No | N. A. | N. A. | N. A. | N. A.
H0307 | H0307.0642 | MODULOC BIPOLAR CUP (INT.) 42/22 |  | H0307.0642, H0307.0000 | 01 | 2017-10-01 | N. A. | N. A. | N. A. | QPF/H0307 | 00 | 2017-08-09 | N. A. | N. A. | N. A. | PS/H0307 | 00 | 2017-08-23 | N. A. | N. A. | N. A. | H0307 | TMF-2 | IU/6 | Class C | FINISHED GOODS | MODULOC™ | MODULOC BIPOLAR CUP (INT.) | 42/22 | 02 | YES | No | EO | Yes | H0307.0642 | No | N. A. | No | Yes | No | Yes | M. L.: MFG/MD/2021/000369 |  | 1 | ADLER PRODUCTS\MODULOC PRODUCTS\IMPLANTS | 0 | CHANGED LABEL FORMAT NUMBER AS PER EMAIL FROM SDW DTD 19JUN2021 ON 19JUN2021 | N | JOINT REPLACEMENT PROSTHESIS |  | 1/lot | No | Yes | Yes | No | N. A. | 42MM | USE WITH 22.2MM HEAD
H0307 | H0307.0642.01 | PUNCHED SHELL FOR MODULOC BIPOLAR CUP (INT.) 42/22 |  | H0307.0642.01 | N. A. | N. A. | N. A. | N. A. | N. A. | N. A. | N. A. | N. A. | N. A. | N. A. | N. A. | PS/H0307.0600.01 | N. A. | N. A. | N. A. | N. A. | N. A. | H0307 | TMF-1 | IU/6 | N. A. | SEMIFINISHED GOODS | N. A. | N. A. | N. A. | N. A. | N. A. | N. A. |  | N. A. | N. A. | N. A. | N. A. | N. A. | N. A. | N. A. | N. A. | N. A. | N. A. | 1 | SUB COMPONENTS | 0 | Changed Description as suggested by NPD on 16AUG2017 | N | HEMI ENDOPROSTHESIS |  | No | No | N. A. | N. A. | N. A. | N. A.
H0307 | H0307.0642.02 | LINER FOR MODULOC BIPOLAR CUP (INT.) 42/22 |  | H0307.0642.02 | N. A. | N. A. | N. A. | N. A. | N. A. | N. A. | N. A. | N. A. | N. A. | N. A. | N. A. | PS/H0307.0642.02 | N. A. | N. A. | N. A. | N. A. | N. A. | H0307 | N. A. | N. A. | N. A. | SEMIFINISHED GOODS | N. A. | N. A. | N. A. | N. A. | N. A. | N. A. |  | N. A. | N. A. | N. A. | N. A. | N. A. | N. A. | N. A. | N. A. | N. A. | N. A. | 1 | SUB COMPONENTS |  | Added New Code Number as requested by NPD and Mfg. | N | JOINT REPLACEMENT PROSTHESIS |  | No | No | N. A. | N. A. | N. A. | N. A.
H0307 | H0307.0643 | MODULOC BIPOLAR CUP (INT.) 43/22 |  | H0307.0643, H0307.0000 | 01 | 2017-10-01 | N. A. | N. A. | N. A. | QPF/H0307 | 00 | 2017-08-09 | N. A. | N. A. | N. A. | PS/H0307 | 00 | 2017-08-23 | N. A. | N. A. | N. A. | H0307 | TMF-2 | IU/6 | Class C | FINISHED GOODS | MODULOC™ | MODULOC BIPOLAR CUP (INT.) | 43/22 | 02 | YES | No | EO | Yes | H0307.0643 | No | N. A. | No | Yes | No | Yes | M. L.: MFG/MD/2021/000369 |  | 1 | ADLER PRODUCTS\MODULOC PRODUCTS\IMPLANTS | 0 | CHANGED LABEL FORMAT NUMBER AS PER EMAIL FROM SDW DTD 19JUN2021 ON 19JUN2021 | N | JOINT REPLACEMENT PROSTHESIS |  | 1/lot | No | Yes | Yes | No | N. A. | 43MM | USE WITH 22.2MM HEAD
H0307 | H0307.0643.01 | PUNCHED SHELL FOR MODULOC BIPOLAR CUP (INT.) 43/22 |  | H0307.0643.01 | N. A. | N. A. | N. A. | N. A. | N. A. | N. A. | N. A. | N. A. | N. A. | N. A. | N. A. | PS/H0307.0600.01 | N. A. | N. A. | N. A. | N. A. | N. A. | H0307 | TMF-1 | IU/6 | N. A. | SEMIFINISHED GOODS | N. A. | N. A. | N. A. | N. A. | N. A. | N. A. |  | N. A. | N. A. | N. A. | N. A. | N. A. | N. A. | N. A. | N. A. | N. A. | N. A. | 1 | SUB COMPONENTS | 0 | Changed Description as suggested by NPD on 16AUG2017 | N | HEMI ENDOPROSTHESIS |  | No | No | N. A. | N. A. | N. A. | N. A.
H0307 | H0307.0643.02 | LINER FOR MODULOC BIPOLAR CUP (INT.) 43/22 |  | H0307.0643.02 | N. A. | N. A. | N. A. | N. A. | N. A. | N. A. | N. A. | N. A. | N. A. | N. A. | N. A. | PS/H0307.0643.02 | N. A. | N. A. | N. A. | N. A. | N. A. | H0307 | N. A. | N. A. | N. A. | SEMIFINISHED GOODS | N. A. | N. A. | N. A. | N. A. | N. A. | N. A. |  | N. A. | N. A. | N. A. | N. A. | N. A. | N. A. | N. A. | N. A. | N. A. | N. A. | 1 | SUB COMPONENTS |  | Added New Code Number as requested by NPD and Mfg. | N | JOINT REPLACEMENT PROSTHESIS |  | No | No | N. A. | N. A. | N. A. | N. A.
H0307 | H0307.0644 | MODULOC BIPOLAR CUP (INT.) 44/22 |  | H0307.0644, H0307.0000 | 01 | 2017-10-01 | N. A. | N. A. | N. A. | QPF/H0307 | 00 | 2017-08-09 | N. A. | N. A. | N. A. | PS/H0307 | 00 | 2017-08-23 | N. A. | N. A. | N. A. | H0307 | TMF-2 | IU/6 | Class C | FINISHED GOODS | MODULOC™ | MODULOC BIPOLAR CUP (INT.) | 44/22 | 02 | YES | No | EO | Yes | H0307.0644 | No | N. A. | No | Yes | No | Yes | M. L.: MFG/MD/2021/000369 |  | 1 | ADLER PRODUCTS\MODULOC PRODUCTS\IMPLANTS | 0 | CHANGED LABEL FORMAT NUMBER AS PER EMAIL FROM SDW DTD 19JUN2021 ON 19JUN2021 | N | JOINT REPLACEMENT PROSTHESIS |  | 1/lot | No | Yes | Yes | No | N. A. | 44MM | USE WITH 22.2MM HEAD
H0307 | H0307.0644.01 | PUNCHED SHELL FOR MODULOC BIPOLAR CUP (INT.) 44/22 |  | H0307.0644.01 | N. A. | N. A. | N. A. | N. A. | N. A. | N. A. | N. A. | N. A. | N. A. | N. A. | N. A. | PS/H0307.0600.01 | N. A. | N. A. | N. A. | N. A. | N. A. | H0307 | TMF-1 | IU/6 | N. A. | SEMIFINISHED GOODS | N. A. | N. A. | N. A. | N. A. | N. A. | N. A. |  | N. A. | N. A. | N. A. | N. A. | N. A. | N. A. | N. A. | N. A. | N. A. | N. A. | 1 | SUB COMPONENTS | 0 | Changed Description as suggested by NPD on 16AUG2017 | N | HEMI ENDOPROSTHESIS |  | No | No | N. A. | N. A. | N. A. | N. A.
H0307 | H0307.0644.02 | LINER FOR MODULOC BIPOLAR CUP (INT.) 44/22 |  | H0307.0644.02 | N. A. | N. A. | N. A. | N. A. | N. A. | N. A. | N. A. | N. A. | N. A. | N. A. | N. A. | PS/H0307.0644.02 | N. A. | N. A. | N. A. | N. A. | N. A. | H0307 | N. A. | N. A. | N. A. | SEMIFINISHED GOODS | N. A. | N. A. | N. A. | N. A. | N. A. | N. A. |  | N. A. | N. A. | N. A. | N. A. | N. A. | N. A. | N. A. | N. A. | N. A. | N. A. | 1 | SUB COMPONENTS |  | Added New Code Number as requested by NPD and Mfg. | N | JOINT REPLACEMENT PROSTHESIS |  | No | No | N. A. | N. A. | N. A. | N. A.
H0307 | H0307.0645 | MODULOC BIPOLAR CUP (INT.) 45/28 |  | H0307.0645, H0307.0000 | 01 | 2017-10-01 | N. A. | N. A. | N. A. | QPF/H0307 | 00 | 2017-08-09 | N. A. | N. A. | N. A. | PS/H0307 | 00 | 2017-08-23 | N. A. | N. A. | N. A. | H0307 | TMF-2 | IU/6 | Class C | FINISHED GOODS | MODULOC™ | MODULOC BIPOLAR CUP (INT.) | 45/28 | 02 | YES | No | EO | Yes | H0307.0645 | No | N. A. | No | Yes | No | Yes | M. L.: MFG/MD/2021/000369 |  | 1 | ADLER PRODUCTS\MODULOC PRODUCTS\IMPLANTS | 0 | CHANGED LABEL FORMAT NUMBER AS PER EMAIL FROM SDW DTD 19JUN2021 ON 19JUN2021 | N | JOINT REPLACEMENT PROSTHESIS |  | 1/lot | No | Yes | Yes | No | N. A. | 45MM | USE WITH 28MM HEAD
H0307 | H0307.0645.01 | PUNCHED SHELL FOR MODULOC BIPOLAR CUP (INT.) 45/28 |  | H0307.0645.01 | N. A. | N. A. | N. A. | N. A. | N. A. | N. A. | N. A. | N. A. | N. A. | N. A. | N. A. | PS/H0307.0600.01 | N. A. | N. A. | N. A. | N. A. | N. A. | H0307 | TMF-1 | IU/6 | N. A. | SEMIFINISHED GOODS | N. A. | N. A. | N. A. | N. A. | N. A. | N. A. |  | N. A. | N. A. | N. A. | N. A. | N. A. | N. A. | N. A. | N. A. | N. A. | N. A. | 1 | SUB COMPONENTS | 0 | Changed Description as suggested by NPD on 16AUG2017 | N | HEMI ENDOPROSTHESIS |  | No | No | N. A. | N. A. | N. A. | N. A.
H0307 | H0307.0645.02 | LINER FOR MODULOC BIPOLAR CUP (INT.) 45/28 |  | H0307.0645.02 | N. A. | N. A. | N. A. | N. A. | N. A. | N. A. | N. A. | N. A. | N. A. | N. A. | N. A. | PS/H0307.0645.02 | N. A. | N. A. | N. A. | N. A. | N. A. | H0307 | N. A. | N. A. | N. A. | SEMIFINISHED GOODS | N. A. | N. A. | N. A. | N. A. | N. A. | N. A. |  | N. A. | N. A. | N. A. | N. A. | N. A. | N. A. | N. A. | N. A. | N. A. | N. A. | 1 | SUB COMPONENTS |  | Added New Code Number as requested by NPD and Mfg. | N | JOINT REPLACEMENT PROSTHESIS |  | No | No | N. A. | N. A. | N. A. | N. A.
H0307 | H0307.0646 | MODULOC BIPOLAR CUP (INT.) 46/28 |  | H0307.0646, H0307.0000 | 01 | 2017-10-01 | N. A. | N. A. | N. A. | QPF/H0307 | 00 | 2017-08-09 | N. A. | N. A. | N. A. | PS/H0307 | 00 | 2017-08-23 | N. A. | N. A. | N. A. | H0307 | TMF-2 | IU/6 | Class C | FINISHED GOODS | MODULOC™ | MODULOC BIPOLAR CUP (INT.) | 46/28 | 02 | YES | No | EO | Yes | H0307.0646 | No | N. A. | No | Yes | No | Yes | M. L.: MFG/MD/2021/000369 |  | 1 | ADLER PRODUCTS\MODULOC PRODUCTS\IMPLANTS | 0 | CHANGED LABEL FORMAT NUMBER AS PER EMAIL FROM SDW DTD 19JUN2021 ON 19JUN2021 | N | JOINT REPLACEMENT PROSTHESIS |  | 1/lot | No | Yes | Yes | No | N. A. | 46MM | USE WITH 28MM HEAD
H0307 | H0307.0646.01 | PUNCHED SHELL FOR MODULOC BIPOLAR CUP (INT.) 46/28 |  | H0307.0646.01 | N. A. | N. A. | N. A. | N. A. | N. A. | N. A. | N. A. | N. A. | N. A. | N. A. | N. A. | PS/H0307.0600.01 | N. A. | N. A. | N. A. | N. A. | N. A. | H0307 | TMF-1 | IU/6 | N. A. | SEMIFINISHED GOODS | N. A. | N. A. | N. A. | N. A. | N. A. | N. A. |  | N. A. | N. A. | N. A. | N. A. | N. A. | N. A. | N. A. | N. A. | N. A. | N. A. | 1 | SUB COMPONENTS | 0 | Changed Description as suggested by NPD on 16AUG2017 | N | HEMI ENDOPROSTHESIS |  | No | No | N. A. | N. A. | N. A. | N. A.
H0307 | H0307.0646.02 | LINER FOR MODULOC BIPOLAR CUP (INT.) 46/28 |  | H0307.0646.02 | N. A. | N. A. | N. A. | N. A. | N. A. | N. A. | N. A. | N. A. | N. A. | N. A. | N. A. | PS/H0307.0646.02 | N. A. | N. A. | N. A. | N. A. | N. A. | H0307 | N. A. | N. A. | N. A. | SEMIFINISHED GOODS | N. A. | N. A. | N. A. | N. A. | N. A. | N. A. |  | N. A. | N. A. | N. A. | N. A. | N. A. | N. A. | N. A. | N. A. | N. A. | N. A. | 1 | SUB COMPONENTS |  | Added New Code Number as requested by NPD and Mfg. | N | JOINT REPLACEMENT PROSTHESIS |  | No | No | N. A. | N. A. | N. A. | N. A.
H0307 | H0307.0647 | MODULOC BIPOLAR CUP (INT.) 47/28 |  | H0307.0647, H0307.0000 | 01 | 2017-10-01 | N. A. | N. A. | N. A. | QPF/H0307 | 00 | 2017-08-09 | N. A. | N. A. | N. A. | PS/H0307 | 00 | 2017-08-23 | N. A. | N. A. | N. A. | H0307 | TMF-2 | IU/6 | Class C | FINISHED GOODS | MODULOC™ | MODULOC BIPOLAR CUP (INT.) | 47/28 | 02 | YES | No | EO | Yes | H0307.0647 | No | N. A. | No | Yes | No | Yes | M. L.: MFG/MD/2021/000369 |  | 1 | ADLER PRODUCTS\MODULOC PRODUCTS\IMPLANTS | 0 | CHANGED LABEL FORMAT NUMBER AS PER EMAIL FROM SDW DTD 19JUN2021 ON 19JUN2021 | N | JOINT REPLACEMENT PROSTHESIS |  | 1/lot | No | Yes | Yes | No | N. A. | 47MM | USE WITH 28MM HEAD
H0307 | H0307.0647.01 | PUNCHED SHELL FOR MODULOC BIPOLAR CUP (INT.) 47/28 |  | H0307.0647.01 | N. A. | N. A. | N. A. | N. A. | N. A. | N. A. | N. A. | N. A. | N. A. | N. A. | N. A. | PS/H0307.0600.01 | N. A. | N. A. | N. A. | N. A. | N. A. | H0307 | TMF-1 | IU/6 | N. A. | SEMIFINISHED GOODS | N. A. | N. A. | N. A. | N. A. | N. A. | N. A. |  | N. A. | N. A. | N. A. | N. A. | N. A. | N. A. | N. A. | N. A. | N. A. | N. A. | 1 | SUB COMPONENTS | 0 | Changed Description as suggested by NPD on 16AUG2017 | N | HEMI ENDOPROSTHESIS |  | No | No | N. A. | N. A. | N. A. | N. A.
H0307 | H0307.0647.02 | LINER FOR MODULOC BIPOLAR CUP (INT.) 47/28 |  | H0307.0647.02 | N. A. | N. A. | N. A. | N. A. | N. A. | N. A. | N. A. | N. A. | N. A. | N. A. | N. A. | PS/H0307.0647.02 | N. A. | N. A. | N. A. | N. A. | N. A. | H0307 | N. A. | N. A. | N. A. | SEMIFINISHED GOODS | N. A. | N. A. | N. A. | N. A. | N. A. | N. A. |  | N. A. | N. A. | N. A. | N. A. | N. A. | N. A. | N. A. | N. A. | N. A. | N. A. | 1 | SUB COMPONENTS |  | Added New Code Number as requested by NPD and Mfg. | N | JOINT REPLACEMENT PROSTHESIS |  | No | No | N. A. | N. A. | N. A. | N. A.
H0307 | H0307.0648 | MODULOC BIPOLAR CUP (INT.) 48/28 |  | H0307.0648, H0307.0000 | 01 | 2017-10-01 | N. A. | N. A. | N. A. | QPF/H0307 | 00 | 2017-08-09 | N. A. | N. A. | N. A. | PS/H0307 | 00 | 2017-08-23 | N. A. | N. A. | N. A. | H0307 | TMF-2 | IU/6 | Class C | FINISHED GOODS | MODULOC™ | MODULOC BIPOLAR CUP (INT.) | 48/28 | 02 | YES | No | EO | Yes | H0307.0648 | No | N. A. | No | Yes | No | Yes | M. L.: MFG/MD/2021/000369 |  | 1 | ADLER PRODUCTS\MODULOC PRODUCTS\IMPLANTS | 0 | CHANGED LABEL FORMAT NUMBER AS PER EMAIL FROM SDW DTD 19JUN2021 ON 19JUN2021 | N | JOINT REPLACEMENT PROSTHESIS |  | 1/lot | No | Yes | Yes | No | N. A. | 48MM | USE WITH 28MM HEAD
H0307 | H0307.0648.01 | PUNCHED SHELL FOR MODULOC BIPOLAR CUP (INT.) 48/28 |  | H0307.0648.01 | N. A. | N. A. | N. A. | N. A. | N. A. | N. A. | N. A. | N. A. | N. A. | N. A. | N. A. | PS/H0307.0600.01 | N. A. | N. A. | N. A. | N. A. | N. A. | H0307 | TMF-1 | IU/6 | N. A. | SEMIFINISHED GOODS | N. A. | N. A. | N. A. | N. A. | N. A. | N. A. |  | N. A. | N. A. | N. A. | N. A. | N. A. | N. A. | N. A. | N. A. | N. A. | N. A. | 1 | SUB COMPONENTS | 0 | Changed Description as suggested by NPD on 16AUG2017 | N | HEMI ENDOPROSTHESIS |  | No | No | N. A. | N. A. | N. A. | N. A.
H0307 | H0307.0648.02 | LINER FOR MODULOC BIPOLAR CUP (INT.) 48/28 |  | H0307.0648.02 | N. A. | N. A. | N. A. | N. A. | N. A. | N. A. | N. A. | N. A. | N. A. | N. A. | N. A. | PS/H0307.0648.02 | N. A. | N. A. | N. A. | N. A. | N. A. | H0307 | N. A. | N. A. | N. A. | SEMIFINISHED GOODS | N. A. | N. A. | N. A. | N. A. | N. A. | N. A. |  | N. A. | N. A. | N. A. | N. A. | N. A. | N. A. | N. A. | N. A. | N. A. | N. A. | 1 | SUB COMPONENTS |  | Added New Code Number as requested by NPD and Mfg. | N | JOINT REPLACEMENT PROSTHESIS |  | No | No | N. A. | N. A. | N. A. | N. A.
H0307 | H0307.0649 | MODULOC BIPOLAR CUP (INT.) 49/28 |  | H0307.0649, H0307.0000 | 01 | 2017-10-01 | N. A. | N. A. | N. A. | QPF/H0307 | 00 | 2017-08-09 | N. A. | N. A. | N. A. | PS/H0307 | 00 | 2017-08-23 | N. A. | N. A. | N. A. | H0307 | TMF-2 | IU/6 | Class C | FINISHED GOODS | MODULOC™ | MODULOC BIPOLAR CUP (INT.) | 49/28 | 02 | YES | No | EO | Yes | H0307.0649 | No | N. A. | No | Yes | No | Yes | M. L.: MFG/MD/2021/000369 |  | 1 | ADLER PRODUCTS\MODULOC PRODUCTS\IMPLANTS | 0 | CHANGED LABEL FORMAT NUMBER AS PER EMAIL FROM SDW DTD 19JUN2021 ON 19JUN2021 | N | JOINT REPLACEMENT PROSTHESIS |  | 1/lot | No | Yes | Yes | No | N. A. | 49MM | USE WITH 28MM HEAD
H0307 | H0307.0649.01 | PUNCHED SHELL FOR MODULOC BIPOLAR CUP (INT.) 49/28 |  | H0307.0649.01 | N. A. | N. A. | N. A. | N. A. | N. A. | N. A. | N. A. | N. A. | N. A. | N. A. | N. A. | PS/H0307.0600.01 | N. A. | N. A. | N. A. | N. A. | N. A. | H0307 | TMF-1 | IU/6 | N. A. | SEMIFINISHED GOODS | N. A. | N. A. | N. A. | N. A. | N. A. | N. A. |  | N. A. | N. A. | N. A. | N. A. | N. A. | N. A. | N. A. | N. A. | N. A. | N. A. | 1 | SUB COMPONENTS | 0 | Changed Description as suggested by NPD on 16AUG2017 | N | HEMI ENDOPROSTHESIS |  | No | No | N. A. | N. A. | N. A. | N. A.
H0307 | H0307.0649.02 | LINER FOR MODULOC BIPOLAR CUP (INT.) 49/28 |  | H0307.0649.02 | N. A. | N. A. | N. A. | N. A. | N. A. | N. A. | N. A. | N. A. | N. A. | N. A. | N. A. | PS/H0307.0649.02 | N. A. | N. A. | N. A. | N. A. | N. A. | H0307 | N. A. | N. A. | N. A. | SEMIFINISHED GOODS | N. A. | N. A. | N. A. | N. A. | N. A. | N. A. |  | N. A. | N. A. | N. A. | N. A. | N. A. | N. A. | N. A. | N. A. | N. A. | N. A. | 1 | SUB COMPONENTS |  | Added New Code Number as requested by NPD and Mfg. | N | JOINT REPLACEMENT PROSTHESIS |  | No | No | N. A. | N. A. | N. A. | N. A.
H0307 | H0307.0650 | MODULOC BIPOLAR CUP (INT.) 50/28 |  | H0307.0650, H0307.0000 | 01 | 2017-10-01 | N. A. | N. A. | N. A. | QPF/H0307 | 00 | 2017-08-09 | N. A. | N. A. | N. A. | PS/H0307 | 00 | 2017-08-23 | N. A. | N. A. | N. A. | H0307 | TMF-2 | IU/6 | Class C | FINISHED GOODS | MODULOC™ | MODULOC BIPOLAR CUP (INT.) | 50/28 | 02 | YES | No | EO | Yes | H0307.0650 | No | N. A. | No | Yes | No | Yes | M. L.: MFG/MD/2021/000369 |  | 1 | ADLER PRODUCTS\MODULOC PRODUCTS\IMPLANTS | 0 | CHANGED LABEL FORMAT NUMBER AS PER EMAIL FROM SDW DTD 19JUN2021 ON 19JUN2021 | N | JOINT REPLACEMENT PROSTHESIS |  | 1/lot | No | Yes | Yes | No | N. A. | 50MM | USE WITH 28MM HEAD
H0307 | H0307.0650.01 | PUNCHED SHELL FOR MODULOC BIPOLAR CUP (INT.) 50/28 |  | H0307.0650.01 | N. A. | N. A. | N. A. | N. A. | N. A. | N. A. | N. A. | N. A. | N. A. | N. A. | N. A. | PS/H0307.0600.01 | N. A. | N. A. | N. A. | N. A. | N. A. | H0307 | TMF-1 | IU/6 | N. A. | SEMIFINISHED GOODS | N. A. | N. A. | N. A. | N. A. | N. A. | N. A. |  | N. A. | N. A. | N. A. | N. A. | N. A. | N. A. | N. A. | N. A. | N. A. | N. A. | 1 | SUB COMPONENTS | 0 | Changed Description as suggested by NPD on 16AUG2017 | N | HEMI ENDOPROSTHESIS |  | No | No | N. A. | N. A. | N. A. | N. A.
H0307 | H0307.0650.02 | LINER FOR MODULOC BIPOLAR CUP (INT.) 50/28 |  | H0307.0650.02 | N. A. | N. A. | N. A. | N. A. | N. A. | N. A. | N. A. | N. A. | N. A. | N. A. | N. A. | PS/H0307.0650.02 | N. A. | N. A. | N. A. | N. A. | N. A. | H0307 | N. A. | N. A. | N. A. | SEMIFINISHED GOODS | N. A. | N. A. | N. A. | N. A. | N. A. | N. A. |  | N. A. | N. A. | N. A. | N. A. | N. A. | N. A. | N. A. | N. A. | N. A. | N. A. | 1 | SUB COMPONENTS |  | Added New Code Number as requested by NPD and Mfg. | N | JOINT REPLACEMENT PROSTHESIS |  | No | No | N. A. | N. A. | N. A. | N. A.
H0307 | H0307.0651 | MODULOC BIPOLAR CUP (INT.) 51/28 |  | H0307.0651, H0307.0000 | 01 | 2017-10-01 | N. A. | N. A. | N. A. | QPF/H0307 | 00 | 2017-08-09 | N. A. | N. A. | N. A. | PS/H0307 | 00 | 2017-08-23 | N. A. | N. A. | N. A. | H0307 | TMF-2 | IU/6 | Class C | FINISHED GOODS | MODULOC™ | MODULOC BIPOLAR CUP (INT.) | 51/28 | 02 | YES | No | EO | Yes | H0307.0651 | No | N. A. | No | Yes | No | Yes | M. L.: MFG/MD/2021/000369 |  | 1 | ADLER PRODUCTS\MODULOC PRODUCTS\IMPLANTS | 0 | CHANGED LABEL FORMAT NUMBER AS PER EMAIL FROM SDW DTD 19JUN2021 ON 19JUN2021 | N | JOINT REPLACEMENT PROSTHESIS |  | 1/lot | No | Yes | Yes | No | N. A. | 51MM | USE WITH 28MM HEAD
H0307 | H0307.0651.01 | PUNCHED SHELL FOR MODULOC BIPOLAR CUP (INT.) 51/28 |  | H0307.0651.01 | N. A. | N. A. | N. A. | N. A. | N. A. | N. A. | N. A. | N. A. | N. A. | N. A. | N. A. | PS/H0307.0600.01 | N. A. | N. A. | N. A. | N. A. | N. A. | H0307 | TMF-1 | IU/6 | N. A. | SEMIFINISHED GOODS | N. A. | N. A. | N. A. | N. A. | N. A. | N. A. |  | N. A. | N. A. | N. A. | N. A. | N. A. | N. A. | N. A. | N. A. | N. A. | N. A. | 1 | SUB COMPONENTS | 0 | Changed Description as suggested by NPD on 16AUG2017 | N | HEMI ENDOPROSTHESIS |  | No | No | N. A. | N. A. | N. A. | N. A.
H0307 | H0307.0651.02 | LINER FOR MODULOC BIPOLAR CUP (INT.) 51/28 |  | H0307.0651.02 | N. A. | N. A. | N. A. | N. A. | N. A. | N. A. | N. A. | N. A. | N. A. | N. A. | N. A. | PS/H0307.0651.02 | N. A. | N. A. | N. A. | N. A. | N. A. | H0307 | N. A. | N. A. | N. A. | SEMIFINISHED GOODS | N. A. | N. A. | N. A. | N. A. | N. A. | N. A. |  | N. A. | N. A. | N. A. | N. A. | N. A. | N. A. | N. A. | N. A. | N. A. | N. A. | 1 | SUB COMPONENTS |  | Added New Code Number as requested by NPD and Mfg. | N | JOINT REPLACEMENT PROSTHESIS |  | No | No | N. A. | N. A. | N. A. | N. A.
H0307 | H0307.0652 | MODULOC BIPOLAR CUP (INT.) 52/28 |  | H0307.0652, H0307.0000 | 01 | 2017-10-01 | N. A. | N. A. | N. A. | QPF/H0307 | 00 | 2017-08-09 | N. A. | N. A. | N. A. | PS/H0307 | 00 | 2017-08-23 | N. A. | N. A. | N. A. | H0307 | TMF-2 | IU/6 | Class C | FINISHED GOODS | MODULOC™ | MODULOC BIPOLAR CUP (INT.) | 52/28 | 02 | YES | No | EO | Yes | H0307.0652 | No | N. A. | No | Yes | No | Yes | M. L.: MFG/MD/2021/000369 |  | 1 | ADLER PRODUCTS\MODULOC PRODUCTS\IMPLANTS | 0 | CHANGED LABEL FORMAT NUMBER AS PER EMAIL FROM SDW DTD 19JUN2021 ON 19JUN2021 | N | JOINT REPLACEMENT PROSTHESIS |  | 1/lot | No | Yes | Yes | No | N. A. | 52MM | USE WITH 28MM HEAD
H0307 | H0307.0652.01 | PUNCHED SHELL FOR MODULOC BIPOLAR CUP (INT.) 52/28 |  | H0307.0652.01 | N. A. | N. A. | N. A. | N. A. | N. A. | N. A. | N. A. | N. A. | N. A. | N. A. | N. A. | PS/H0307.0600.01 | N. A. | N. A. | N. A. | N. A. | N. A. | H0307 | TMF-1 | IU/6 | N. A. | SEMIFINISHED GOODS | N. A. | N. A. | N. A. | N. A. | N. A. | N. A. |  | N. A. | N. A. | N. A. | N. A. | N. A. | N. A. | N. A. | N. A. | N. A. | N. A. | 1 | SUB COMPONENTS | 0 | Changed Description as suggested by NPD on 16AUG2017 | N | HEMI ENDOPROSTHESIS |  | No | No | N. A. | N. A. | N. A. | N. A.
H0307 | H0307.0652.02 | LINER FOR MODULOC BIPOLAR CUP (INT.) 52/28 |  | H0307.0652.02 | N. A. | N. A. | N. A. | N. A. | N. A. | N. A. | N. A. | N. A. | N. A. | N. A. | N. A. | PS/H0307.0652.02 | N. A. | N. A. | N. A. | N. A. | N. A. | H0307 | N. A. | N. A. | N. A. | SEMIFINISHED GOODS | N. A. | N. A. | N. A. | N. A. | N. A. | N. A. |  | N. A. | N. A. | N. A. | N. A. | N. A. | N. A. | N. A. | N. A. | N. A. | N. A. | 1 | SUB COMPONENTS |  | Added New Code Number as requested by NPD and Mfg. | N | JOINT REPLACEMENT PROSTHESIS |  | No | No | N. A. | N. A. | N. A. | N. A.
H0307 | H0307.0653 | MODULOC BIPOLAR CUP (INT.) 53/28 |  | H0307.0653, H0307.0000 | 01 | 2017-10-01 | N. A. | N. A. | N. A. | QPF/H0307 | 00 | 2017-08-09 | N. A. | N. A. | N. A. | PS/H0307 | 00 | 2017-08-23 | N. A. | N. A. | N. A. | H0307 | TMF-2 | IU/6 | Class C | FINISHED GOODS | MODULOC™ | MODULOC BIPOLAR CUP (INT.) | 53/28 | 02 | YES | No | EO | Yes | H0307.0653 | No | N. A. | No | Yes | No | Yes | M. L.: MFG/MD/2021/000369 |  | 1 | ADLER PRODUCTS\MODULOC PRODUCTS\IMPLANTS | 0 | CHANGED LABEL FORMAT NUMBER AS PER EMAIL FROM SDW DTD 19JUN2021 ON 19JUN2021 | N | JOINT REPLACEMENT PROSTHESIS |  | 1/lot | No | Yes | Yes | No | N. A. | 53MM | USE WITH 28MM HEAD
H0307 | H0307.0653.01 | PUNCHED SHELL FOR MODULOC BIPOLAR CUP (INT.) 53/28 |  | H0307.0653.01 | N. A. | N. A. | N. A. | N. A. | N. A. | N. A. | N. A. | N. A. | N. A. | N. A. | N. A. | PS/H0307.0600.01 | N. A. | N. A. | N. A. | N. A. | N. A. | H0307 | TMF-1 | IU/6 | N. A. | SEMIFINISHED GOODS | N. A. | N. A. | N. A. | N. A. | N. A. | N. A. |  | N. A. | N. A. | N. A. | N. A. | N. A. | N. A. | N. A. | N. A. | N. A. | N. A. | 1 | SUB COMPONENTS | 0 | Changed Description as suggested by NPD on 16AUG2017 | N | HEMI ENDOPROSTHESIS |  | No | No | N. A. | N. A. | N. A. | N. A.
H0307 | H0307.0653.02 | LINER FOR MODULOC BIPOLAR CUP (INT.) 53/28 |  | H0307.0653.02 | N. A. | N. A. | N. A. | N. A. | N. A. | N. A. | N. A. | N. A. | N. A. | N. A. | N. A. | PS/H0307.0653.02 | N. A. | N. A. | N. A. | N. A. | N. A. | H0307 | N. A. | N. A. | N. A. | SEMIFINISHED GOODS | N. A. | N. A. | N. A. | N. A. | N. A. | N. A. |  | N. A. | N. A. | N. A. | N. A. | N. A. | N. A. | N. A. | N. A. | N. A. | N. A. | 1 | SUB COMPONENTS |  | Added New Code Number as requested by NPD and Mfg. | N | JOINT REPLACEMENT PROSTHESIS |  | No | No | N. A. | N. A. | N. A. | N. A.
H0307 | H0307.0654 | MODULOC BIPOLAR CUP (INT.) 54/28 |  | H0307.0654, H0307.0000 | 01 | 2017-10-01 | N. A. | N. A. | N. A. | QPF/H0307 | 00 | 2017-08-09 | N. A. | N. A. | N. A. | PS/H0307 | 00 | 2017-08-23 | N. A. | N. A. | N. A. | H0307 | TMF-2 | IU/6 | Class C | FINISHED GOODS | MODULOC™ | MODULOC BIPOLAR CUP (INT.) | 54/28 | 02 | YES | No | EO | Yes | H0307.0654 | No | N. A. | No | Yes | No | Yes | M. L.: MFG/MD/2021/000369 |  | 1 | ADLER PRODUCTS\MODULOC PRODUCTS\IMPLANTS | 0 | CHANGED LABEL FORMAT NUMBER AS PER EMAIL FROM SDW DTD 19JUN2021 ON 19JUN2021 | N | JOINT REPLACEMENT PROSTHESIS |  | 1/lot | No | Yes | Yes | No | N. A. | 54MM | USE WITH 28MM HEAD
H0307 | H0307.0654.01 | PUNCHED SHELL FOR MODULOC BIPOLAR CUP (INT.) 54/28 |  | H0307.0654.01 | N. A. | N. A. | N. A. | N. A. | N. A. | N. A. | N. A. | N. A. | N. A. | N. A. | N. A. | PS/H0307.0600.01 | N. A. | N. A. | N. A. | N. A. | N. A. | H0307 | TMF-1 | IU/6 | N. A. | SEMIFINISHED GOODS | N. A. | N. A. | N. A. | N. A. | N. A. | N. A. |  | N. A. | N. A. | N. A. | N. A. | N. A. | N. A. | N. A. | N. A. | N. A. | N. A. | 1 | SUB COMPONENTS | 0 | Changed Description as suggested by NPD on 16AUG2017 | N | HEMI ENDOPROSTHESIS |  | No | No | N. A. | N. A. | N. A. | N. A.
H0307 | H0307.0654.02 | LINER FOR MODULOC BIPOLAR CUP (INT.) 54/28 |  | H0307.0654.02 | N. A. | N. A. | N. A. | N. A. | N. A. | N. A. | N. A. | N. A. | N. A. | N. A. | N. A. | PS/H0307.0654.02 | N. A. | N. A. | N. A. | N. A. | N. A. | H0307 | N. A. | N. A. | N. A. | SEMIFINISHED GOODS | N. A. | N. A. | N. A. | N. A. | N. A. | N. A. |  | N. A. | N. A. | N. A. | N. A. | N. A. | N. A. | N. A. | N. A. | N. A. | N. A. | 1 | SUB COMPONENTS |  | Added New Code Number as requested by NPD and Mfg. | N | JOINT REPLACEMENT PROSTHESIS |  | No | No | N. A. | N. A. | N. A. | N. A.
H0307 | H0307.0655 | MODULOC BIPOLAR CUP (INT.) 55/28 |  | H0307.0655, H0307.0000 | 01 | 2017-10-01 | N. A. | N. A. | N. A. | QPF/H0307 | 00 | 2017-08-09 | N. A. | N. A. | N. A. | PS/H0307 | 00 | 2017-08-23 | N. A. | N. A. | N. A. | H0307 | TMF-2 | IU/6 | Class C | FINISHED GOODS | MODULOC™ | MODULOC BIPOLAR CUP (INT.) | 55/28 | 02 | YES | No | EO | Yes | H0307.0655 | No | N. A. | No | Yes | No | Yes | M. L.: MFG/MD/2021/000369 |  | 1 | ADLER PRODUCTS\MODULOC PRODUCTS\IMPLANTS | 0 | CHANGED LABEL FORMAT NUMBER AS PER EMAIL FROM SDW DTD 19JUN2021 ON 19JUN2021 | N | JOINT REPLACEMENT PROSTHESIS |  | 1/lot | No | Yes | Yes | No | N. A. | 55MM | USE WITH 28MM HEAD
H0307 | H0307.0655.01 | PUNCHED SHELL FOR MODULOC BIPOLAR CUP (INT.) 55/28 |  | H0307.0655.01 | N. A. | N. A. | N. A. | N. A. | N. A. | N. A. | N. A. | N. A. | N. A. | N. A. | N. A. | PS/H0307.0600.01 | N. A. | N. A. | N. A. | N. A. | N. A. | H0307 | TMF-1 | IU/6 | N. A. | SEMIFINISHED GOODS | N. A. | N. A. | N. A. | N. A. | N. A. | N. A. |  | N. A. | N. A. | N. A. | N. A. | N. A. | N. A. | N. A. | N. A. | N. A. | N. A. | 1 | SUB COMPONENTS | 0 | Changed Description as suggested by NPD on 16AUG2017 | N | HEMI ENDOPROSTHESIS |  | No | No | N. A. | N. A. | N. A. | N. A.
H0307 | H0307.0655.02 | LINER FOR MODULOC BIPOLAR CUP (INT.) 55/28 |  | H0307.0655.02 | N. A. | N. A. | N. A. | N. A. | N. A. | N. A. | N. A. | N. A. | N. A. | N. A. | N. A. | PS/H0307.0655.02 | N. A. | N. A. | N. A. | N. A. | N. A. | H0307 | N. A. | N. A. | N. A. | SEMIFINISHED GOODS | N. A. | N. A. | N. A. | N. A. | N. A. | N. A. |  | N. A. | N. A. | N. A. | N. A. | N. A. | N. A. | N. A. | N. A. | N. A. | N. A. | 1 | SUB COMPONENTS |  | Added New Code Number as requested by NPD and Mfg. | N | JOINT REPLACEMENT PROSTHESIS |  | No | No | N. A. | N. A. | N. A. | N. A.
H0307 | H0307.0656 | MODULOC BIPOLAR CUP (INT.) 56/28 |  | H0307.0656, H0307.0000 | 01 | 2017-10-01 | N. A. | N. A. | N. A. | QPF/H0307 | 00 | 2017-08-09 | N. A. | N. A. | N. A. | PS/H0307 | 00 | 2017-08-23 | N. A. | N. A. | N. A. | H0307 | TMF-2 | IU/6 | Class C | FINISHED GOODS | MODULOC™ | MODULOC BIPOLAR CUP (INT.) | 56/28 | 02 | YES | No | EO | Yes | H0307.0656 | No | N. A. | No | Yes | No | Yes | M. L.: MFG/MD/2021/000369 |  | 1 | ADLER PRODUCTS\MODULOC PRODUCTS\IMPLANTS | 0 | CHANGED LABEL FORMAT NUMBER AS PER EMAIL FROM SDW DTD 19JUN2021 ON 19JUN2021 | N | JOINT REPLACEMENT PROSTHESIS |  | 1/lot | No | Yes | Yes | No | N. A. | 56MM | USE WITH 28MM HEAD
H0307 | H0307.0656.01 | PUNCHED SHELL FOR MODULOC BIPOLAR CUP (INT.) 56/28 |  | H0307.0656.01 | N. A. | N. A. | N. A. | N. A. | N. A. | N. A. | N. A. | N. A. | N. A. | N. A. | N. A. | PS/H0307.0600.01 | N. A. | N. A. | N. A. | N. A. | N. A. | H0307 | TMF-1 | IU/6 | N. A. | SEMIFINISHED GOODS | N. A. | N. A. | N. A. | N. A. | N. A. | N. A. |  | N. A. | N. A. | N. A. | N. A. | N. A. | N. A. | N. A. | N. A. | N. A. | N. A. | 1 | SUB COMPONENTS | 0 | Changed Description as suggested by NPD on 16AUG2017 | N | HEMI ENDOPROSTHESIS |  | No | No | N. A. | N. A. | N. A. | N. A.
H0307 | H0307.0656.02 | LINER FOR MODULOC BIPOLAR CUP (INT.) 56/28 |  | H0307.0656.02 | N. A. | N. A. | N. A. | N. A. | N. A. | N. A. | N. A. | N. A. | N. A. | N. A. | N. A. | PS/H0307.0656.02 | N. A. | N. A. | N. A. | N. A. | N. A. | H0307 | N. A. | N. A. | N. A. | SEMIFINISHED GOODS | N. A. | N. A. | N. A. | N. A. | N. A. | N. A. |  | N. A. | N. A. | N. A. | N. A. | N. A. | N. A. | N. A. | N. A. | N. A. | N. A. | 1 | SUB COMPONENTS |  | Added New Code Number as requested by NPD and Mfg. | N | JOINT REPLACEMENT PROSTHESIS |  | No | No | N. A. | N. A. | N. A. | N. A.
H0307 | H0307.0657 | MODULOC BIPOLAR CUP (INT.) 57/28 |  | H0307.0657, H0307.0000 | 01 | 2017-10-01 | N. A. | N. A. | N. A. | QPF/H0307 | 00 | 2017-08-09 | N. A. | N. A. | N. A. | PS/H0307 | 00 | 2017-08-23 | N. A. | N. A. | N. A. | H0307 | TMF-2 | IU/6 | Class C | FINISHED GOODS | MODULOC™ | MODULOC BIPOLAR CUP (INT.) | 57/28 | 02 | YES | No | EO | Yes | H0307.0657 | No | N. A. | No | Yes | No | Yes | M. L.: MFG/MD/2021/000369 |  | 1 | ADLER PRODUCTS\MODULOC PRODUCTS\IMPLANTS | 0 | CHANGED LABEL FORMAT NUMBER AS PER EMAIL FROM SDW DTD 19JUN2021 ON 19JUN2021 | N | JOINT REPLACEMENT PROSTHESIS |  | 1/lot | No | Yes | Yes | No | N. A. | 57MM | USE WITH 28MM HEAD
H0307 | H0307.0657.01 | PUNCHED SHELL FOR MODULOC BIPOLAR CUP (INT.) 57/28 |  | H0307.0657.01 | N. A. | N. A. | N. A. | N. A. | N. A. | N. A. | N. A. | N. A. | N. A. | N. A. | N. A. | PS/H0307.0600.01 | N. A. | N. A. | N. A. | N. A. | N. A. | H0307 | TMF-1 | IU/6 | N. A. | SEMIFINISHED GOODS | N. A. | N. A. | N. A. | N. A. | N. A. | N. A. |  | N. A. | N. A. | N. A. | N. A. | N. A. | N. A. | N. A. | N. A. | N. A. | N. A. | 1 | SUB COMPONENTS | 0 | Changed Description as suggested by NPD on 16AUG2017 | N | HEMI ENDOPROSTHESIS |  | No | No | N. A. | N. A. | N. A. | N. A.
H0307 | H0307.0657.02 | LINER FOR MODULOC BIPOLAR CUP (INT.) 57/28 |  | H0307.0657.02 | N. A. | N. A. | N. A. | N. A. | N. A. | N. A. | N. A. | N. A. | N. A. | N. A. | N. A. | PS/H0307.0657.02 | N. A. | N. A. | N. A. | N. A. | N. A. | H0307 | N. A. | N. A. | N. A. | SEMIFINISHED GOODS | N. A. | N. A. | N. A. | N. A. | N. A. | N. A. |  | N. A. | N. A. | N. A. | N. A. | N. A. | N. A. | N. A. | N. A. | N. A. | N. A. | 1 | SUB COMPONENTS |  | Added New Code Number as requested by NPD and Mfg. | N | JOINT REPLACEMENT PROSTHESIS |  | No | No | N. A. | N. A. | N. A. | N. A.
H0307 | H0307.0658 | MODULOC BIPOLAR CUP (INT.) 58/28 |  | H0307.0658, H0307.0000 | 01 | 2017-10-01 | N. A. | N. A. | N. A. | QPF/H0307 | 00 | 2017-08-09 | N. A. | N. A. | N. A. | PS/H0307 | 00 | 2017-08-23 | N. A. | N. A. | N. A. | H0307 | TMF-2 | IU/6 | Class C | FINISHED GOODS | MODULOC™ | MODULOC BIPOLAR CUP (INT.) | 58/28 | 02 | YES | No | EO | Yes | H0307.0658 | No | N. A. | No | Yes | No | Yes | M. L.: MFG/MD/2021/000369 |  | 1 | ADLER PRODUCTS\MODULOC PRODUCTS\IMPLANTS | 0 | CHANGED LABEL FORMAT NUMBER AS PER EMAIL FROM SDW DTD 19JUN2021 ON 19JUN2021 | N | JOINT REPLACEMENT PROSTHESIS |  | 1/lot | No | Yes | Yes | No | N. A. | 58MM | USE WITH 28MM HEAD
H0307 | H0307.0658.01 | PUNCHED SHELL FOR MODULOC BIPOLAR CUP (INT.) 58/28 |  | H0307.0658.01 | N. A. | N. A. | N. A. | N. A. | N. A. | N. A. | N. A. | N. A. | N. A. | N. A. | N. A. | PS/H0307.0600.01 | N. A. | N. A. | N. A. | N. A. | N. A. | H0307 | TMF-1 | IU/6 | N. A. | SEMIFINISHED GOODS | N. A. | N. A. | N. A. | N. A. | N. A. | N. A. |  | N. A. | N. A. | N. A. | N. A. | N. A. | N. A. | N. A. | N. A. | N. A. | N. A. | 1 | SUB COMPONENTS | 0 | Changed Description as suggested by NPD on 16AUG2017 | N | HEMI ENDOPROSTHESIS |  | No | No | N. A. | N. A. | N. A. | N. A.
H0307 | H0307.0658.02 | LINER FOR MODULOC BIPOLAR CUP (INT.) 58/28 |  | H0307.0658.02 | N. A. | N. A. | N. A. | N. A. | N. A. | N. A. | N. A. | N. A. | N. A. | N. A. | N. A. | PS/H0307.0658.02 | N. A. | N. A. | N. A. | N. A. | N. A. | H0307 | N. A. | N. A. | N. A. | SEMIFINISHED GOODS | N. A. | N. A. | N. A. | N. A. | N. A. | N. A. |  | N. A. | N. A. | N. A. | N. A. | N. A. | N. A. | N. A. | N. A. | N. A. | N. A. | 1 | SUB COMPONENTS |  | Added New Code Number as requested by NPD and Mfg. | N | JOINT REPLACEMENT PROSTHESIS |  | No | No | N. A. | N. A. | N. A. | N. A.
H0307 | H0307.0659 | MODULOC BIPOLAR CUP (INT.) 59/28 |  | H0307.0659, H0307.0000 | 01 | 2017-10-01 | N. A. | N. A. | N. A. | QPF/H0307 | 00 | 2017-08-09 | N. A. | N. A. | N. A. | PS/H0307 | 00 | 2017-08-23 | N. A. | N. A. | N. A. | H0307 | TMF-2 | IU/6 | Class C | FINISHED GOODS | MODULOC™ | MODULOC BIPOLAR CUP (INT.) | 59/28 | 02 | YES | No | EO | Yes | H0307.0659 | No | N. A. | No | Yes | No | Yes | M. L.: MFG/MD/2021/000369 |  | 1 | ADLER PRODUCTS\MODULOC PRODUCTS\IMPLANTS | 0 | CHANGED LABEL FORMAT NUMBER AS PER EMAIL FROM SDW DTD 19JUN2021 ON 19JUN2021 | N | JOINT REPLACEMENT PROSTHESIS |  | 1/lot | No | Yes | Yes | No | N. A. | 59MM | USE WITH 28MM HEAD
H0307 | H0307.0659.01 | PUNCHED SHELL FOR MODULOC BIPOLAR CUP (INT.) 59/28 |  | H0307.0659.01 | N. A. | N. A. | N. A. | N. A. | N. A. | N. A. | N. A. | N. A. | N. A. | N. A. | N. A. | PS/H0307.0600.01 | N. A. | N. A. | N. A. | N. A. | N. A. | H0307 | TMF-1 | IU/6 | N. A. | SEMIFINISHED GOODS | N. A. | N. A. | N. A. | N. A. | N. A. | N. A. |  | N. A. | N. A. | N. A. | N. A. | N. A. | N. A. | N. A. | N. A. | N. A. | N. A. | 1 | SUB COMPONENTS | 0 | Changed Description as suggested by NPD on 16AUG2017 | N | HEMI ENDOPROSTHESIS |  | No | No | N. A. | N. A. | N. A. | N. A.
H0307 | H0307.0659.02 | LINER FOR MODULOC BIPOLAR CUP (INT.) 59/28 |  | H0307.0659.02 | N. A. | N. A. | N. A. | N. A. | N. A. | N. A. | N. A. | N. A. | N. A. | N. A. | N. A. | PS/H0307.0659.02 | N. A. | N. A. | N. A. | N. A. | N. A. | H0307 | N. A. | N. A. | N. A. | SEMIFINISHED GOODS | N. A. | N. A. | N. A. | N. A. | N. A. | N. A. |  | N. A. | N. A. | N. A. | N. A. | N. A. | N. A. | N. A. | N. A. | N. A. | N. A. | 1 | SUB COMPONENTS |  | Added New Code Number as requested by NPD and Mfg. | N | JOINT REPLACEMENT PROSTHESIS |  | No | No | N. A. | N. A. | N. A. | N. A.
H0308 | H0308.008 | STEM CENTRALIZER DIA 8.0, ENDOFIT |  | H0308.080 | N. A. | N. A. | N. A. | N. A. | N. A. | QPF/H0308 | 02 | 2017-10-18 | N. A. | N. A. | N. A. | PS/H0308 | 05 | 2020-07-28 | 2023-07-27 | N. A. | N. A. | H0308 | TMF-1 | IU/6 | Class C | FINISHED GOODS | ENDOFIT™ | STEM CENTRALIZER | 8mm - CENTRALIZER | 02 | YES | No | R | Yes | H0308.008 | No | N. A. | No | Yes | No | Yes | M. L.: MFG/MD/2021/000369 |  | 1 | ADLER PRODUCTS\MODULOC PRODUCTS\IMPLANTS | 0 | CHANGED LABEL FORMAT NUMBER AS PER EMAIL FROM SDW DTD 19JUN2021 ON 19JUN2021 | N | JOINT REPLACEMENT PROSTHESIS |  | 1/lot | No | Yes | Yes | No | N. A. | 8MM | CENTRALIZER
H0308 | H0308.010 | STEM CENTRALIZER DIA 10.0, ENDOFIT |  | H0308.010 | 01 | 2012-06-29 | N. A. | N. A. | N. A. | QPF/H0308 | 02 | 2017-10-18 | N. A. | N. A. | N. A. | PS/H0308 | 05 | 2020-07-28 | 2023-07-27 | N. A. | N. A. | H0308 | DD-JRP2 | IU/10 | Class C | FINISHED GOODS | ENDOFIT™ | STEM CENTRALIZER | 10mm - CENTRALIZER | 02 | YES | No | R | Yes | H0308.010 | No | N. A. | No | Yes | No | Yes | M. L.: MFG/MD/2021/000369 |  | 1 | ADLER PRODUCTS\MODULOC PRODUCTS\IMPLANTS | 0 | CHANGED LABEL FORMAT NUMBER AS PER EMAIL FROM SDW DTD 19JUN2021 ON 19JUN2021 | N | JOINT REPLACEMENT PROSTHESIS |  | 1/lot | No | Yes | Yes | No | N. A. | 10MM | CENTRALIZER
H0308 | H0308.012 | STEM CENTRALIZER DIA 12.0, ENDOFIT |  | H0308.012 | N. A. | N. A. | N. A. | N. A. | N. A. | QPF/H0308 | 02 | 2017-10-18 | N. A. | N. A. | N. A. | PS/H0308 | 05 | 2020-07-28 | 2023-07-27 | N. A. | N. A. | H0308 | DD-JRP2 | IU/10 | Class C | FINISHED GOODS | ENDOFIT™ | STEM CENTRALIZER | 12mm - CENTRALIZER | 02 | YES | No | R | Yes | H0308.012 | No | N. A. | No | Yes | No | Yes | M. L.: MFG/MD/2021/000369 |  | 1 | ADLER PRODUCTS\MODULOC PRODUCTS\IMPLANTS | 0 | CHANGED LABEL FORMAT NUMBER AS PER EMAIL FROM SDW DTD 19JUN2021 ON 19JUN2021 | N | JOINT REPLACEMENT PROSTHESIS |  | 1/lot | No | Yes | Yes | No | N. A. | 12MM | CENTRALIZER
H0308 | H0308.014 | STEM CENTRALIZER DIA 14.0, ENDOFIT |  | H0308.014 | 01 | 2012-06-29 | N. A. | N. A. | N. A. | QPF/H0308 | 02 | 2017-10-18 | N. A. | N. A. | N. A. | PS/H0308 | 05 | 2020-07-28 | 2023-07-27 | N. A. | N. A. | H0308 | DD-JRP2 | IU/10 | Class C | FINISHED GOODS | ENDOFIT™ | STEM CENTRALIZER | 14mm - CENTRALIZER | 02 | YES | No | R | Yes | H0308.014 | No | N. A. | No | Yes | No | Yes | M. L.: MFG/MD/2021/000369 |  | 1 | ADLER PRODUCTS\MODULOC PRODUCTS\IMPLANTS | 0 | CHANGED LABEL FORMAT NUMBER AS PER EMAIL FROM SDW DTD 19JUN2021 ON 19JUN2021 | N | JOINT REPLACEMENT PROSTHESIS |  | 1/lot | No | Yes | Yes | No | N. A. | 14MM | CENTRALIZER
H0309 | H0309.01 | CEMENT RESTRICTOR, ADLER |  | H0309.01 | 02 | 2013-11-08 | N. A. | N. A. | N. A. | QPF/H0309 | 03 | 2022-12-14 | N. A. | N. A. | N. A. | PS/H0309 | N. A. | N. A. | N. A. | N. A. | N. A. | H0309 | TMF-2 | IU/6 | Class C | FINISHED GOODS | ADLER™ | CEMENT RESTRICTOR |  | 02 | YES | No | R | Yes | H0309.01 | No | N. A. | No | Yes | No | Yes | M. L.: MFG/MD/2021/000369 |  | 1 | ADLER PRODUCTS\MODULOC PRODUCTS\IMPLANTS | 0 | Changed GS1 Code for these Items on 08DEC2021 | N | JOINT REPLACEMENT PROSTHESIS |  | 1/lot | No | Yes | Yes | No | N. A.
H0309 | H0309.01.01 | CEMENT RESTRICTOR, ADLER, MAIN BODY |  | H0309.01.01 | N. A. | N. A. | N. A. | N. A. | N. A. | N. A. | N. A. | N. A. | N. A. | N. A. | N. A. | PS/H0309.01.01 | 01 | 2013-11-03 | 2022-11-13 | 2019-11-13 | N. A. | H0309 | TMF-1 | IU/6 | N. A. | SEMIFINISHED GOODS | N. A. | N. A. | N. A. | N. A. | N. A. | N. A. |  | N. A. | N. A. | N. A. | N. A. | N. A. | N. A. | N. A. | N. A. | N. A. | N. A. | 1 | SUB COMPONENTS | 0 | Added New Product to Match the SL/1 on 19DEC2013 | N | JOINT REPLACEMENT PROSTHESIS |  | No | No | N. A. | N. A. | N. A. | N. A.
H0309 | H0309.01.02 | CEMENT RESTRICTOR, ADLER, CROSS PIN |  | H0309.01.02 | N. A. | N. A. | N. A. | N. A. | N. A. | N. A. | N. A. | N. A. | N. A. | N. A. | N. A. | PS/H0309.01.02 | 01 | 2013-11-23 | 2022-12-15 | 2019-12-15 | N. A. | H0309 | TMF-1 | IU/6 | N. A. | SEMIFINISHED GOODS | N. A. | N. A. | N. A. | N. A. | N. A. | N. A. |  | N. A. | N. A. | N. A. | N. A. | N. A. | N. A. | N. A. | N. A. | N. A. | N. A. | 1 | SUB COMPONENTS | 0 | Added New Product to Match the SL/1 on 19DEC2013 | N | JOINT REPLACEMENT PROSTHESIS |  | No | No | N. A. | N. A. | N. A. | N. A.
H0407 | H0407.2120 | ADLER MODULAR HEAD, HI-N STEEL, 22/-2.0 TO BE USED WITH MODULOC CUP |  | H0406.2120, H0406.2120.P1 | N. A. | N. A. | N. A. | N. A. | N. A. | QPF/H0406 | 05 | 2021-01-27 | N. A. | N. A. | N. A. | PS/H0407 | 07 | 2021-02-20 | 2024-02-19 | N. A. | N. A. | H0407 | DD-JRP2 | IU/10 | Class D | FINISHED GOODS | ADLER™ | MODULAR HEAD, HI-N STEEL | 22MM - NECK -2 | 02 | YES | No | R | Yes | H0407.2120 | No | N. A. | No | Yes | No | Yes | M. L.: MFG/MD/2021/000369 |  | 1 | ADLER PRODUCTS\MODULOC PRODUCTS\IMPLANTS | 0 | CHANGED LABEL FORMAT NUMBER AS PER EMAIL FROM SDW DTD 19JUN2021 ON 19JUN2021 | N | JOINT REPLACEMENT PROSTHESIS |  | 1/lot | No | Yes | Yes | No | N. A. | 22MM | NECK -2
H0407 | H0407.2135 | ADLER MODULAR HEAD, HI-N STEEL, 22/-3.5 TO BE USED WITH MODULOCK CUP |  | H0407.2135 | N. A. | N. A. | N. A. | N. A. | N. A. | QPF/H0406 | 05 | 2021-01-27 | N. A. | N. A. | N. A. | PS/H0407 | 07 | 2021-02-20 | 2024-02-19 | N. A. | N. A. | H0407 | N. A. | N. A. | N. A. | FINISHED GOODS | ADLER™ | ADLER MODULAR HEAD | HI-N STEEL, 22/-3.5 | 02 | YES | No | R | Yes | H0407.2135 | No | N. A. | No | Yes | No | Yes | M. L.: MFG/MD/2021/000369 |  | 1 | ADLER PRODUCTS\MODULOC PRODUCTS\IMPLANTS | 0 | CHANGED LABEL FORMAT NUMBER AS PER EMAIL FROM SDW DTD 19JUN2021 ON 19JUN2021 | Y | JOINT REPLACEMENT PROSTHESIS |  | 1/lot | No | Yes | Yes | No | N. A. | 22MM | NECK -3.5
H0407 | H0407.2200 | ADLER MODULAR HEAD, HI-N STEEL, 22/00 TO BE USED WITH MODULOC CUP |  | H0407.2200, H0407.2200.P1,H0407.2200/IIDM | N. A. | N. A. | N. A. | N. A. | N. A. | QPF/H0406 | 05 | 2021-01-27 | N. A. | N. A. | N. A. | PS/H0407 | 07 | 2021-02-20 | 2024-02-19 | N. A. | N. A. | H0407 | DD-JRP2 | IU/10 | Class D | FINISHED GOODS | ADLER™ | MODULAR HEAD, HI-N STEEL | 22MM - NECK 0 | 02 | YES | No | R | Yes | H0407.2200 | No | N. A. | No | Yes | No | Yes | M. L.: MFG/MD/2021/000369 |  | 1 | ADLER PRODUCTS\MODULOC PRODUCTS\IMPLANTS | 0 | CHANGED LABEL FORMAT NUMBER AS PER EMAIL FROM SDW DTD 19JUN2021 ON 19JUN2021 | N | JOINT REPLACEMENT PROSTHESIS |  | 1/lot | No | Yes | Yes | No | N. A. | 22MM | NECK 0
H0407 | H0407.2235 | ADLER MODULAR HEAD, HI-N STEEL, 22/+3.5 TO BE USED WITH MODULOC CUP |  | H0407.2235, H0407.2235.P1,H0407.2235/IIDM | N. A. | N. A. | N. A. | N. A. | N. A. | QPF/H0406 | 05 | 2021-01-27 | N. A. | N. A. | N. A. | PS/H0407 | 07 | 2021-02-20 | 2024-02-19 | N. A. | N. A. | H0407 | DD-JRP2 | IU/10 | Class D | FINISHED GOODS | ADLER™ | MODULAR HEAD, HI-N STEEL | 22MM - NECK +3.5 | 02 | YES | No | R | Yes | H0407.2235 | No | N. A. | No | Yes | No | Yes | M. L.: MFG/MD/2021/000369 |  | 1 | ADLER PRODUCTS\MODULOC PRODUCTS\IMPLANTS | 0 | CHANGED LABEL FORMAT NUMBER AS PER EMAIL FROM SDW DTD 19JUN2021 ON 19JUN2021 | N | JOINT REPLACEMENT PROSTHESIS |  | 1/lot | No | Yes | Yes | No | N. A. | 22MM | NECK +3.5
H0407 | H0407.2275 | ADLER MODULAR HEAD, HI-N STEEL, 22/+7.5 TO BE USED WITH MODULOC CUP |  | H0407.2275, H0407.2275.P1,H0407.2235/IIDM | N. A. | N. A. | N. A. | N. A. | N. A. | QPF/H0406 | 05 | 2021-01-27 | N. A. | N. A. | N. A. | PS/H0407 | 07 | 2021-02-20 | 2024-02-19 | N. A. | N. A. | H0407 | DD-JRP2 | IU/10 | Class D | FINISHED GOODS | ADLER™ | MODULAR HEAD, HI-N STEEL | 22MM - NECK +7.5 | 02 | YES | No | R | Yes | H0407.2275 | No | N. A. | No | Yes | No | Yes | M. L.: MFG/MD/2021/000369 |  | 1 | ADLER PRODUCTS\MODULOC PRODUCTS\IMPLANTS | 0 | CHANGED LABEL FORMAT NUMBER AS PER EMAIL FROM SDW DTD 19JUN2021 ON 19JUN2021 | N | JOINT REPLACEMENT PROSTHESIS |  | 1/lot | No | Yes | Yes | No | N. A. | 22MM | NECK +7.5
H0407 | H0407.2735 | ADLER MODULAR HEAD, HI-N STEEL, 28/-3.5 TO BE USED WITH MODULOC CUP |  | H0407.2735, H0407.2735.P1,H0407.2735/IIDM | N. A. | N. A. | N. A. | N. A. | N. A. | QPF/H0406 | 05 | 2021-01-27 | N. A. | N. A. | N. A. | PS/H0407 | 07 | 2021-02-20 | 2024-02-19 | N. A. | N. A. | H0407 | DD-JRP2 | IU/10 | Class D | FINISHED GOODS | ADLER™ | MODULAR HEAD, HI-N STEEL | 28MM - NECK -3.5 | 02 | YES | No | R | Yes | H0407.2735 | No | N. A. | No | Yes | No | Yes | M. L.: MFG/MD/2021/000369 |  | 1 | ADLER PRODUCTS\MODULOC PRODUCTS\IMPLANTS | 0 | CHANGED LABEL FORMAT NUMBER AS PER EMAIL FROM SDW DTD 19JUN2021 ON 19JUN2021 | N | JOINT REPLACEMENT PROSTHESIS |  | 1/lot | No | Yes | Yes | No | N. A. | 28MM | NECK -3.5
H0407 | H0407.2800 | ADLER MODULAR HEAD, HI-N STEEL, 28/00 TO BE USED WITH MODULOC CUP |  | H0407.2800, H0407.2800.P1,H0407.2800/IIDM | N. A. | N. A. | N. A. | N. A. | N. A. | QPF/H0406 | 05 | 2021-01-27 | N. A. | N. A. | N. A. | PS/H0407 | 07 | 2021-02-20 | 2024-02-19 | N. A. | N. A. | H0407 | DD-JRP2 | IU/10 | Class D | FINISHED GOODS | ADLER™ | MODULAR HEAD, HI-N STEEL | 28MM - NECK 0 | 02 | YES | No | R | Yes | H0407.2800 | No | N. A. | No | Yes | No | Yes | M. L.: MFG/MD/2021/000369 |  | 1 | ADLER PRODUCTS\MODULOC PRODUCTS\IMPLANTS | 0 | CHANGED LABEL FORMAT NUMBER AS PER EMAIL FROM SDW DTD 19JUN2021 ON 19JUN2021 | N | JOINT REPLACEMENT PROSTHESIS |  | 1/lot | No | Yes | Yes | No | N. A. | 28MM | NECK 0
H0407 | H0407.2835 | ADLER MODULAR HEAD, HI-N STEEL, 28/+3.5 TO BE USED WITH MODULOC CUP |  | H0407.2835, H0407.2835.P1,H0407.2835/IIDM | N. A. | N. A. | N. A. | N. A. | N. A. | QPF/H0406 | 05 | 2021-01-27 | N. A. | N. A. | N. A. | PS/H0407 | 07 | 2021-02-20 | 2024-02-19 | N. A. | N. A. | H0407 | DD-JRP2 | IU/10 | Class D | FINISHED GOODS | ADLER™ | MODULAR HEAD, HI-N STEEL | 28MM - NECK +3.5 | 02 | YES | No | R | Yes | H0407.2835 | No | N. A. | No | Yes | No | Yes | M. L.: MFG/MD/2021/000369 |  | 1 | ADLER PRODUCTS\MODULOC PRODUCTS\IMPLANTS | 0 | CHANGED LABEL FORMAT NUMBER AS PER EMAIL FROM SDW DTD 19JUN2021 ON 19JUN2021 | N | JOINT REPLACEMENT PROSTHESIS |  | 1/lot | No | Yes | Yes | No | N. A. | 28MM | NECK +3.5
H0407 | H0407.2875 | ADLER MODULAR HEAD, HI-N STEEL, 28/+7.5 TO BE USED WITH MODULOC CUP |  | H0407.2875, H0407.2875.P1,H0407.2875/IIDM | N. A. | N. A. | N. A. | N. A. | N. A. | QPF/H0406 | 05 | 2021-01-27 | N. A. | N. A. | N. A. | PS/H0407 | 07 | 2021-02-20 | 2024-02-19 | N. A. | N. A. | H0407 | DD-JRP2 | IU/10 | Class D | FINISHED GOODS | ADLER™ | MODULAR HEAD, HI-N STEEL | 28MM - NECK +7.5 | 02 | YES | No | R | Yes | H0407.2875 | No | N. A. | No | Yes | No | Yes | M. L.: MFG/MD/2021/000369 |  | 1 | ADLER PRODUCTS\MODULOC PRODUCTS\IMPLANTS | 0 | CHANGED LABEL FORMAT NUMBER AS PER EMAIL FROM SDW DTD 19JUN2021 ON 19JUN2021 | N | JOINT REPLACEMENT PROSTHESIS |  | 1/lot | No | Yes | Yes | No | N. A. | 28MM | NECK +7.5
H0407 | H0407.2900 | ADLER MODULAR HEAD, HI-N STEEL, 28/+10 TO BE USED WITH MODULOC CUP |  | H0407.2900, H0407.2900.P1,H0407.2900/IIDM | N. A. | N. A. | N. A. | N. A. | N. A. | QPF/H0406 | 05 | 2021-01-27 | N. A. | N. A. | N. A. | PS/H0407 | 07 | 2021-02-20 | 2024-02-19 | N. A. | N. A. | H0407 | DD-JRP2 | IU/10 | Class D | FINISHED GOODS | ADLER™ | MODULAR HEAD, HI-N STEEL | 28MM - NECK +10 | 02 | YES | No | R | Yes | H0407.2900 | No | N. A. | No | Yes | No | Yes | M. L.: MFG/MD/2021/000369 |  | 1 | ADLER PRODUCTS\MODULOC PRODUCTS\IMPLANTS | 0 | CHANGED LABEL FORMAT NUMBER AS PER EMAIL FROM SDW DTD 19JUN2021 ON 19JUN2021 | N | JOINT REPLACEMENT PROSTHESIS |  | 1/lot | No | Yes | Yes | No | N. A. | 28MM | NECK +10
H0407 | H0407.2925 | ADLER MODULAR HEAD, HI-N STEEL, 28/+12.5 TO BE USED WITH MODULOC CUP |  | H0407.2925, H0407.2925.P1,H0407.2925/IIDM | N. A. | N. A. | N. A. | N. A. | N. A. | QPF/H0406 | 05 | 2021-01-27 | N. A. | N. A. | N. A. | PS/H0407 | 07 | 2021-02-20 | 2024-02-19 | N. A. | N. A. | H0407 | DD-JRP2 | IU/10 | Class D | FINISHED GOODS | ADLER™ | MODULAR HEAD, HI-N STEEL | 28MM - NECK +12.5 | 02 | YES | No | R | Yes | H0407.2925 | No | N. A. | No | Yes | No | Yes | M. L.: MFG/MD/2021/000369 |  | 1 | ADLER PRODUCTS\MODULOC PRODUCTS\IMPLANTS | 0 | CHANGED LABEL FORMAT NUMBER AS PER EMAIL FROM SDW DTD 19JUN2021 ON 19JUN2021 | N | JOINT REPLACEMENT PROSTHESIS |  | 1/lot | No | Yes | Yes | No | N. A. | 28MM | NECK +12.5
I0104.00.2 | I0104.09.2 | EAZEE NAIL, DIA. 9, OLIEVE |  | I0104.00/2 | N. A. | N. A. | N. A. | N. A. | N. A. | N. A. | N. A. | N. A. | N. A. | N. A. | N. A. | PS/I0104.00/2 | N. A. | N. A. | N. A. | N. A. | N. A. | I0104 | N. A. | N. A. | N. A. | SEMIFINISHED GOODS | N. A. | N. A. | N. A. | N. A. | N. A. | N. A. |  | N. A. | N. A. | N. A. | N. A. | N. A. | N. A. | N. A. | N. A. | N. A. | N. A. | 1 | SUB COMPONENTS | NA | ADDED NEW GROUP AND PRODUCTS UNDER SUB COMPONENTS | N | SUB COMPONENTS |  | No | No | N. A. | N. A. | N. A. | N. A.
I0104A | I0104.0920A | EAZEE FEMUR NAIL, DIA. 9MM, LENGTH 200MM |  | I0104.0900A | 01 | 2014-06-25 | N. A. | N. A. | N. A. | QPF/I0104A | 01 | 2014-08-14 | N. A. | N. A. | N. A. | PS/I0104A | 01 | 2018-10-17 | N. A. | N. A. | N. A. | I0104A | TMF-1 | IU/1 | Class C | FINISHED GOODS | EAZEE™ | EAZEE FEMUR NAIL | DIA. 9MM, LENGTH 200MM | 16 | No | Yes |  | No | N. A. | No | N. A. | No | Yes | No | Yes | M. L.: MFG/MD/2021/000369 |  | 1 | ADLER PRODUCTS\EAZEE IMPLANTS\EAZEE FEMUR / TIBIA NAILS | 0 | Replaced new manufacturing license number MFG/MD/2021/000369 | Y | IM NAILS |  | 1 | No | Yes | Yes | Yes | N. A.
I0104A | I0104.0922A | EAZEE FEMUR NAIL, DIA. 9MM, LENGTH 220MM |  | I0104.0900A | 01 | 2014-06-25 | N. A. | N. A. | N. A. | QPF/I0104A | 01 | 2014-08-14 | N. A. | N. A. | N. A. | PS/I0104A | 01 | 2018-10-17 | N. A. | N. A. | N. A. | I0104A | TMF-1 | IU/1 | Class C | FINISHED GOODS | EAZEE™ | EAZEE FEMUR NAIL | DIA. 9MM, LENGTH 220MM | 16 | No | Yes |  | No | N. A. | No | N. A. | No | Yes | No | Yes | M. L.: MFG/MD/2021/000369 |  | 1 | ADLER PRODUCTS\EAZEE IMPLANTS\EAZEE FEMUR / TIBIA NAILS | 0 | Replaced new manufacturing license number MFG/MD/2021/000369 | Y | IM NAILS |  | 1 | No | Yes | Yes | Yes | N. A.
I0104A | I0104.0923A | EAZEE FEMUR NAIL, DIA. 9MM, LENGTH 230MM |  | I0104.0900A | 01 | 2014-06-25 | N. A. | N. A. | N. A. | QPF/I0104A | 01 | 2014-08-14 | N. A. | N. A. | N. A. | PS/I0104A | 01 | 2018-10-17 | N. A. | N. A. | N. A. | I0104A | TMF-1 | IU/1 | Class C | FINISHED GOODS | EAZEE™ | EAZEE FEMUR NAIL | DIA. 9MM, LENGTH 230MM | 16 | No | Yes |  | No | N. A. | No | N. A. | No | Yes | No | Yes | M. L.: MFG/MD/2021/000369 |  | 1 | ADLER PRODUCTS\EAZEE IMPLANTS\EAZEE FEMUR / TIBIA NAILS | 0 | Replaced new manufacturing license number MFG/MD/2021/000369 | Y | IM NAILS |  | 1 | No | Yes | Yes | Yes | N. A.
I0104A | I0104.0924A | EAZEE FEMUR NAIL, DIA. 9MM, LENGTH 240MM |  | I0104.0900A | 01 | 2014-06-25 | N. A. | N. A. | N. A. | QPF/I0104A | 01 | 2014-08-14 | N. A. | N. A. | N. A. | PS/I0104A | 01 | 2018-10-17 | N. A. | N. A. | N. A. | I0104A | TMF-1 | IU/1 | Class C | FINISHED GOODS | EAZEE™ | EAZEE FEMUR NAIL | DIA. 9MM, LENGTH 240MM | 16 | No | Yes |  | No | N. A. | No | N. A. | No | Yes | No | Yes | M. L.: MFG/MD/2021/000369 |  | 1 | ADLER PRODUCTS\EAZEE IMPLANTS\EAZEE FEMUR / TIBIA NAILS | 0 | Replaced new manufacturing license number MFG/MD/2021/000369 | Y | IM NAILS |  | 1 | No | Yes | Yes | Yes | N. A.
I0104A | I0104.0925A | EAZEE FEMUR NAIL, DIA. 9MM, LENGTH 250MM |  | I0104.0900A | 01 | 2014-06-25 | N. A. | N. A. | N. A. | QPF/I0104A | 01 | 2014-08-14 | N. A. | N. A. | N. A. | PS/I0104A | 01 | 2018-10-17 | N. A. | N. A. | N. A. | I0104A | TMF-1 | IU/1 | Class C | FINISHED GOODS | EAZEE™ | EAZEE FEMUR NAIL | DIA. 9MM, LENGTH 250MM | 16 | No | Yes |  | No | N. A. | No | N. A. | No | Yes | No | Yes | M. L.: MFG/MD/2021/000369 |  | 1 | ADLER PRODUCTS\EAZEE IMPLANTS\EAZEE FEMUR / TIBIA NAILS | 0 | Replaced new manufacturing license number MFG/MD/2021/000369 | Y | IM NAILS |  | 1 | No | Yes | Yes | Yes | N. A.
I0104A | I0104.0926A | EAZEE FEMUR NAIL, DIA. 9MM, LENGTH 260MM |  | I0104.0900A | 01 | 2014-06-25 | N. A. | N. A. | N. A. | QPF/I0104A | 01 | 2014-08-14 | N. A. | N. A. | N. A. | PS/I0104A | 01 | 2018-10-17 | N. A. | N. A. | N. A. | I0104A | TMF-1 | IU/1 | Class C | FINISHED GOODS | EAZEE™ | EAZEE FEMUR NAIL | DIA. 9MM, LENGTH 260MM | 16 | No | Yes |  | No | N. A. | No | N. A. | No | Yes | No | Yes | M. L.: MFG/MD/2021/000369 |  | 1 | ADLER PRODUCTS\EAZEE IMPLANTS\EAZEE FEMUR / TIBIA NAILS | 0 | Replaced new manufacturing license number MFG/MD/2021/000369 | Y | IM NAILS |  | 1 | No | Yes | Yes | Yes | N. A.
I0104A | I0104.0927A | EAZEE FEMUR NAIL, DIA. 9MM, LENGTH 270MM |  | I0104.0900A | 01 | 2014-06-25 | N. A. | N. A. | N. A. | QPF/I0104A | 01 | 2014-08-14 | N. A. | N. A. | N. A. | PS/I0104A | 01 | 2018-10-17 | N. A. | N. A. | N. A. | I0104A | TMF-1 | IU/1 | Class C | FINISHED GOODS | EAZEE™ | EAZEE FEMUR NAIL | DIA. 9MM, LENGTH 270MM | 16 | No | Yes |  | No | N. A. | No | N. A. | No | Yes | No | Yes | M. L.: MFG/MD/2021/000369 |  | 1 | ADLER PRODUCTS\EAZEE IMPLANTS\EAZEE FEMUR / TIBIA NAILS | 0 | Replaced new manufacturing license number MFG/MD/2021/000369 | Y | IM NAILS |  | 1 | No | Yes | Yes | Yes | N. A.
I0104A | I0104.0928A | EAZEE FEMUR NAIL, DIA. 9MM, LENGTH 280MM |  | I0104.0900A | 01 | 2014-06-25 | N. A. | N. A. | N. A. | QPF/I0104A | 01 | 2014-08-14 | N. A. | N. A. | N. A. | PS/I0104A | 01 | 2018-10-17 | N. A. | N. A. | N. A. | I0104A | TMF-1 | IU/1 | Class C | FINISHED GOODS | EAZEE™ | EAZEE FEMUR NAIL | DIA. 9MM, LENGTH 280MM | 16 | No | Yes |  | No | N. A. | No | N. A. | No | Yes | No | Yes | M. L.: MFG/MD/2021/000369 |  | 1 | ADLER PRODUCTS\EAZEE IMPLANTS\EAZEE FEMUR / TIBIA NAILS | 0 | Replaced new manufacturing license number MFG/MD/2021/000369 | Y | IM NAILS |  | 1 | No | Yes | Yes | Yes | N. A.
I0104 | I0104.0930 | EAZEE FEMUR NAIL, DIA. 9MM, LENGTH 300MM |  | I0104.0000 | #N/A | #N/A | N. A. | N. A. | N. A. | QPF/I0104 | #N/A | #N/A | #N/A | #N/A | #N/A | PS/I0104.09 | #N/A | #N/A | #N/A | #N/A | #N/A | I0104 | TMF-1 | IU/1 | Class C | FINISHED GOODS | EAZEE™ | EAZEE FEMUR NAIL | DIA. 9MM, LENGTH 300MM | 16 | No | Yes |  | No | N. A. | No | N. A. | No | Yes | No | Yes | M. L.: MFG/MD/2021/000369 |  | 1 | ADLER PRODUCTS\EAZEE IMPLANTS\EAZEE FEMUR / TIBIA NAILS | 0.0808 | Replaced new manufacturing license number MFG/MD/2021/000369 | Y | IM NAILS |  | 1 | No | Yes | Yes | Yes | N. A.
I0104A | I0104.0930A | EAZEE FEMUR NAIL, DIA. 9MM, LENGTH 300MM |  | I0104.0900A | 01 | 2014-06-25 | N. A. | N. A. | N. A. | QPF/I0104A | 01 | 2014-08-14 | N. A. | N. A. | N. A. | PS/I0104A | 01 | 2018-10-17 | N. A. | N. A. | N. A. | I0104A | TMF-1 | IU/1 | Class C | FINISHED GOODS | EAZEE™ | EAZEE FEMUR NAIL | DIA. 9MM, LENGTH 300MM | 16 | No | Yes |  | No | N. A. | No | N. A. | No | Yes | No | Yes | M. L.: MFG/MD/2021/000369 |  | 1 | ADLER PRODUCTS\EAZEE IMPLANTS\EAZEE FEMUR / TIBIA NAILS | 0 | Replaced new manufacturing license number MFG/MD/2021/000369 | Y | IM NAILS |  | 1 | No | Yes | Yes | Yes | N. A.
I0104 | I0104.0932 | EAZEE FEMUR NAIL, DIA. 9MM, LENGTH 320MM |  | I0104.0000 | #N/A | #N/A | N. A. | N. A. | N. A. | QPF/I0104 | #N/A | #N/A | #N/A | #N/A | #N/A | PS/I0104.09 | #N/A | #N/A | #N/A | #N/A | #N/A | I0104 | TMF-1 | IU/1 | Class C | FINISHED GOODS | EAZEE™ | EAZEE FEMUR NAIL | DIA. 9MM, LENGTH 320MM | 16 | No | Yes |  | No | N. A. | No | N. A. | No | Yes | No | Yes | M. L.: MFG/MD/2021/000369 |  | 1 | ADLER PRODUCTS\EAZEE IMPLANTS\EAZEE FEMUR / TIBIA NAILS | 0.088 | Replaced new manufacturing license number MFG/MD/2021/000369 | Y | IM NAILS |  | 1 | No | Yes | Yes | Yes | N. A.
I0104A | I0104.0932A | EAZEE FEMUR NAIL, DIA. 9MM, LENGTH 320MM |  | I0104.0900A | #N/A | #N/A | N. A. | N. A. | N. A. | QPF/I0104A | #N/A | #N/A | #N/A | #N/A | #N/A | PS/I0104A | #N/A | #N/A | #N/A | #N/A | #N/A | I0104A | TMF-1 | IU/1 | Class C | FINISHED GOODS | EAZEE™ | EAZEE FEMUR NAIL | DIA. 9MM, LENGTH 320MM | 16 | No | Yes |  | No | N. A. | No | N. A. | No | Yes | No | Yes | M. L.: MFG/MD/2021/000369 |  | 1 | ADLER PRODUCTS\EAZEE IMPLANTS\EAZEE FEMUR / TIBIA NAILS | 0 | Replaced new manufacturing license number MFG/MD/2021/000369 | Y | IM NAILS |  | 1 | No | Yes | Yes | Yes | N. A.
I0104 | I0104.0934 | EAZEE FEMUR NAIL, DIA. 9MM, LENGTH 340MM |  | I0104.0000 | #N/A | #N/A | N. A. | N. A. | N. A. | QPF/I0104 | #N/A | #N/A | #N/A | #N/A | #N/A | PS/I0104.09 | #N/A | #N/A | #N/A | #N/A | #N/A | I0104 | TMF-1 | IU/1 | Class C | FINISHED GOODS | EAZEE™ | EAZEE FEMUR NAIL | DIA. 9MM, LENGTH 340MM | 16 | No | Yes |  | No | N. A. | No | N. A. | No | Yes | No | Yes | M. L.: MFG/MD/2021/000369 |  | 1 | ADLER PRODUCTS\EAZEE IMPLANTS\EAZEE FEMUR / TIBIA NAILS | 0.0899 | Replaced new manufacturing license number MFG/MD/2021/000369 | Y | IM NAILS |  | 1 | No | Yes | Yes | Yes | N. A.
I0104A | I0104.0934A | EAZEE FEMUR NAIL, DIA. 9MM, LENGTH 340MM |  | I0104.0900A | #N/A | #N/A | N. A. | N. A. | N. A. | QPF/I0104A | #N/A | #N/A | #N/A | #N/A | #N/A | PS/I0104A | #N/A | #N/A | #N/A | #N/A | #N/A | I0104A | TMF-1 | IU/1 | Class C | FINISHED GOODS | EAZEE™ | EAZEE FEMUR NAIL | DIA. 9MM, LENGTH 340MM | 16 | No | Yes |  | No | N. A. | No | N. A. | No | Yes | No | Yes | M. L.: MFG/MD/2021/000369 |  | 1 | ADLER PRODUCTS\EAZEE IMPLANTS\EAZEE FEMUR / TIBIA NAILS | 0 | Replaced new manufacturing license number MFG/MD/2021/000369 | Y | IM NAILS |  | 1 | No | Yes | Yes | Yes | N. A.
I0104 | I0104.0936 | EAZEE FEMUR NAIL, DIA. 9MM, LENGTH 360MM |  | I0104.0000 | #N/A | #N/A | N. A. | N. A. | N. A. | QPF/I0104 | #N/A | #N/A | #N/A | #N/A | #N/A | PS/I0104.09 | #N/A | #N/A | #N/A | #N/A | #N/A | I0104 | TMF-1 | IU/1 | Class C | FINISHED GOODS | EAZEE™ | EAZEE FEMUR NAIL | DIA. 9MM, LENGTH 360MM | 16 | No | Yes |  | No | N. A. | No | N. A. | No | Yes | No | Yes | M. L.: MFG/MD/2021/000369 |  | 1 | ADLER PRODUCTS\EAZEE IMPLANTS\EAZEE FEMUR / TIBIA NAILS | 0.0941 | Replaced new manufacturing license number MFG/MD/2021/000369 | Y | IM NAILS |  | 1 | No | Yes | Yes | Yes | N. A.
I0104A | I0104.0936A | EAZEE FEMUR NAIL, DIA. 9MM, LENGTH 360MM |  | I0104.0900A | #N/A | #N/A | N. A. | N. A. | N. A. | QPF/I0104A | #N/A | #N/A | #N/A | #N/A | #N/A | PS/I0104A | #N/A | #N/A | #N/A | #N/A | #N/A | I0104A | TMF-1 | IU/1 | Class C | FINISHED GOODS | EAZEE™ | EAZEE FEMUR NAIL | DIA. 9MM, LENGTH 360MM | 16 | No | Yes |  | No | N. A. | No | N. A. | No | Yes | No | Yes | M. L.: MFG/MD/2021/000369 |  | 1 | ADLER PRODUCTS\EAZEE IMPLANTS\EAZEE FEMUR / TIBIA NAILS | 0 | Replaced new manufacturing license number MFG/MD/2021/000369 | Y | IM NAILS |  | 1 | No | Yes | Yes | Yes | N. A.
I0104 | I0104.0938 | EAZEE FEMUR NAIL, DIA. 9MM, LENGTH 380MM |  | I0104.0000 | #N/A | #N/A | N. A. | N. A. | N. A. | QPF/I0104 | #N/A | #N/A | #N/A | #N/A | #N/A | PS/I0104.09 | #N/A | #N/A | #N/A | #N/A | #N/A | I0104 | TMF-1 | IU/1 | Class C | FINISHED GOODS | EAZEE™ | EAZEE FEMUR NAIL | DIA. 9MM, LENGTH 380MM | 16 | No | Yes |  | No | N. A. | No | N. A. | No | Yes | No | Yes | M. L.: MFG/MD/2021/000369 |  | 1 | ADLER PRODUCTS\EAZEE IMPLANTS\EAZEE FEMUR / TIBIA NAILS | 0.0976 | Replaced new manufacturing license number MFG/MD/2021/000369 | Y | IM NAILS |  | 1 | No | Yes | Yes | Yes | N. A.
I0104A | I0104.0938A | EAZEE FEMUR NAIL, DIA. 9MM, LENGTH 380MM |  | I0104.0900A | #N/A | #N/A | N. A. | N. A. | N. A. | QPF/I0104A | #N/A | #N/A | #N/A | #N/A | #N/A | PS/I0104A | #N/A | #N/A | #N/A | #N/A | #N/A | I0104A | TMF-1 | IU/1 | Class C | FINISHED GOODS | EAZEE™ | EAZEE FEMUR NAIL | DIA. 9MM, LENGTH 380MM | 16 | No | Yes |  | No | N. A. | No | N. A. | No | Yes | No | Yes | M. L.: MFG/MD/2021/000369 |  | 1 | ADLER PRODUCTS\EAZEE IMPLANTS\EAZEE FEMUR / TIBIA NAILS | 0 | Replaced new manufacturing license number MFG/MD/2021/000369 | Y | IM NAILS |  | 1 | No | Yes | Yes | Yes | N. A.
I0104 | I0104.0940 | EAZEE FEMUR NAIL, DIA. 9MM, LENGTH 400MM |  | I0104.0000 | #N/A | #N/A | N. A. | N. A. | N. A. | QPF/I0104 | #N/A | #N/A | #N/A | #N/A | #N/A | PS/I0104.09 | #N/A | #N/A | #N/A | #N/A | #N/A | I0104 | TMF-1 | IU/1 | Class C | FINISHED GOODS | EAZEE™ | EAZEE FEMUR NAIL | DIA. 9MM, LENGTH 400MM | 16 | No | Yes |  | No | N. A. | No | N. A. | No | Yes | No | Yes | M. L.: MFG/MD/2021/000369 |  | 1 | ADLER PRODUCTS\EAZEE IMPLANTS\EAZEE FEMUR / TIBIA NAILS | 0.1027 | Replaced new manufacturing license number MFG/MD/2021/000369 | Y | IM NAILS |  | 1 | No | Yes | Yes | Yes | N. A.
I0104A | I0104.0940A | EAZEE FEMUR NAIL, DIA. 9MM, LENGTH 400MM |  | I0104.0900A | #N/A | #N/A | N. A. | N. A. | N. A. | QPF/I0104A | #N/A | #N/A | #N/A | #N/A | #N/A | PS/I0104A | #N/A | #N/A | #N/A | #N/A | #N/A | I0104A | TMF-1 | IU/1 | Class C | FINISHED GOODS | EAZEE™ | EAZEE FEMUR NAIL | DIA. 9MM, LENGTH 400MM | 16 | No | Yes |  | No | N. A. | No | N. A. | No | Yes | No | Yes | M. L.: MFG/MD/2021/000369 |  | 1 | ADLER PRODUCTS\EAZEE IMPLANTS\EAZEE FEMUR / TIBIA NAILS | 0 | Replaced new manufacturing license number MFG/MD/2021/000369 | Y | IM NAILS |  | 1 | No | Yes | Yes | Yes | N. A.
I0104 | I0104.0942 | EAZEE FEMUR NAIL, DIA. 9MM, LENGTH 420MM |  | I0104.0000 | #N/A | #N/A | N. A. | N. A. | N. A. | QPF/I0104 | #N/A | #N/A | #N/A | #N/A | #N/A | PS/I0104.09 | #N/A | #N/A | #N/A | #N/A | #N/A | I0104 | TMF-1 | IU/1 | Class C | FINISHED GOODS | EAZEE™ | EAZEE FEMUR NAIL | DIA. 9MM, LENGTH 420MM | 16 | No | Yes |  | No | N. A. | No | N. A. | No | Yes | No | Yes | M. L.: MFG/MD/2021/000369 |  | 1 | ADLER PRODUCTS\EAZEE IMPLANTS\EAZEE FEMUR / TIBIA NAILS | 0.1063 | Replaced new manufacturing license number MFG/MD/2021/000369 | Y | IM NAILS |  | 1 | No | Yes | Yes | Yes | N. A.
I0104A | I0104.0942A | EAZEE FEMUR NAIL, DIA. 9MM, LENGTH 420MM |  | I0104.0900A | #N/A | #N/A | N. A. | N. A. | N. A. | QPF/I0104A | #N/A | #N/A | #N/A | #N/A | #N/A | PS/I0104A | #N/A | #N/A | #N/A | #N/A | #N/A | I0104A | TMF-1 | IU/1 | Class C | FINISHED GOODS | EAZEE™ | EAZEE FEMUR NAIL | DIA. 9MM, LENGTH 420MM | 16 | No | Yes |  | No | N. A. | No | N. A. | No | Yes | No | Yes | M. L.: MFG/MD/2021/000369 |  | 1 | ADLER PRODUCTS\EAZEE IMPLANTS\EAZEE FEMUR / TIBIA NAILS | 0 | Replaced new manufacturing license number MFG/MD/2021/000369 | Y | IM NAILS |  | 1 | No | Yes | Yes | Yes | N. A.
I0104 | I0104.0944 | EAZEE FEMUR NAIL, DIA. 9MM, LENGTH 440MM |  | I0104.0000 | #N/A | #N/A | N. A. | N. A. | N. A. | QPF/I0104 | #N/A | #N/A | #N/A | #N/A | #N/A | PS/I0104.09 | #N/A | #N/A | #N/A | #N/A | #N/A | I0104 | TMF-1 | IU/1 | Class C | FINISHED GOODS | EAZEE™ | EAZEE FEMUR NAIL | DIA. 9MM, LENGTH 440MM | 16 | No | Yes |  | No | N. A. | No | N. A. | No | Yes | No | Yes | M. L.: MFG/MD/2021/000369 |  | 1 | ADLER PRODUCTS\EAZEE IMPLANTS\EAZEE FEMUR / TIBIA NAILS | 0.1074 | Replaced new manufacturing license number MFG/MD/2021/000369 | Y | IM NAILS |  | 1 | No | Yes | Yes | Yes | N. A.
I0104A | I0104.0944A | EAZEE FEMUR NAIL, DIA. 9MM, LENGTH 440MM |  | I0104.0900A | #N/A | #N/A | N. A. | N. A. | N. A. | QPF/I0104A | #N/A | #N/A | #N/A | #N/A | #N/A | PS/I0104A | #N/A | #N/A | #N/A | #N/A | #N/A | I0104A | TMF-1 | IU/1 | Class C | FINISHED GOODS | EAZEE™ | EAZEE FEMUR NAIL | DIA. 9MM, LENGTH 440MM | 16 | No | Yes |  | No | N. A. | No | N. A. | No | Yes | No | Yes | M. L.: MFG/MD/2021/000369 |  | 1 | ADLER PRODUCTS\EAZEE IMPLANTS\EAZEE FEMUR / TIBIA NAILS | 0 | Replaced new manufacturing license number MFG/MD/2021/000369 | Y | IM NAILS |  | 1 | No | Yes | Yes | Yes | N. A.
I0104 | I0104.0946 | EAZEE FEMUR NAIL, DIA. 9MM, LENGTH 460MM |  | I0104.0000 | #N/A | #N/A | N. A. | N. A. | N. A. | QPF/I0104 | #N/A | #N/A | #N/A | #N/A | #N/A | PS/I0104.09 | #N/A | #N/A | #N/A | #N/A | #N/A | I0104 | TMF-1 | IU/1 | Class C | FINISHED GOODS | EAZEE™ | EAZEE FEMUR NAIL | DIA. 9MM, LENGTH 460MM | 16 | No | Yes |  | No | N. A. | No | N. A. | No | Yes | No | Yes | M. L.: MFG/MD/2021/000369 |  | 1 | ADLER PRODUCTS\EAZEE IMPLANTS\EAZEE FEMUR / TIBIA NAILS | 0.1147 | Replaced new manufacturing license number MFG/MD/2021/000369 | Y | IM NAILS |  | 1 | No | Yes | Yes | Yes | N. A.
I0104A | I0104.0946A | EAZEE FEMUR NAIL, DIA. 9MM, LENGTH 460MM |  | I0104.0900A | 01 | 2014-06-25 | N. A. | N. A. | N. A. | QPF/I0104A | 01 | 2014-08-14 | N. A. | N. A. | N. A. | PS/I0104A | 01 | 2018-10-17 | N. A. | N. A. | N. A. | I0104A | TMF-1 | IU/1 | Class C | FINISHED GOODS | EAZEE™ | EAZEE FEMUR NAIL | DIA. 9MM, LENGTH 460MM | 16 | No | Yes |  | No | N. A. | No | N. A. | No | Yes | No | Yes | M. L.: MFG/MD/2021/000369 |  | 1 | ADLER PRODUCTS\EAZEE IMPLANTS\EAZEE FEMUR / TIBIA NAILS | 0 | Replaced new manufacturing license number MFG/MD/2021/000369 | Y | IM NAILS |  | 1 | No | Yes | Yes | Yes | N. A.
I0104.00.2 | I0104.10.2 | EAZEE NAIL, DIA. 10, OLIEVE |  | I0104.00/2 | N. A. | N. A. | N. A. | N. A. | N. A. | N. A. | N. A. | N. A. | N. A. | N. A. | N. A. | PS/I0104.00/2 | N. A. | N. A. | N. A. | N. A. | N. A. | I0104 | N. A. | N. A. | N. A. | SEMIFINISHED GOODS | N. A. | N. A. | N. A. | N. A. | N. A. | N. A. |  | N. A. | N. A. | N. A. | N. A. | N. A. | N. A. | N. A. | N. A. | N. A. | N. A. | 1 | SUB COMPONENTS | NA | ADDED NEW GROUP AND PRODUCTS UNDER SUB COMPONENTS | N | SUB COMPONENTS |  | No | No | N. A. | N. A. | N. A. | N. A.
I0104 | I0104.1030 | EAZEE FEMUR NAIL, DIA. 10MM, LENGTH 300MM |  | I0104.0000 | N. A. | N. A. | N. A. | N. A. | N. A. | QPF/I0104 | N. A. | N. A. | N. A. | N. A. | N. A. | PS/I0104.10 | N. A. | N. A. | N. A. | N. A. | N. A. | I0104 | TMF-1 | IU/1 | Class C | FINISHED GOODS | EAZEE™ | EAZEE FEMUR NAIL | DIA. 10MM, LENGTH 300MM | 16 | No | Yes |  | No | N. A. | No | N. A. | No | Yes | No | Yes | M. L.: MFG/MD/2021/000369 |  | 1 | ADLER PRODUCTS\EAZEE IMPLANTS\EAZEE FEMUR / TIBIA NAILS | 0 | Replaced new manufacturing license number MFG/MD/2021/000369 | Y | IM NAILS |  | 1 | No | Yes | Yes | Yes | N. A.
I0104A | I0104.1030A | EAZEE FEMUR NAIL, DIA. 10MM, LENGTH 300MM |  | I0104.1000A | 01 | 2014-06-25 | N. A. | N. A. | N. A. | QPF/I0104A | 01 | 2014-08-14 | N. A. | N. A. | N. A. | PS/I0104A | 01 | 2018-10-17 | N. A. | N. A. | N. A. | I0104A | TMF-1 | IU/1 | Class C | FINISHED GOODS | EAZEE™ | EAZEE FEMUR NAIL | DIA. 10MM, LENGTH 300MM | 16 | No | Yes |  | No | N. A. | No | N. A. | No | Yes | No | Yes | M. L.: MFG/MD/2021/000369 |  | 1 | ADLER PRODUCTS\EAZEE IMPLANTS\EAZEE FEMUR / TIBIA NAILS | 0 | Replaced new manufacturing license number MFG/MD/2021/000369 | Y | IM NAILS |  | 1 | No | Yes | Yes | Yes | N. A.
I0104 | I0104.1032 | EAZEE FEMUR NAIL, DIA. 10MM, LENGTH 320MM |  | I0104.0000 | #N/A | #N/A | N. A. | N. A. | N. A. | QPF/I0104 | #N/A | #N/A | #N/A | #N/A | #N/A | PS/I0104.10 | #N/A | #N/A | #N/A | #N/A | #N/A | I0104 | TMF-1 | IU/1 | Class C | FINISHED GOODS | EAZEE™ | EAZEE FEMUR NAIL | DIA. 10MM, LENGTH 320MM | 16 | No | Yes |  | No | N. A. | No | N. A. | No | Yes | No | Yes | M. L.: MFG/MD/2021/000369 |  | 1 | ADLER PRODUCTS\EAZEE IMPLANTS\EAZEE FEMUR / TIBIA NAILS | 0.1116 | Replaced new manufacturing license number MFG/MD/2021/000369 | Y | IM NAILS |  | 1 | No | Yes | Yes | Yes | N. A.
I0104A | I0104.1032A | EAZEE FEMUR NAIL, DIA. 10MM, LENGTH 320MM |  | I0104.1000A | #N/A | #N/A | N. A. | N. A. | N. A. | QPF/I0104A | #N/A | #N/A | #N/A | #N/A | #N/A | PS/I0104A | #N/A | #N/A | #N/A | #N/A | #N/A | I0104A | TMF-1 | IU/1 | Class C | FINISHED GOODS | EAZEE™ | EAZEE FEMUR NAIL | DIA. 10MM, LENGTH 320MM | 16 | No | Yes |  | No | N. A. | No | N. A. | No | Yes | No | Yes | M. L.: MFG/MD/2021/000369 |  | 1 | ADLER PRODUCTS\EAZEE IMPLANTS\EAZEE FEMUR / TIBIA NAILS | 0 | Replaced new manufacturing license number MFG/MD/2021/000369 | Y | IM NAILS |  | 1 | No | Yes | Yes | Yes | N. A.
I0104 | I0104.1034 | EAZEE FEMUR NAIL, DIA. 10MM, LENGTH 340MM |  | I0104.0000 | #N/A | #N/A | N. A. | N. A. | N. A. | QPF/I0104 | #N/A | #N/A | #N/A | #N/A | #N/A | PS/I0104.10 | #N/A | #N/A | #N/A | #N/A | #N/A | I0104 | TMF-1 | IU/1 | Class C | FINISHED GOODS | EAZEE™ | EAZEE FEMUR NAIL | DIA. 10MM, LENGTH 340MM | 16 | No | Yes |  | No | N. A. | No | N. A. | No | Yes | No | Yes | M. L.: MFG/MD/2021/000369 |  | 1 | ADLER PRODUCTS\EAZEE IMPLANTS\EAZEE FEMUR / TIBIA NAILS | 0.1198 | Replaced new manufacturing license number MFG/MD/2021/000369 | Y | IM NAILS |  | 1 | No | Yes | Yes | Yes | N. A.
I0104A | I0104.1034A | EAZEE FEMUR NAIL, DIA. 10MM, LENGTH 340MM |  | I0104.1000A | #N/A | #N/A | N. A. | N. A. | N. A. | QPF/I0104A | #N/A | #N/A | #N/A | #N/A | #N/A | PS/I0104A | #N/A | #N/A | #N/A | #N/A | #N/A | I0104A | TMF-1 | IU/1 | Class C | FINISHED GOODS | EAZEE™ | EAZEE FEMUR NAIL | DIA. 10MM, LENGTH 340MM | 16 | No | Yes |  | No | N. A. | No | N. A. | No | Yes | No | Yes | M. L.: MFG/MD/2021/000369 |  | 1 | ADLER PRODUCTS\EAZEE IMPLANTS\EAZEE FEMUR / TIBIA NAILS | 0 | Replaced new manufacturing license number MFG/MD/2021/000369 | Y | IM NAILS |  | 1 | No | Yes | Yes | Yes | N. A.
I0104 | I0104.1036 | EAZEE FEMUR NAIL, DIA. 10MM, LENGTH 360MM |  | I0104.0000 | #N/A | #N/A | N. A. | N. A. | N. A. | QPF/I0104 | #N/A | #N/A | #N/A | #N/A | #N/A | PS/I0104.10 | #N/A | #N/A | #N/A | #N/A | #N/A | I0104 | TMF-1 | IU/1 | Class C | FINISHED GOODS | EAZEE™ | EAZEE FEMUR NAIL | DIA. 10MM, LENGTH 360MM | 16 | No | Yes |  | No | N. A. | No | N. A. | No | Yes | No | Yes | M. L.: MFG/MD/2021/000369 |  | 1 | ADLER PRODUCTS\EAZEE IMPLANTS\EAZEE FEMUR / TIBIA NAILS | 0 | Replaced new manufacturing license number MFG/MD/2021/000369 | Y | IM NAILS |  | 1 | No | Yes | Yes | Yes | N. A.
I0104A | I0104.1036A | EAZEE FEMUR NAIL, DIA. 10MM, LENGTH 360MM |  | I0104.1000A | #N/A | #N/A | N. A. | N. A. | N. A. | QPF/I0104A | #N/A | #N/A | #N/A | #N/A | #N/A | PS/I0104A | #N/A | #N/A | #N/A | #N/A | #N/A | I0104A | TMF-1 | IU/1 | Class C | FINISHED GOODS | EAZEE™ | EAZEE FEMUR NAIL | DIA. 10MM, LENGTH 360MM | 16 | No | Yes |  | No | N. A. | No | N. A. | No | Yes | No | Yes | M. L.: MFG/MD/2021/000369 |  | 1 | ADLER PRODUCTS\EAZEE IMPLANTS\EAZEE FEMUR / TIBIA NAILS | 0 | Replaced new manufacturing license number MFG/MD/2021/000369 | Y | IM NAILS |  | 1 | No | Yes | Yes | Yes | N. A.
I0104 | I0104.1038 | EAZEE FEMUR NAIL, DIA. 10MM, LENGTH 380MM |  | I0104.0000 | #N/A | #N/A | N. A. | N. A. | N. A. | QPF/I0104 | #N/A | #N/A | #N/A | #N/A | #N/A | PS/I0104.10 | #N/A | #N/A | #N/A | #N/A | #N/A | I0104 | TMF-1 | IU/1 | Class C | FINISHED GOODS | EAZEE™ | EAZEE FEMUR NAIL | DIA. 10MM, LENGTH 380MM | 16 | No | Yes |  | No | N. A. | No | N. A. | No | Yes | No | Yes | M. L.: MFG/MD/2021/000369 |  | 1 | ADLER PRODUCTS\EAZEE IMPLANTS\EAZEE FEMUR / TIBIA NAILS | 0.1327 | Replaced new manufacturing license number MFG/MD/2021/000369 | Y | IM NAILS |  | 1 | No | Yes | Yes | Yes | N. A.
I0104A | I0104.1038A | EAZEE FEMUR NAIL, DIA. 10MM, LENGTH 380MM |  | I0104.1000A | #N/A | #N/A | N. A. | N. A. | N. A. | QPF/I0104A | #N/A | #N/A | #N/A | #N/A | #N/A | PS/I0104A | #N/A | #N/A | #N/A | #N/A | #N/A | I0104A | TMF-1 | IU/1 | Class C | FINISHED GOODS | EAZEE™ | EAZEE FEMUR NAIL | DIA. 10MM, LENGTH 380MM | 16 | No | Yes |  | No | N. A. | No | N. A. | No | Yes | No | Yes | M. L.: MFG/MD/2021/000369 |  | 1 | ADLER PRODUCTS\EAZEE IMPLANTS\EAZEE FEMUR / TIBIA NAILS | 0 | Replaced new manufacturing license number MFG/MD/2021/000369 | Y | IM NAILS |  | 1 | No | Yes | Yes | Yes | N. A.
I0104 | I0104.1040 | EAZEE FEMUR NAIL, DIA. 10MM, LENGTH 400MM |  | I0104.0000 | #N/A | #N/A | N. A. | N. A. | N. A. | QPF/I0104 | #N/A | #N/A | #N/A | #N/A | #N/A | PS/I0104.10 | #N/A | #N/A | #N/A | #N/A | #N/A | I0104 | TMF-1 | IU/1 | Class C | FINISHED GOODS | EAZEE™ | EAZEE FEMUR NAIL | DIA. 10MM, LENGTH 400MM | 16 | No | Yes |  | No | N. A. | No | N. A. | No | Yes | No | Yes | M. L.: MFG/MD/2021/000369 |  | 1 | ADLER PRODUCTS\EAZEE IMPLANTS\EAZEE FEMUR / TIBIA NAILS | 0.1389 | Replaced new manufacturing license number MFG/MD/2021/000369 | Y | IM NAILS |  | 1 | No | Yes | Yes | Yes | N. A.
I0104A | I0104.1040A | EAZEE FEMUR NAIL, DIA. 10MM, LENGTH 400MM |  | I0104.1000A | #N/A | #N/A | N. A. | N. A. | N. A. | QPF/I0104A | #N/A | #N/A | #N/A | #N/A | #N/A | PS/I0104A | #N/A | #N/A | #N/A | #N/A | #N/A | I0104A | TMF-1 | IU/1 | Class C | FINISHED GOODS | EAZEE™ | EAZEE FEMUR NAIL | DIA. 10MM, LENGTH 400MM | 16 | No | Yes |  | No | N. A. | No | N. A. | No | Yes | No | Yes | M. L.: MFG/MD/2021/000369 |  | 1 | ADLER PRODUCTS\EAZEE IMPLANTS\EAZEE FEMUR / TIBIA NAILS | 0 | Replaced new manufacturing license number MFG/MD/2021/000369 | Y | IM NAILS |  | 1 | No | Yes | Yes | Yes | N. A.
I0104 | I0104.1042 | EAZEE FEMUR NAIL, DIA. 10MM, LENGTH 420MM |  | I0104.0000 | #N/A | #N/A | N. A. | N. A. | N. A. | QPF/I0104 | #N/A | #N/A | #N/A | #N/A | #N/A | PS/I0104.10 | #N/A | #N/A | #N/A | #N/A | #N/A | I0104 | TMF-1 | IU/1 | Class C | FINISHED GOODS | EAZEE™ | EAZEE FEMUR NAIL | DIA. 10MM, LENGTH 420MM | 16 | No | Yes |  | No | N. A. | No | N. A. | No | Yes | No | Yes | M. L.: MFG/MD/2021/000369 |  | 1 | ADLER PRODUCTS\EAZEE IMPLANTS\EAZEE FEMUR / TIBIA NAILS | 0.1441 | Replaced new manufacturing license number MFG/MD/2021/000369 | Y | IM NAILS |  | 1 | No | Yes | Yes | Yes | N. A.
I0104A | I0104.1042A | EAZEE FEMUR NAIL, DIA. 10MM, LENGTH 420MM |  | I0104.1000A | #N/A | #N/A | N. A. | N. A. | N. A. | QPF/I0104A | #N/A | #N/A | #N/A | #N/A | #N/A | PS/I0104A | #N/A | #N/A | #N/A | #N/A | #N/A | I0104A | TMF-1 | IU/1 | Class C | FINISHED GOODS | EAZEE™ | EAZEE FEMUR NAIL | DIA. 10MM, LENGTH 420MM | 16 | No | Yes |  | No | N. A. | No | N. A. | No | Yes | No | Yes | M. L.: MFG/MD/2021/000369 |  | 1 | ADLER PRODUCTS\EAZEE IMPLANTS\EAZEE FEMUR / TIBIA NAILS | 0 | Replaced new manufacturing license number MFG/MD/2021/000369 | Y | IM NAILS |  | 1 | No | Yes | Yes | Yes | N. A.
I0104 | I0104.1044 | EAZEE FEMUR NAIL, DIA. 10MM, LENGTH 440MM |  | I0104.0000 | #N/A | #N/A | N. A. | N. A. | N. A. | QPF/I0104 | #N/A | #N/A | #N/A | #N/A | #N/A | PS/I0104.10 | #N/A | #N/A | #N/A | #N/A | #N/A | I0104 | TMF-1 | IU/1 | Class C | FINISHED GOODS | EAZEE™ | EAZEE FEMUR NAIL | DIA. 10MM, LENGTH 440MM | 16 | No | Yes |  | No | N. A. | No | N. A. | No | Yes | No | Yes | M. L.: MFG/MD/2021/000369 |  | 1 | ADLER PRODUCTS\EAZEE IMPLANTS\EAZEE FEMUR / TIBIA NAILS | 0.1499 | Replaced new manufacturing license number MFG/MD/2021/000369 | Y | IM NAILS |  | 1 | No | Yes | Yes | Yes | N. A.
I0104A | I0104.1044A | EAZEE FEMUR NAIL, DIA. 10MM, LENGTH 440MM |  | I0104.1000A | #N/A | #N/A | N. A. | N. A. | N. A. | QPF/I0104A | #N/A | #N/A | #N/A | #N/A | #N/A | PS/I0104A | #N/A | #N/A | #N/A | #N/A | #N/A | I0104A | TMF-1 | IU/1 | Class C | FINISHED GOODS | EAZEE™ | EAZEE FEMUR NAIL | DIA. 10MM, LENGTH 440MM | 16 | No | Yes |  | No | N. A. | No | N. A. | No | Yes | No | Yes | M. L.: MFG/MD/2021/000369 |  | 1 | ADLER PRODUCTS\EAZEE IMPLANTS\EAZEE FEMUR / TIBIA NAILS | 0 | Replaced new manufacturing license number MFG/MD/2021/000369 | Y | IM NAILS |  | 1 | No | Yes | Yes | Yes | N. A.
I0104 | I0104.1046 | EAZEE FEMUR NAIL, DIA. 10MM, LENGTH 460MM |  | I0104.0000 | #N/A | #N/A | N. A. | N. A. | N. A. | QPF/I0104 | #N/A | #N/A | #N/A | #N/A | #N/A | PS/I0104.10 | #N/A | #N/A | #N/A | #N/A | #N/A | I0104 | TMF-1 | IU/1 | Class C | FINISHED GOODS | EAZEE™ | EAZEE FEMUR NAIL | DIA. 10MM, LENGTH 460MM | 16 | No | Yes |  | No | N. A. | No | N. A. | No | Yes | No | Yes | M. L.: MFG/MD/2021/000369 |  | 1 | ADLER PRODUCTS\EAZEE IMPLANTS\EAZEE FEMUR / TIBIA NAILS | 0.1555 | Replaced new manufacturing license number MFG/MD/2021/000369 | Y | IM NAILS |  | 1 | No | Yes | Yes | Yes | N. A.
I0104A | I0104.1046A | EAZEE FEMUR NAIL, DIA. 10MM, LENGTH 460MM |  | I0104.1000A | 01 | 2014-06-25 | N. A. | N. A. | N. A. | QPF/I0104A | 01 | 2014-08-14 | N. A. | N. A. | N. A. | PS/I0104A | 01 | 2018-10-17 | N. A. | N. A. | N. A. | I0104A | TMF-1 | IU/1 | Class C | FINISHED GOODS | EAZEE™ | EAZEE FEMUR NAIL | DIA. 10MM, LENGTH 460MM | 16 | No | Yes |  | No | N. A. | No | N. A. | No | Yes | No | Yes | M. L.: MFG/MD/2021/000369 |  | 1 | ADLER PRODUCTS\EAZEE IMPLANTS\EAZEE FEMUR / TIBIA NAILS | 0 | Replaced new manufacturing license number MFG/MD/2021/000369 | Y | IM NAILS |  | 1 | No | Yes | Yes | Yes | N. A.
I0104.00.2 | I0104.11.2 | EAZEE NAIL, DIA. 11, OLIEVE |  | I0104.00/2 | N. A. | N. A. | N. A. | N. A. | N. A. | N. A. | N. A. | N. A. | N. A. | N. A. | N. A. | PS/I0104.00/2 | N. A. | N. A. | N. A. | N. A. | N. A. | I0104 | N. A. | N. A. | N. A. | SEMIFINISHED GOODS | N. A. | N. A. | N. A. | N. A. | N. A. | N. A. |  | N. A. | N. A. | N. A. | N. A. | N. A. | N. A. | N. A. | N. A. | N. A. | N. A. | 1 | SUB COMPONENTS | NA | ADDED NEW GROUP AND PRODUCTS UNDER SUB COMPONENTS | N | SUB COMPONENTS |  | No | No | N. A. | N. A. | N. A. | N. A.
I0104 | I0104.1130 | EAZEE FEMUR NAIL, DIA. 11MM, LENGTH 300MM |  | I0104.0000 | #N/A | #N/A | N. A. | N. A. | N. A. | QPF/I0104 | #N/A | #N/A | #N/A | #N/A | #N/A | PS/I0104.11 | #N/A | #N/A | #N/A | #N/A | #N/A | I0104 | TMF-1 | IU/1 | Class C | FINISHED GOODS | EAZEE™ | EAZEE FEMUR NAIL | DIA. 11MM, LENGTH 300MM | 16 | No | Yes |  | No | N. A. | No | N. A. | No | Yes | No | Yes | M. L.: MFG/MD/2021/000369 |  | 1 | ADLER PRODUCTS\EAZEE IMPLANTS\EAZEE FEMUR / TIBIA NAILS | 0 | Replaced new manufacturing license number MFG/MD/2021/000369 | Y | IM NAILS |  | 1 | No | Yes | Yes | Yes | N. A.
I0104A | I0104.1130A | EAZEE FEMUR NAIL, DIA. 11MM, LENGTH 300MM |  | I0104.1100A | #N/A | #N/A | N. A. | N. A. | N. A. | QPF/I0104A | #N/A | #N/A | #N/A | #N/A | #N/A | PS/I0104A | #N/A | #N/A | #N/A | #N/A | #N/A | I0104A | TMF-1 | IU/1 | Class C | FINISHED GOODS | EAZEE™ | EAZEE FEMUR NAIL | DIA. 11MM, LENGTH 300MM | 16 | No | Yes |  | No | N. A. | No | N. A. | No | Yes | No | Yes | M. L.: MFG/MD/2021/000369 |  | 1 | ADLER PRODUCTS\EAZEE IMPLANTS\EAZEE FEMUR / TIBIA NAILS | 0 | Replaced new manufacturing license number MFG/MD/2021/000369 | Y | IM NAILS |  | 1 | No | Yes | Yes | Yes | N. A.
I0104 | I0104.1132 | EAZEE FEMUR NAIL, DIA. 11MM, LENGTH 320MM |  | I0104.0000 | #N/A | #N/A | N. A. | N. A. | N. A. | QPF/I0104 | #N/A | #N/A | #N/A | #N/A | #N/A | PS/I0104.11 | #N/A | #N/A | #N/A | #N/A | #N/A | I0104 | TMF-1 | IU/1 | Class C | FINISHED GOODS | EAZEE™ | EAZEE FEMUR NAIL | DIA. 11MM, LENGTH 320MM | 16 | No | Yes |  | No | N. A. | No | N. A. | No | Yes | No | Yes | M. L.: MFG/MD/2021/000369 |  | 1 | ADLER PRODUCTS\EAZEE IMPLANTS\EAZEE FEMUR / TIBIA NAILS | 0.1168 | Replaced new manufacturing license number MFG/MD/2021/000369 | Y | IM NAILS |  | 1 | No | Yes | Yes | Yes | N. A.
I0104A | I0104.1132A | EAZEE FEMUR NAIL, DIA. 11MM, LENGTH 320MM |  | I0104.1100A | #N/A | #N/A | N. A. | N. A. | N. A. | QPF/I0104A | #N/A | #N/A | #N/A | #N/A | #N/A | PS/I0104A | #N/A | #N/A | #N/A | #N/A | #N/A | I0104A | TMF-1 | IU/1 | Class C | FINISHED GOODS | EAZEE™ | EAZEE FEMUR NAIL | DIA. 11MM, LENGTH 320MM | 16 | No | Yes |  | No | N. A. | No | N. A. | No | Yes | No | Yes | M. L.: MFG/MD/2021/000369 |  | 1 | ADLER PRODUCTS\EAZEE IMPLANTS\EAZEE FEMUR / TIBIA NAILS | 0 | Replaced new manufacturing license number MFG/MD/2021/000369 | Y | IM NAILS |  | 1 | No | Yes | Yes | Yes | N. A.
I0104 | I0104.1134 | EAZEE FEMUR NAIL, DIA. 11MM, LENGTH 340MM |  | I0104.0000 | #N/A | #N/A | N. A. | N. A. | N. A. | QPF/I0104 | #N/A | #N/A | #N/A | #N/A | #N/A | PS/I0104.11 | #N/A | #N/A | #N/A | #N/A | #N/A | I0104 | TMF-1 | IU/1 | Class C | FINISHED GOODS | EAZEE™ | EAZEE FEMUR NAIL | DIA. 11MM, LENGTH 340MM | 16 | No | Yes |  | No | N. A. | No | N. A. | No | Yes | No | Yes | M. L.: MFG/MD/2021/000369 |  | 1 | ADLER PRODUCTS\EAZEE IMPLANTS\EAZEE FEMUR / TIBIA NAILS | 0.1212 | Replaced new manufacturing license number MFG/MD/2021/000369 | Y | IM NAILS |  | 1 | No | Yes | Yes | Yes | N. A.
I0104A | I0104.1134A | EAZEE FEMUR NAIL, DIA. 11MM, LENGTH 340MM |  | I0104.1100A | #N/A | #N/A | N. A. | N. A. | N. A. | QPF/I0104A | #N/A | #N/A | #N/A | #N/A | #N/A | PS/I0104A | #N/A | #N/A | #N/A | #N/A | #N/A | I0104A | TMF-1 | IU/1 | Class C | FINISHED GOODS | EAZEE™ | EAZEE FEMUR NAIL | DIA. 11MM, LENGTH 340MM | 16 | No | Yes |  | No | N. A. | No | N. A. | No | Yes | No | Yes | M. L.: MFG/MD/2021/000369 |  | 1 | ADLER PRODUCTS\EAZEE IMPLANTS\EAZEE FEMUR / TIBIA NAILS | 0 | Replaced new manufacturing license number MFG/MD/2021/000369 | Y | IM NAILS |  | 1 | No | Yes | Yes | Yes | N. A.
I0104 | I0104.1136 | EAZEE FEMUR NAIL, DIA. 11MM, LENGTH 360MM |  | I0104.0000 | #N/A | #N/A | N. A. | N. A. | N. A. | QPF/I0104 | #N/A | #N/A | #N/A | #N/A | #N/A | PS/I0104.11 | #N/A | #N/A | #N/A | #N/A | #N/A | I0104 | TMF-1 | IU/1 | Class C | FINISHED GOODS | EAZEE™ | EAZEE FEMUR NAIL | DIA. 11MM, LENGTH 360MM | 16 | No | Yes |  | No | N. A. | No | N. A. | No | Yes | No | Yes | M. L.: MFG/MD/2021/000369 |  | 1 | ADLER PRODUCTS\EAZEE IMPLANTS\EAZEE FEMUR / TIBIA NAILS | 0.1273 | Replaced new manufacturing license number MFG/MD/2021/000369 | Y | IM NAILS |  | 1 | No | Yes | Yes | Yes | N. A.
I0104A | I0104.1136A | EAZEE FEMUR NAIL, DIA. 11MM, LENGTH 360MM |  | I0104.1100A | #N/A | #N/A | N. A. | N. A. | N. A. | QPF/I0104A | #N/A | #N/A | #N/A | #N/A | #N/A | PS/I0104A | #N/A | #N/A | #N/A | #N/A | #N/A | I0104A | TMF-1 | IU/1 | Class C | FINISHED GOODS | EAZEE™ | EAZEE FEMUR NAIL | DIA. 11MM, LENGTH 360MM | 16 | No | Yes |  | No | N. A. | No | N. A. | No | Yes | No | Yes | M. L.: MFG/MD/2021/000369 |  | 1 | ADLER PRODUCTS\EAZEE IMPLANTS\EAZEE FEMUR / TIBIA NAILS | 0 | Replaced new manufacturing license number MFG/MD/2021/000369 | Y | IM NAILS |  | 1 | No | Yes | Yes | Yes | N. A.
I0104 | I0104.1138 | EAZEE FEMUR NAIL, DIA. 11MM, LENGTH 380MM |  | I0104.0000 | #N/A | #N/A | N. A. | N. A. | N. A. | QPF/I0104 | #N/A | #N/A | #N/A | #N/A | #N/A | PS/I0104.11 | #N/A | #N/A | #N/A | #N/A | #N/A | I0104 | TMF-1 | IU/1 | Class C | FINISHED GOODS | EAZEE™ | EAZEE FEMUR NAIL | DIA. 11MM, LENGTH 380MM | 16 | No | Yes |  | No | N. A. | No | N. A. | No | Yes | No | Yes | M. L.: MFG/MD/2021/000369 |  | 1 | ADLER PRODUCTS\EAZEE IMPLANTS\EAZEE FEMUR / TIBIA NAILS | 0.1295 | Replaced new manufacturing license number MFG/MD/2021/000369 | Y | IM NAILS |  | 1 | No | Yes | Yes | Yes | N. A.
I0104A | I0104.1138A | EAZEE FEMUR NAIL, DIA. 11MM, LENGTH 380MM |  | I0104.1100A | #N/A | #N/A | N. A. | N. A. | N. A. | QPF/I0104A | #N/A | #N/A | #N/A | #N/A | #N/A | PS/I0104A | #N/A | #N/A | #N/A | #N/A | #N/A | I0104A | TMF-1 | IU/1 | Class C | FINISHED GOODS | EAZEE™ | EAZEE FEMUR NAIL | DIA. 11MM, LENGTH 380MM | 16 | No | Yes |  | No | N. A. | No | N. A. | No | Yes | No | Yes | M. L.: MFG/MD/2021/000369 |  | 1 | ADLER PRODUCTS\EAZEE IMPLANTS\EAZEE FEMUR / TIBIA NAILS | 0 | Replaced new manufacturing license number MFG/MD/2021/000369 | Y | IM NAILS |  | 1 | No | Yes | Yes | Yes | N. A.
I0104 | I0104.1140 | EAZEE FEMUR NAIL, DIA. 11MM, LENGTH 400MM |  | I0104.0000 | #N/A | #N/A | N. A. | N. A. | N. A. | QPF/I0104 | #N/A | #N/A | #N/A | #N/A | #N/A | PS/I0104.11 | #N/A | #N/A | #N/A | #N/A | #N/A | I0104 | TMF-1 | IU/1 | Class C | FINISHED GOODS | EAZEE™ | EAZEE FEMUR NAIL | DIA. 11MM, LENGTH 400MM | 16 | No | Yes |  | No | N. A. | No | N. A. | No | Yes | No | Yes | M. L.: MFG/MD/2021/000369 |  | 1 | ADLER PRODUCTS\EAZEE IMPLANTS\EAZEE FEMUR / TIBIA NAILS | 0 | Replaced new manufacturing license number MFG/MD/2021/000369 | Y | IM NAILS |  | 1 | No | Yes | Yes | Yes | N. A.
I0104A | I0104.1140A | EAZEE FEMUR NAIL, DIA. 11MM, LENGTH 400MM |  | I0104.1100A | #N/A | #N/A | N. A. | N. A. | N. A. | QPF/I0104A | #N/A | #N/A | #N/A | #N/A | #N/A | PS/I0104A | #N/A | #N/A | #N/A | #N/A | #N/A | I0104A | TMF-1 | IU/1 | Class C | FINISHED GOODS | EAZEE™ | EAZEE FEMUR NAIL | DIA. 11MM, LENGTH 400MM | 16 | No | Yes |  | No | N. A. | No | N. A. | No | Yes | No | Yes | M. L.: MFG/MD/2021/000369 |  | 1 | ADLER PRODUCTS\EAZEE IMPLANTS\EAZEE FEMUR / TIBIA NAILS | 0 | Replaced new manufacturing license number MFG/MD/2021/000369 | Y | IM NAILS |  | 1 | No | Yes | Yes | Yes | N. A.
I0104 | I0104.1142 | EAZEE FEMUR NAIL, DIA. 11MM, LENGTH 420MM |  | I0104.0000 | #N/A | #N/A | N. A. | N. A. | N. A. | QPF/I0104 | #N/A | #N/A | #N/A | #N/A | #N/A | PS/I0104.11 | #N/A | #N/A | #N/A | #N/A | #N/A | I0104 | TMF-1 | IU/1 | Class C | FINISHED GOODS | EAZEE™ | EAZEE FEMUR NAIL | DIA. 11MM, LENGTH 420MM | 16 | No | Yes |  | No | N. A. | No | N. A. | No | Yes | No | Yes | M. L.: MFG/MD/2021/000369 |  | 1 | ADLER PRODUCTS\EAZEE IMPLANTS\EAZEE FEMUR / TIBIA NAILS | 0.142 | Replaced new manufacturing license number MFG/MD/2021/000369 | Y | IM NAILS |  | 1 | No | Yes | Yes | Yes | N. A.
I0104A | I0104.1142A | EAZEE FEMUR NAIL, DIA. 11MM, LENGTH 420MM |  | I0104.1100A | #N/A | #N/A | N. A. | N. A. | N. A. | QPF/I0104A | #N/A | #N/A | #N/A | #N/A | #N/A | PS/I0104A | #N/A | #N/A | #N/A | #N/A | #N/A | I0104A | TMF-1 | IU/1 | Class C | FINISHED GOODS | EAZEE™ | EAZEE FEMUR NAIL | DIA. 11MM, LENGTH 420MM | 16 | No | Yes |  | No | N. A. | No | N. A. | No | Yes | No | Yes | M. L.: MFG/MD/2021/000369 |  | 1 | ADLER PRODUCTS\EAZEE IMPLANTS\EAZEE FEMUR / TIBIA NAILS | 0 | Replaced new manufacturing license number MFG/MD/2021/000369 | Y | IM NAILS |  | 1 | No | Yes | Yes | Yes | N. A.
I0104 | I0104.1144 | EAZEE FEMUR NAIL, DIA. 11MM, LENGTH 440MM |  | I0104.0000 | #N/A | #N/A | N. A. | N. A. | N. A. | QPF/I0104 | #N/A | #N/A | #N/A | #N/A | #N/A | PS/I0104.11 | #N/A | #N/A | #N/A | #N/A | #N/A | I0104 | TMF-1 | IU/1 | Class C | FINISHED GOODS | EAZEE™ | EAZEE FEMUR NAIL | DIA. 11MM, LENGTH 440MM | 16 | No | Yes |  | No | N. A. | No | N. A. | No | Yes | No | Yes | M. L.: MFG/MD/2021/000369 |  | 1 | ADLER PRODUCTS\EAZEE IMPLANTS\EAZEE FEMUR / TIBIA NAILS | 0.1466 | Replaced new manufacturing license number MFG/MD/2021/000369 | Y | IM NAILS |  | 1 | No | Yes | Yes | Yes | N. A.
I0104A | I0104.1144A | EAZEE FEMUR NAIL, DIA. 11MM, LENGTH 440MM |  | I0104.1100A | #N/A | #N/A | N. A. | N. A. | N. A. | QPF/I0104A | #N/A | #N/A | #N/A | #N/A | #N/A | PS/I0104A | #N/A | #N/A | #N/A | #N/A | #N/A | I0104A | TMF-1 | IU/1 | Class C | FINISHED GOODS | EAZEE™ | EAZEE FEMUR NAIL | DIA. 11MM, LENGTH 440MM | 16 | No | Yes |  | No | N. A. | No | N. A. | No | Yes | No | Yes | M. L.: MFG/MD/2021/000369 |  | 1 | ADLER PRODUCTS\EAZEE IMPLANTS\EAZEE FEMUR / TIBIA NAILS | 0 | Replaced new manufacturing license number MFG/MD/2021/000369 | Y | IM NAILS |  | 1 | No | Yes | Yes | Yes | N. A.
I0104 | I0104.1146 | EAZEE FEMUR NAIL, DIA. 11MM, LENGTH 460MM |  | I0104.0000 | #N/A | #N/A | N. A. | N. A. | N. A. | QPF/I0104 | #N/A | #N/A | #N/A | #N/A | #N/A | PS/I0104.11 | #N/A | #N/A | #N/A | #N/A | #N/A | I0104 | TMF-1 | IU/1 | Class C | FINISHED GOODS | EAZEE™ | EAZEE FEMUR NAIL | DIA. 11MM, LENGTH 460MM | 16 | No | Yes |  | No | N. A. | No | N. A. | No | Yes | No | Yes | M. L.: MFG/MD/2021/000369 |  | 1 | ADLER PRODUCTS\EAZEE IMPLANTS\EAZEE FEMUR / TIBIA NAILS | 0.1475 | Replaced new manufacturing license number MFG/MD/2021/000369 | Y | IM NAILS |  | 1 | No | Yes | Yes | Yes | N. A.
I0104A | I0104.1146A | EAZEE FEMUR NAIL, DIA. 11MM, LENGTH 460MM |  | I0104.1100A | 01 | 2014-06-25 | N. A. | N. A. | N. A. | QPF/I0104A | 01 | 2014-08-14 | N. A. | N. A. | N. A. | PS/I0104A | 01 | 2018-10-17 | N. A. | N. A. | N. A. | I0104A | TMF-1 | IU/1 | Class C | FINISHED GOODS | EAZEE™ | EAZEE FEMUR NAIL | DIA. 11MM, LENGTH 460MM | 16 | No | Yes |  | No | N. A. | No | N. A. | No | Yes | No | Yes | M. L.: MFG/MD/2021/000369 |  | 1 | ADLER PRODUCTS\EAZEE IMPLANTS\EAZEE FEMUR / TIBIA NAILS | 0 | Replaced new manufacturing license number MFG/MD/2021/000369 | Y | IM NAILS |  | 1 | No | Yes | Yes | Yes | N. A.
I0104.00.2 | I0104.12.2 | EAZEE NAIL, DIA. 12, OLIEVE |  | I0104.00/2 | N. A. | N. A. | N. A. | N. A. | N. A. | N. A. | N. A. | N. A. | N. A. | N. A. | N. A. | PS/I0104.00/2 | N. A. | N. A. | N. A. | N. A. | N. A. | I0104 | N. A. | N. A. | N. A. | SEMIFINISHED GOODS | N. A. | N. A. | N. A. | N. A. | N. A. | N. A. |  | N. A. | N. A. | N. A. | N. A. | N. A. | N. A. | N. A. | N. A. | N. A. | N. A. | 1 | SUB COMPONENTS | NA | ADDED NEW GROUP AND PRODUCTS UNDER SUB COMPONENTS | N | SUB COMPONENTS |  | No | No | N. A. | N. A. | N. A. | N. A.
I0104 | I0104.1232 | EAZEE FEMUR NAIL, DIA. 12MM, LENGTH 320MM |  | I0104.0000 | #N/A | #N/A | N. A. | N. A. | N. A. | QPF/I0104 | #N/A | #N/A | #N/A | #N/A | #N/A | PS/I0104.12 | #N/A | #N/A | #N/A | #N/A | #N/A | I0104 | TMF-1 | IU/1 | Class C | FINISHED GOODS | EAZEE™ | EAZEE FEMUR NAIL | DIA. 12MM, LENGTH 320MM | 16 | No | Yes |  | No | N. A. | No | N. A. | No | Yes | No | Yes | M. L.: MFG/MD/2021/000369 |  | 1 | ADLER PRODUCTS\EAZEE IMPLANTS\EAZEE FEMUR / TIBIA NAILS | 0 | Replaced new manufacturing license number MFG/MD/2021/000369 | Y | IM NAILS |  | 1 | No | Yes | Yes | Yes | N. A.
I0104A | I0104.1232A | EAZEE FEMUR NAIL, DIA. 12MM, LENGTH 320MM |  | I0104.1200A | #N/A | #N/A | N. A. | N. A. | N. A. | QPF/I0104A | #N/A | #N/A | #N/A | #N/A | #N/A | PS/I0104A | #N/A | #N/A | #N/A | #N/A | #N/A | I0104A | TMF-1 | IU/1 | Class C | FINISHED GOODS | EAZEE™ | EAZEE FEMUR NAIL | DIA. 12MM, LENGTH 320MM | 16 | No | Yes |  | No | N. A. | No | N. A. | No | Yes | No | Yes | M. L.: MFG/MD/2021/000369 |  | 1 | ADLER PRODUCTS\EAZEE IMPLANTS\EAZEE FEMUR / TIBIA NAILS | 0 | Replaced new manufacturing license number MFG/MD/2021/000369 | Y | IM NAILS |  | 1 | No | Yes | Yes | Yes | N. A.
I0104 | I0104.1234 | EAZEE FEMUR NAIL, DIA. 12MM, LENGTH 340MM |  | I0104.0000 | #N/A | #N/A | N. A. | N. A. | N. A. | QPF/I0104 | #N/A | #N/A | #N/A | #N/A | #N/A | PS/I0104.12 | #N/A | #N/A | #N/A | #N/A | #N/A | I0104 | TMF-1 | IU/1 | Class C | FINISHED GOODS | EAZEE™ | EAZEE FEMUR NAIL | DIA. 12MM, LENGTH 340MM | 16 | No | Yes |  | No | N. A. | No | N. A. | No | Yes | No | Yes | M. L.: MFG/MD/2021/000369 |  | 1 | ADLER PRODUCTS\EAZEE IMPLANTS\EAZEE FEMUR / TIBIA NAILS | 0.1576 | Replaced new manufacturing license number MFG/MD/2021/000369 | Y | IM NAILS |  | 1 | No | Yes | Yes | Yes | N. A.
I0104A | I0104.1234A | EAZEE FEMUR NAIL, DIA. 12MM, LENGTH 340MM |  | I0104.1200A | #N/A | #N/A | N. A. | N. A. | N. A. | QPF/I0104A | #N/A | #N/A | #N/A | #N/A | #N/A | PS/I0104A | #N/A | #N/A | #N/A | #N/A | #N/A | I0104A | TMF-1 | IU/1 | Class C | FINISHED GOODS | EAZEE™ | EAZEE FEMUR NAIL | DIA. 12MM, LENGTH 340MM | 16 | No | Yes |  | No | N. A. | No | N. A. | No | Yes | No | Yes | M. L.: MFG/MD/2021/000369 |  | 1 | ADLER PRODUCTS\EAZEE IMPLANTS\EAZEE FEMUR / TIBIA NAILS | 0 | Replaced new manufacturing license number MFG/MD/2021/000369 | Y | IM NAILS |  | 1 | No | Yes | Yes | Yes | N. A.
I0104 | I0104.1236 | EAZEE FEMUR NAIL, DIA. 12MM, LENGTH 360MM |  | I0104.0000 | #N/A | #N/A | N. A. | N. A. | N. A. | QPF/I0104 | #N/A | #N/A | #N/A | #N/A | #N/A | PS/I0104.12 | #N/A | #N/A | #N/A | #N/A | #N/A | I0104 | TMF-1 | IU/1 | Class C | FINISHED GOODS | EAZEE™ | EAZEE FEMUR NAIL | DIA. 12MM, LENGTH 360MM | 16 | No | Yes |  | No | N. A. | No | N. A. | No | Yes | No | Yes | M. L.: MFG/MD/2021/000369 |  | 1 | ADLER PRODUCTS\EAZEE IMPLANTS\EAZEE FEMUR / TIBIA NAILS | 0.1626 | Replaced new manufacturing license number MFG/MD/2021/000369 | Y | IM NAILS |  | 1 | No | Yes | Yes | Yes | N. A.
I0104A | I0104.1236A | EAZEE FEMUR NAIL, DIA. 12MM, LENGTH 360MM |  | I0104.1200A | #N/A | #N/A | N. A. | N. A. | N. A. | QPF/I0104A | #N/A | #N/A | #N/A | #N/A | #N/A | PS/I0104A | #N/A | #N/A | #N/A | #N/A | #N/A | I0104A | TMF-1 | IU/1 | Class C | FINISHED GOODS | EAZEE™ | EAZEE FEMUR NAIL | DIA. 12MM, LENGTH 360MM | 16 | No | Yes |  | No | N. A. | No | N. A. | No | Yes | No | Yes | M. L.: MFG/MD/2021/000369 |  | 1 | ADLER PRODUCTS\EAZEE IMPLANTS\EAZEE FEMUR / TIBIA NAILS | 0 | Replaced new manufacturing license number MFG/MD/2021/000369 | Y | IM NAILS |  | 1 | No | Yes | Yes | Yes | N. A.
I0104 | I0104.1238 | EAZEE FEMUR NAIL, DIA. 12MM, LENGTH 380MM |  | I0104.0000 | #N/A | #N/A | N. A. | N. A. | N. A. | QPF/I0104 | #N/A | #N/A | #N/A | #N/A | #N/A | PS/I0104.12 | #N/A | #N/A | #N/A | #N/A | #N/A | I0104 | TMF-1 | IU/1 | Class C | FINISHED GOODS | EAZEE™ | EAZEE FEMUR NAIL | DIA. 12MM, LENGTH 380MM | 16 | No | Yes |  | No | N. A. | No | N. A. | No | Yes | No | Yes | M. L.: MFG/MD/2021/000369 |  | 1 | ADLER PRODUCTS\EAZEE IMPLANTS\EAZEE FEMUR / TIBIA NAILS | 0.1707 | Replaced new manufacturing license number MFG/MD/2021/000369 | Y | IM NAILS |  | 1 | No | Yes | Yes | Yes | N. A.
I0104A | I0104.1238A | EAZEE FEMUR NAIL, DIA. 12MM, LENGTH 380MM |  | I0104.1200A | #N/A | #N/A | N. A. | N. A. | N. A. | QPF/I0104A | #N/A | #N/A | #N/A | #N/A | #N/A | PS/I0104A | #N/A | #N/A | #N/A | #N/A | #N/A | I0104A | TMF-1 | IU/1 | Class C | FINISHED GOODS | EAZEE™ | EAZEE FEMUR NAIL | DIA. 12MM, LENGTH 380MM | 16 | No | Yes |  | No | N. A. | No | N. A. | No | Yes | No | Yes | M. L.: MFG/MD/2021/000369 |  | 1 | ADLER PRODUCTS\EAZEE IMPLANTS\EAZEE FEMUR / TIBIA NAILS | 0 | Replaced new manufacturing license number MFG/MD/2021/000369 | Y | IM NAILS |  | 1 | No | Yes | Yes | Yes | N. A.
I0104 | I0104.1240 | EAZEE FEMUR NAIL, DIA. 12MM, LENGTH 400MM |  | I0104.0000 | #N/A | #N/A | N. A. | N. A. | N. A. | QPF/I0104 | #N/A | #N/A | #N/A | #N/A | #N/A | PS/I0104.12 | #N/A | #N/A | #N/A | #N/A | #N/A | I0104 | TMF-1 | IU/1 | Class C | FINISHED GOODS | EAZEE™ | EAZEE FEMUR NAIL | DIA. 12MM, LENGTH 400MM | 16 | No | Yes |  | No | N. A. | No | N. A. | No | Yes | No | Yes | M. L.: MFG/MD/2021/000369 |  | 1 | ADLER PRODUCTS\EAZEE IMPLANTS\EAZEE FEMUR / TIBIA NAILS | 0.181 | Replaced new manufacturing license number MFG/MD/2021/000369 | Y | IM NAILS |  | 1 | No | Yes | Yes | Yes | N. A.
I0104A | I0104.1240A | EAZEE FEMUR NAIL, DIA. 12MM, LENGTH 400MM |  | I0104.1200A | #N/A | #N/A | N. A. | N. A. | N. A. | QPF/I0104A | #N/A | #N/A | #N/A | #N/A | #N/A | PS/I0104A | #N/A | #N/A | #N/A | #N/A | #N/A | I0104A | TMF-1 | IU/1 | Class C | FINISHED GOODS | EAZEE™ | EAZEE FEMUR NAIL | DIA. 12MM, LENGTH 400MM | 16 | No | Yes |  | No | N. A. | No | N. A. | No | Yes | No | Yes | M. L.: MFG/MD/2021/000369 |  | 1 | ADLER PRODUCTS\EAZEE IMPLANTS\EAZEE FEMUR / TIBIA NAILS | 0 | Replaced new manufacturing license number MFG/MD/2021/000369 | Y | IM NAILS |  | 1 | No | Yes | Yes | Yes | N. A.
I0104 | I0104.1242 | EAZEE FEMUR NAIL, DIA. 12MM, LENGTH 420MM |  | I0104.0000 | #N/A | #N/A | N. A. | N. A. | N. A. | QPF/I0104 | #N/A | #N/A | #N/A | #N/A | #N/A | PS/I0104.12 | #N/A | #N/A | #N/A | #N/A | #N/A | I0104 | TMF-1 | IU/1 | Class C | FINISHED GOODS | EAZEE™ | EAZEE FEMUR NAIL | DIA. 12MM, LENGTH 420MM | 16 | No | Yes |  | No | N. A. | No | N. A. | No | Yes | No | Yes | M. L.: MFG/MD/2021/000369 |  | 1 | ADLER PRODUCTS\EAZEE IMPLANTS\EAZEE FEMUR / TIBIA NAILS | 0.1865 | Replaced new manufacturing license number MFG/MD/2021/000369 | Y | IM NAILS |  | 1 | No | Yes | Yes | Yes | N. A.
I0104A | I0104.1242A | EAZEE FEMUR NAIL, DIA. 12MM, LENGTH 420MM |  | I0104.1200A | #N/A | #N/A | N. A. | N. A. | N. A. | QPF/I0104A | #N/A | #N/A | #N/A | #N/A | #N/A | PS/I0104A | #N/A | #N/A | #N/A | #N/A | #N/A | I0104A | TMF-1 | IU/1 | Class C | FINISHED GOODS | EAZEE™ | EAZEE FEMUR NAIL | DIA. 12MM, LENGTH 420MM | 16 | No | Yes |  | No | N. A. | No | N. A. | No | Yes | No | Yes | M. L.: MFG/MD/2021/000369 |  | 1 | ADLER PRODUCTS\EAZEE IMPLANTS\EAZEE FEMUR / TIBIA NAILS | 0 | Replaced new manufacturing license number MFG/MD/2021/000369 | Y | IM NAILS |  | 1 | No | Yes | Yes | Yes | N. A.
I0104 | I0104.1244 | EAZEE FEMUR NAIL, DIA. 12MM, LENGTH 440MM |  | I0104.0000 | #N/A | #N/A | N. A. | N. A. | N. A. | QPF/I0104 | #N/A | #N/A | #N/A | #N/A | #N/A | PS/I0104.12 | #N/A | #N/A | #N/A | #N/A | #N/A | I0104 | TMF-1 | IU/1 | Class C | FINISHED GOODS | EAZEE™ | EAZEE FEMUR NAIL | DIA. 12MM, LENGTH 440MM | 16 | No | Yes |  | No | N. A. | No | N. A. | No | Yes | No | Yes | M. L.: MFG/MD/2021/000369 |  | 1 | ADLER PRODUCTS\EAZEE IMPLANTS\EAZEE FEMUR / TIBIA NAILS | 0 | Replaced new manufacturing license number MFG/MD/2021/000369 | Y | IM NAILS |  | 1 | No | Yes | Yes | Yes | N. A.
I0104A | I0104.1244A | EAZEE FEMUR NAIL, DIA. 12MM, LENGTH 440MM |  | I0104.1200A | #N/A | #N/A | N. A. | N. A. | N. A. | QPF/I0104A | #N/A | #N/A | #N/A | #N/A | #N/A | PS/I0104A | #N/A | #N/A | #N/A | #N/A | #N/A | I0104A | TMF-1 | IU/1 | Class C | FINISHED GOODS | EAZEE™ | EAZEE FEMUR NAIL | DIA. 12MM, LENGTH 440MM | 16 | No | Yes |  | No | N. A. | No | N. A. | No | Yes | No | Yes | M. L.: MFG/MD/2021/000369 |  | 1 | ADLER PRODUCTS\EAZEE IMPLANTS\EAZEE FEMUR / TIBIA NAILS | 0 | Replaced new manufacturing license number MFG/MD/2021/000369 | Y | IM NAILS |  | 1 | No | Yes | Yes | Yes | N. A.
I0104 | I0104.1246 | EAZEE FEMUR NAIL, DIA. 12MM, LENGTH 460MM |  | I0104.0000 | #N/A | #N/A | N. A. | N. A. | N. A. | QPF/I0104 | #N/A | #N/A | #N/A | #N/A | #N/A | PS/I0104.12 | #N/A | #N/A | #N/A | #N/A | #N/A | I0104 | TMF-1 | IU/1 | Class C | FINISHED GOODS | EAZEE™ | EAZEE FEMUR NAIL | DIA. 12MM, LENGTH 460MM | 16 | No | Yes |  | No | N. A. | No | N. A. | No | Yes | No | Yes | M. L.: MFG/MD/2021/000369 |  | 1 | ADLER PRODUCTS\EAZEE IMPLANTS\EAZEE FEMUR / TIBIA NAILS | 0.2026 | Replaced new manufacturing license number MFG/MD/2021/000369 | Y | IM NAILS |  | 1 | No | Yes | Yes | Yes | N. A.
I0104A | I0104.1246A | EAZEE FEMUR NAIL, DIA. 12MM, LENGTH 460MM |  | I0104.1200A | 01 | 2014-06-25 | N. A. | N. A. | N. A. | QPF/I0104A | 01 | 2014-08-14 | N. A. | N. A. | N. A. | PS/I0104A | 01 | 2018-10-17 | N. A. | N. A. | N. A. | I0104A | TMF-1 | IU/1 | Class C | FINISHED GOODS | EAZEE™ | EAZEE FEMUR NAIL | DIA. 12MM, LENGTH 460MM | 16 | No | Yes |  | No | N. A. | No | N. A. | No | Yes | No | Yes | M. L.: MFG/MD/2021/000369 |  | 1 | ADLER PRODUCTS\EAZEE IMPLANTS\EAZEE FEMUR / TIBIA NAILS | 0 | Replaced new manufacturing license number MFG/MD/2021/000369 | Y | IM NAILS |  | 1 | No | Yes | Yes | Yes | N. A.
I0104.00.2 | I0104.13.2 | EAZEE NAIL, DIA. 13, OLIEVE |  | I0104.00/2 | N. A. | N. A. | N. A. | N. A. | N. A. | N. A. | N. A. | N. A. | N. A. | N. A. | N. A. | PS/I0104.00/2 | N. A. | N. A. | N. A. | N. A. | N. A. | I0104 | N. A. | N. A. | N. A. | SEMIFINISHED GOODS | N. A. | N. A. | N. A. | N. A. | N. A. | N. A. |  | N. A. | N. A. | N. A. | N. A. | N. A. | N. A. | N. A. | N. A. | N. A. | N. A. | 1 | SUB COMPONENTS | NA | ADDED NEW GROUP AND PRODUCTS UNDER SUB COMPONENTS | N | SUB COMPONENTS |  | No | No | N. A. | N. A. | N. A. | N. A.
I0104 | I0104.1332 | EAZEE FEMUR NAIL, DIA. 13MM, LENGTH 320MM |  | I0104.0000 | #N/A | #N/A | N. A. | N. A. | N. A. | QPF/I0104 | #N/A | #N/A | #N/A | #N/A | #N/A | PS/I0104.13 | #N/A | #N/A | #N/A | #N/A | #N/A | I0104 | TMF-1 | IU/1 | Class C | FINISHED GOODS | EAZEE™ | EAZEE FEMUR NAIL | DIA. 13MM, LENGTH 320MM | 16 | No | Yes |  | No | N. A. | No | N. A. | No | Yes | No | Yes | M. L.: MFG/MD/2021/000369 |  | 1 | ADLER PRODUCTS\EAZEE IMPLANTS\EAZEE FEMUR / TIBIA NAILS | 0 | Replaced new manufacturing license number MFG/MD/2021/000369 | Y | IM NAILS |  | 1 | No | Yes | Yes | Yes | N. A.
I0104A | I0104.1332A | EAZEE FEMUR NAIL, DIA. 13MM, LENGTH 320MM |  | I0104.1300A | #N/A | #N/A | N. A. | N. A. | N. A. | QPF/I0104A | #N/A | #N/A | #N/A | #N/A | #N/A | PS/I0104A | #N/A | #N/A | #N/A | #N/A | #N/A | I0104A | TMF-1 | IU/1 | Class C | FINISHED GOODS | EAZEE™ | EAZEE FEMUR NAIL | DIA. 13MM, LENGTH 320MM | 16 | No | Yes |  | No | N. A. | No | N. A. | No | Yes | No | Yes | M. L.: MFG/MD/2021/000369 |  | 1 | ADLER PRODUCTS\EAZEE IMPLANTS\EAZEE FEMUR / TIBIA NAILS | 0 | Replaced new manufacturing license number MFG/MD/2021/000369 | Y | IM NAILS |  | 1 | No | Yes | Yes | Yes | N. A.
I0104 | I0104.1334 | EAZEE FEMUR NAIL, DIA. 13MM, LENGTH 340MM |  | I0104.0000 | #N/A | #N/A | N. A. | N. A. | N. A. | QPF/I0104 | #N/A | #N/A | #N/A | #N/A | #N/A | PS/I0104.13 | #N/A | #N/A | #N/A | #N/A | #N/A | I0104 | TMF-1 | IU/1 | Class C | FINISHED GOODS | EAZEE™ | EAZEE FEMUR NAIL | DIA. 13MM, LENGTH 340MM | 16 | No | Yes |  | No | N. A. | No | N. A. | No | Yes | No | Yes | M. L.: MFG/MD/2021/000369 |  | 1 | ADLER PRODUCTS\EAZEE IMPLANTS\EAZEE FEMUR / TIBIA NAILS | 0 | Replaced new manufacturing license number MFG/MD/2021/000369 | Y | IM NAILS |  | 1 | No | Yes | Yes | Yes | N. A.
I0104A | I0104.1334A | EAZEE FEMUR NAIL, DIA. 13MM, LENGTH 340MM |  | I0104.1300A | #N/A | #N/A | N. A. | N. A. | N. A. | QPF/I0104A | #N/A | #N/A | #N/A | #N/A | #N/A | PS/I0104A | #N/A | #N/A | #N/A | #N/A | #N/A | I0104A | TMF-1 | IU/1 | Class C | FINISHED GOODS | EAZEE™ | EAZEE FEMUR NAIL | DIA. 13MM, LENGTH 340MM | 16 | No | Yes |  | No | N. A. | No | N. A. | No | Yes | No | Yes | M. L.: MFG/MD/2021/000369 |  | 1 | ADLER PRODUCTS\EAZEE IMPLANTS\EAZEE FEMUR / TIBIA NAILS | 0 | Replaced new manufacturing license number MFG/MD/2021/000369 | Y | IM NAILS |  | 1 | No | Yes | Yes | Yes | N. A.
I0104 | I0104.1336 | EAZEE FEMUR NAIL, DIA. 13MM, LENGTH 360MM |  | I0104.0000 | #N/A | #N/A | N. A. | N. A. | N. A. | QPF/I0104 | #N/A | #N/A | #N/A | #N/A | #N/A | PS/I0104.13 | #N/A | #N/A | #N/A | #N/A | #N/A | I0104 | TMF-1 | IU/1 | Class C | FINISHED GOODS | EAZEE™ | EAZEE FEMUR NAIL | DIA. 13MM, LENGTH 360MM | 16 | No | Yes |  | No | N. A. | No | N. A. | No | Yes | No | Yes | M. L.: MFG/MD/2021/000369 |  | 1 | ADLER PRODUCTS\EAZEE IMPLANTS\EAZEE FEMUR / TIBIA NAILS | 0 | Replaced new manufacturing license number MFG/MD/2021/000369 | Y | IM NAILS |  | 1 | No | Yes | Yes | Yes | N. A.
I0104A | I0104.1336A | EAZEE FEMUR NAIL, DIA. 13MM, LENGTH 360MM |  | I0104.1300A | #N/A | #N/A | N. A. | N. A. | N. A. | QPF/I0104A | #N/A | #N/A | #N/A | #N/A | #N/A | PS/I0104A | #N/A | #N/A | #N/A | #N/A | #N/A | I0104A | TMF-1 | IU/1 | Class C | FINISHED GOODS | EAZEE™ | EAZEE FEMUR NAIL | DIA. 13MM, LENGTH 360MM | 16 | No | Yes |  | No | N. A. | No | N. A. | No | Yes | No | Yes | M. L.: MFG/MD/2021/000369 |  | 1 | ADLER PRODUCTS\EAZEE IMPLANTS\EAZEE FEMUR / TIBIA NAILS | 0 | Replaced new manufacturing license number MFG/MD/2021/000369 | Y | IM NAILS |  | 1 | No | Yes | Yes | Yes | N. A.
I0104 | I0104.1338 | EAZEE FEMUR NAIL, DIA. 13MM, LENGTH 380MM |  | I0104.0000 | #N/A | #N/A | N. A. | N. A. | N. A. | QPF/I0104 | #N/A | #N/A | #N/A | #N/A | #N/A | PS/I0104.13 | #N/A | #N/A | #N/A | #N/A | #N/A | I0104 | TMF-1 | IU/1 | Class C | FINISHED GOODS | EAZEE™ | EAZEE FEMUR NAIL | DIA. 13MM, LENGTH 380MM | 16 | No | Yes |  | No | N. A. | No | N. A. | No | Yes | No | Yes | M. L.: MFG/MD/2021/000369 |  | 1 | ADLER PRODUCTS\EAZEE IMPLANTS\EAZEE FEMUR / TIBIA NAILS | 0 | Replaced new manufacturing license number MFG/MD/2021/000369 | Y | IM NAILS |  | 1 | No | Yes | Yes | Yes | N. A.
I0104A | I0104.1338A | EAZEE FEMUR NAIL, DIA. 13MM, LENGTH 380MM |  | I0104.1300A | #N/A | #N/A | N. A. | N. A. | N. A. | QPF/I0104A | #N/A | #N/A | #N/A | #N/A | #N/A | PS/I0104A | #N/A | #N/A | #N/A | #N/A | #N/A | I0104A | TMF-1 | IU/1 | Class C | FINISHED GOODS | EAZEE™ | EAZEE FEMUR NAIL | DIA. 13MM, LENGTH 380MM | 16 | No | Yes |  | No | N. A. | No | N. A. | No | Yes | No | Yes | M. L.: MFG/MD/2021/000369 |  | 1 | ADLER PRODUCTS\EAZEE IMPLANTS\EAZEE FEMUR / TIBIA NAILS | 0 | Replaced new manufacturing license number MFG/MD/2021/000369 | Y | IM NAILS |  | 1 | No | Yes | Yes | Yes | N. A.
I0104 | I0104.1340 | EAZEE FEMUR NAIL, DIA. 13MM, LENGTH 400MM |  | I0104.0000 | #N/A | #N/A | N. A. | N. A. | N. A. | QPF/I0104 | #N/A | #N/A | #N/A | #N/A | #N/A | PS/I0104.13 | #N/A | #N/A | #N/A | #N/A | #N/A | I0104 | TMF-1 | IU/1 | Class C | FINISHED GOODS | EAZEE™ | EAZEE FEMUR NAIL | DIA. 13MM, LENGTH 400MM | 16 | No | Yes |  | No | N. A. | No | N. A. | No | Yes | No | Yes | M. L.: MFG/MD/2021/000369 |  | 1 | ADLER PRODUCTS\EAZEE IMPLANTS\EAZEE FEMUR / TIBIA NAILS | 0 | Replaced new manufacturing license number MFG/MD/2021/000369 | Y | IM NAILS |  | 1 | No | Yes | Yes | Yes | N. A.
I0104A | I0104.1340A | EAZEE FEMUR NAIL, DIA. 13MM, LENGTH 400MM |  | I0104.1300A | #N/A | #N/A | N. A. | N. A. | N. A. | QPF/I0104A | #N/A | #N/A | #N/A | #N/A | #N/A | PS/I0104A | #N/A | #N/A | #N/A | #N/A | #N/A | I0104A | TMF-1 | IU/1 | Class C | FINISHED GOODS | EAZEE™ | EAZEE FEMUR NAIL | DIA. 13MM, LENGTH 400MM | 16 | No | Yes |  | No | N. A. | No | N. A. | No | Yes | No | Yes | M. L.: MFG/MD/2021/000369 |  | 1 | ADLER PRODUCTS\EAZEE IMPLANTS\EAZEE FEMUR / TIBIA NAILS | 0 | Replaced new manufacturing license number MFG/MD/2021/000369 | Y | IM NAILS |  | 1 | No | Yes | Yes | Yes | N. A.
I0104 | I0104.1342 | EAZEE FEMUR NAIL, DIA. 13MM, LENGTH 420MM |  | I0104.0000 | #N/A | #N/A | N. A. | N. A. | N. A. | QPF/I0104 | #N/A | #N/A | #N/A | #N/A | #N/A | PS/I0104.13 | #N/A | #N/A | #N/A | #N/A | #N/A | I0104 | TMF-1 | IU/1 | Class C | FINISHED GOODS | EAZEE™ | EAZEE FEMUR NAIL | DIA. 13MM, LENGTH 420MM | 16 | No | Yes |  | No | N. A. | No | N. A. | No | Yes | No | Yes | M. L.: MFG/MD/2021/000369 |  | 1 | ADLER PRODUCTS\EAZEE IMPLANTS\EAZEE FEMUR / TIBIA NAILS | 0 | Replaced new manufacturing license number MFG/MD/2021/000369 | Y | IM NAILS |  | 1 | No | Yes | Yes | Yes | N. A.
I0104A | I0104.1342A | EAZEE FEMUR NAIL, DIA. 13MM, LENGTH 420MM |  | I0104.1300A | #N/A | #N/A | N. A. | N. A. | N. A. | QPF/I0104A | #N/A | #N/A | #N/A | #N/A | #N/A | PS/I0104A | #N/A | #N/A | #N/A | #N/A | #N/A | I0104A | TMF-1 | IU/1 | Class C | FINISHED GOODS | EAZEE™ | EAZEE FEMUR NAIL | DIA. 13MM, LENGTH 420MM | 16 | No | Yes |  | No | N. A. | No | N. A. | No | Yes | No | Yes | M. L.: MFG/MD/2021/000369 |  | 1 | ADLER PRODUCTS\EAZEE IMPLANTS\EAZEE FEMUR / TIBIA NAILS | 0 | Replaced new manufacturing license number MFG/MD/2021/000369 | Y | IM NAILS |  | 1 | No | Yes | Yes | Yes | N. A.
I0104 | I0104.1344 | EAZEE FEMUR NAIL, DIA. 13MM, LENGTH 440MM |  | I0104.0000 | #N/A | #N/A | N. A. | N. A. | N. A. | QPF/I0104 | #N/A | #N/A | #N/A | #N/A | #N/A | PS/I0104.13 | #N/A | #N/A | #N/A | #N/A | #N/A | I0104 | TMF-1 | IU/1 | Class C | FINISHED GOODS | EAZEE™ | EAZEE FEMUR NAIL | DIA. 13MM, LENGTH 440MM | 16 | No | Yes |  | No | N. A. | No | N. A. | No | Yes | No | Yes | M. L.: MFG/MD/2021/000369 |  | 1 | ADLER PRODUCTS\EAZEE IMPLANTS\EAZEE FEMUR / TIBIA NAILS | 0 | Replaced new manufacturing license number MFG/MD/2021/000369 | Y | IM NAILS |  | 1 | No | Yes | Yes | Yes | N. A.
I0104A | I0104.1344A | EAZEE FEMUR NAIL, DIA. 13MM, LENGTH 440MM |  | I0104.1300A | #N/A | #N/A | N. A. | N. A. | N. A. | QPF/I0104A | #N/A | #N/A | #N/A | #N/A | #N/A | PS/I0104A | #N/A | #N/A | #N/A | #N/A | #N/A | I0104A | TMF-1 | IU/1 | Class C | FINISHED GOODS | EAZEE™ | EAZEE FEMUR NAIL | DIA. 13MM, LENGTH 440MM | 16 | No | Yes |  | No | N. A. | No | N. A. | No | Yes | No | Yes | M. L.: MFG/MD/2021/000369 |  | 1 | ADLER PRODUCTS\EAZEE IMPLANTS\EAZEE FEMUR / TIBIA NAILS | 0 | Replaced new manufacturing license number MFG/MD/2021/000369 | Y | IM NAILS |  | 1 | No | Yes | Yes | Yes | N. A.
I0104 | I0104.1346 | EAZEE FEMUR NAIL, DIA. 13MM, LENGTH 460MM |  | I0104.0000 | #N/A | #N/A | N. A. | N. A. | N. A. | QPF/I0104 | #N/A | #N/A | #N/A | #N/A | #N/A | PS/I0104.13 | #N/A | #N/A | #N/A | #N/A | #N/A | I0104 | TMF-1 | IU/1 | Class C | FINISHED GOODS | EAZEE™ | EAZEE FEMUR NAIL | DIA. 13MM, LENGTH 460MM | 16 | No | Yes |  | No | N. A. | No | N. A. | No | Yes | No | Yes | M. L.: MFG/MD/2021/000369 |  | 1 | ADLER PRODUCTS\EAZEE IMPLANTS\EAZEE FEMUR / TIBIA NAILS | 0 | Replaced new manufacturing license number MFG/MD/2021/000369 | Y | IM NAILS |  | 1 | No | Yes | Yes | Yes | N. A.
I0104A | I0104.1346A | EAZEE FEMUR NAIL, DIA. 13MM, LENGTH 460MM |  | I0104.1300A | 01 | 2014-06-25 | N. A. | N. A. | N. A. | QPF/I0104A | 01 | 2014-08-14 | N. A. | N. A. | N. A. | PS/I0104A | 01 | 2018-10-17 | N. A. | N. A. | N. A. | I0104A | TMF-1 | IU/1 | Class C | FINISHED GOODS | EAZEE™ | EAZEE FEMUR NAIL | DIA. 13MM, LENGTH 460MM | 16 | No | Yes |  | No | N. A. | No | N. A. | No | Yes | No | Yes | M. L.: MFG/MD/2021/000369 |  | 1 | ADLER PRODUCTS\EAZEE IMPLANTS\EAZEE FEMUR / TIBIA NAILS | 0 | Replaced new manufacturing license number MFG/MD/2021/000369 | Y | IM NAILS |  | 1 | No | Yes | Yes | Yes | N. A.
I0105A | I0105.0832A | EAZEE TIBIA NAIL, DIA. 8MM, LENGTH 320MM |  | I0105.0800A | #N/A | #N/A | N. A. | N. A. | N. A. | QPF/I0105A | #N/A | #N/A | #N/A | #N/A | #N/A | PS/I0105A | #N/A | #N/A | #N/A | #N/A | #N/A | I0105A | TMF-1 | IU/1 | Class C | FINISHED GOODS | EAZEE™ | EAZEE TIBIA NAIL | DIA. 8MM, LENGTH 320MM | 16 | No | Yes |  | No | N. A. | No | N. A. | No | Yes | No | Yes | M. L.: MFG/MD/2021/000369 |  | 1 | ADLER PRODUCTS\EAZEE IMPLANTS\EAZEE FEMUR / TIBIA NAILS | 0 | Replaced new manufacturing license number MFG/MD/2021/000369 | Y | IM NAILS |  | 1 | No | Yes | Yes | Yes | N. A.
I0105 | I0105.0920 | EAZEE TIBIA NAIL, DIA. 9MM, LENGTH 200MM |  | I0105.0000 | #N/A | #N/A | N. A. | N. A. | N. A. | QPF/I0105 | #N/A | #N/A | #N/A | #N/A | #N/A | PS/I0105.09 | #N/A | #N/A | #N/A | #N/A | #N/A | I0105 | TMF-1 | IU/1 | Class C | FINISHED GOODS | EAZEE™ | EAZEE TIBIA NAIL | DIA. 9MM, LENGTH 200MM | 16 | No | Yes |  | No | N. A. | No | N. A. | No | Yes | No | Yes | M. L.: MFG/MD/2021/000369 |  | 1 | ADLER PRODUCTS\EAZEE IMPLANTS\EAZEE FEMUR / TIBIA NAILS | 0 | Replaced new manufacturing license number MFG/MD/2021/000369 | Y | IM NAILS |  | 1 | No | Yes | Yes | Yes | N. A.
I0105A | I0105.0920A | EAZEE TIBIA NAIL, DIA. 9MM, LENGTH 200MM |  | I0105.0900A | N. A. | N. A. | N. A. | N. A. | N. A. | QPF/I0105A | N. A. | N. A. | N. A. | N. A. | N. A. | PS/I0105A | N. A. | N. A. | N. A. | N. A. | N. A. | I0105A | TMF-1 | IU/1 | Class C | FINISHED GOODS | EAZEE™ | EAZEE TIBIA NAIL | DIA. 9MM, LENGTH 200MM | 16 | No | Yes |  | No | N. A. | No | N. A. | No | Yes | No | Yes | M. L.: MFG/MD/2021/000369 |  | 1 | ADLER PRODUCTS\EAZEE IMPLANTS\EAZEE FEMUR / TIBIA NAILS | 0 | Replaced new manufacturing license number MFG/MD/2021/000369 | Y | IM NAILS |  | 1 | No | Yes | Yes | Yes | N. A.
I0105 | I0105.0922 | EAZEE TIBIA NAIL, DIA. 9MM, LENGTH 220MM |  | I0105.0000 | #N/A | #N/A | N. A. | N. A. | N. A. | QPF/I0105 | #N/A | #N/A | #N/A | #N/A | #N/A | PS/I0105.09 | #N/A | #N/A | #N/A | #N/A | #N/A | I0105 | TMF-1 | IU/1 | Class C | FINISHED GOODS | EAZEE™ | EAZEE TIBIA NAIL | DIA. 9MM, LENGTH 220MM | 16 | No | Yes |  | No | N. A. | No | N. A. | No | Yes | No | Yes | M. L.: MFG/MD/2021/000369 |  | 1 | ADLER PRODUCTS\EAZEE IMPLANTS\EAZEE FEMUR / TIBIA NAILS | 0 | Replaced new manufacturing license number MFG/MD/2021/000369 | Y | IM NAILS |  | 1 | No | Yes | Yes | Yes | N. A.
I0105A | I0105.0922A | EAZEE TIBIA NAIL, DIA. 9MM, LENGTH 220MM |  | I0105.0900A | #N/A | #N/A | N. A. | N. A. | N. A. | QPF/I0105A | #N/A | #N/A | #N/A | #N/A | #N/A | PS/I0105A | #N/A | #N/A | #N/A | #N/A | #N/A | I0105A | TMF-1 | IU/1 | Class C | FINISHED GOODS | EAZEE™ | EAZEE TIBIA NAIL | DIA. 9MM, LENGTH 220MM | 16 | No | Yes |  | No | N. A. | No | N. A. | No | Yes | No | Yes | M. L.: MFG/MD/2021/000369 |  | 1 | ADLER PRODUCTS\EAZEE IMPLANTS\EAZEE FEMUR / TIBIA NAILS | 0 | Replaced new manufacturing license number MFG/MD/2021/000369 | Y | IM NAILS |  | 1 | No | Yes | Yes | Yes | N. A.
I0105 | I0105.0923 | EAZEE TIBIA NAIL, DIA. 9MM, LENGTH 230MM |  | I0105.0000 | #N/A | #N/A | N. A. | N. A. | N. A. | QPF/I0105 | #N/A | #N/A | #N/A | #N/A | #N/A | PS/I0105.09 | #N/A | #N/A | #N/A | #N/A | #N/A | I0105 | TMF-1 | IU/1 | Class C | FINISHED GOODS | EAZEE™ | EAZEE TIBIA NAIL | DIA. 9MM, LENGTH 230MM | 16 | No | Yes |  | No | N. A. | No | N. A. | No | Yes | No | Yes | M. L.: MFG/MD/2021/000369 |  | 1 | ADLER PRODUCTS\EAZEE IMPLANTS\EAZEE FEMUR / TIBIA NAILS | 0 | Replaced new manufacturing license number MFG/MD/2021/000369 | Y | IM NAILS |  | 1 | No | Yes | Yes | Yes | N. A.
I0105A | I0105.0923A | EAZEE TIBIA NAIL, DIA. 9MM, LENGTH 230MM |  | I0105.0900A | #N/A | #N/A | N. A. | N. A. | N. A. | QPF/I0105A | #N/A | #N/A | #N/A | #N/A | #N/A | PS/I0105A | #N/A | #N/A | #N/A | #N/A | #N/A | I0105A | TMF-1 | IU/1 | Class C | FINISHED GOODS | EAZEE™ | EAZEE TIBIA NAIL | DIA. 9MM, LENGTH 230MM | 16 | No | Yes |  | No | N. A. | No | N. A. | No | Yes | No | Yes | M. L.: MFG/MD/2021/000369 |  | 1 | ADLER PRODUCTS\EAZEE IMPLANTS\EAZEE FEMUR / TIBIA NAILS | 0 | Replaced new manufacturing license number MFG/MD/2021/000369 | Y | IM NAILS |  | 1 | No | Yes | Yes | Yes | N. A.
I0105 | I0105.0924 | EAZEE TIBIA NAIL, DIA. 9MM, LENGTH 240MM |  | I0105.0000 | #N/A | #N/A | N. A. | N. A. | N. A. | QPF/I0105 | #N/A | #N/A | #N/A | #N/A | #N/A | PS/I0105.09 | #N/A | #N/A | #N/A | #N/A | #N/A | I0105 | TMF-1 | IU/1 | Class C | FINISHED GOODS | EAZEE™ | EAZEE TIBIA NAIL | DIA. 9MM, LENGTH 240MM | 16 | No | Yes |  | No | N. A. | No | N. A. | No | Yes | No | Yes | M. L.: MFG/MD/2021/000369 |  | 1 | ADLER PRODUCTS\EAZEE IMPLANTS\EAZEE FEMUR / TIBIA NAILS | 0 | Replaced new manufacturing license number MFG/MD/2021/000369 | Y | IM NAILS |  | 1 | No | Yes | Yes | Yes | N. A.
I0105A | I0105.0924A | EAZEE TIBIA NAIL, DIA. 9MM, LENGTH 240MM |  | I0105.0900A | #N/A | #N/A | N. A. | N. A. | N. A. | QPF/I0105A | #N/A | #N/A | #N/A | #N/A | #N/A | PS/I0105A | #N/A | #N/A | #N/A | #N/A | #N/A | I0105A | TMF-1 | IU/1 | Class C | FINISHED GOODS | EAZEE™ | EAZEE TIBIA NAIL | DIA. 9MM, LENGTH 240MM | 16 | No | Yes |  | No | N. A. | No | N. A. | No | Yes | No | Yes | M. L.: MFG/MD/2021/000369 |  | 1 | ADLER PRODUCTS\EAZEE IMPLANTS\EAZEE FEMUR / TIBIA NAILS | 0 | Replaced new manufacturing license number MFG/MD/2021/000369 | Y | IM NAILS |  | 1 | No | Yes | Yes | Yes | N. A.
I0105 | I0105.0925 | EAZEE TIBIA NAIL, DIA. 9MM, LENGTH 250MM |  | I0105.0000 | #N/A | #N/A | N. A. | N. A. | N. A. | QPF/I0105 | #N/A | #N/A | #N/A | #N/A | #N/A | PS/I0105.09 | #N/A | #N/A | #N/A | #N/A | #N/A | I0105 | TMF-1 | IU/1 | Class C | FINISHED GOODS | EAZEE™ | EAZEE TIBIA NAIL | DIA. 9MM, LENGTH 250MM | 16 | No | Yes |  | No | N. A. | No | N. A. | No | Yes | No | Yes | M. L.: MFG/MD/2021/000369 |  | 1 | ADLER PRODUCTS\EAZEE IMPLANTS\EAZEE FEMUR / TIBIA NAILS | 0 | Replaced new manufacturing license number MFG/MD/2021/000369 | Y | IM NAILS |  | 1 | No | Yes | Yes | Yes | N. A.
I0105A | I0105.0925A | EAZEE TIBIA NAIL, DIA. 9MM, LENGTH 250MM |  | I0105.0900A | #N/A | #N/A | N. A. | N. A. | N. A. | QPF/I0105A | #N/A | #N/A | #N/A | #N/A | #N/A | PS/I0105A | #N/A | #N/A | #N/A | #N/A | #N/A | I0105A | TMF-1 | IU/1 | Class C | FINISHED GOODS | EAZEE™ | EAZEE TIBIA NAIL | DIA. 9MM, LENGTH 250MM | 16 | No | Yes |  | No | N. A. | No | N. A. | No | Yes | No | Yes | M. L.: MFG/MD/2021/000369 |  | 1 | ADLER PRODUCTS\EAZEE IMPLANTS\EAZEE FEMUR / TIBIA NAILS | 0 | Replaced new manufacturing license number MFG/MD/2021/000369 | Y | IM NAILS |  | 1 | No | Yes | Yes | Yes | N. A.
I0105 | I0105.0926 | EAZEE TIBIA NAIL, DIA. 9MM, LENGTH 260MM |  | I0105.0000 | #N/A | #N/A | N. A. | N. A. | N. A. | QPF/I0105 | #N/A | #N/A | #N/A | #N/A | #N/A | PS/I0105.09 | #N/A | #N/A | #N/A | #N/A | #N/A | I0105 | TMF-1 | IU/1 | Class C | FINISHED GOODS | EAZEE™ | EAZEE TIBIA NAIL | DIA. 9MM, LENGTH 260MM | 16 | No | Yes |  | No | N. A. | No | N. A. | No | Yes | No | Yes | M. L.: MFG/MD/2021/000369 |  | 1 | ADLER PRODUCTS\EAZEE IMPLANTS\EAZEE FEMUR / TIBIA NAILS | 0 | Replaced new manufacturing license number MFG/MD/2021/000369 | Y | IM NAILS |  | 1 | No | Yes | Yes | Yes | N. A.
I0105A | I0105.0926A | EAZEE TIBIA NAIL, DIA. 9MM, LENGTH 260MM |  | I0105.0900A | #N/A | #N/A | N. A. | N. A. | N. A. | QPF/I0105A | #N/A | #N/A | #N/A | #N/A | #N/A | PS/I0105A | #N/A | #N/A | #N/A | #N/A | #N/A | I0105A | TMF-1 | IU/1 | Class C | FINISHED GOODS | EAZEE™ | EAZEE TIBIA NAIL | DIA. 9MM, LENGTH 260MM | 16 | No | Yes |  | No | N. A. | No | N. A. | No | Yes | No | Yes | M. L.: MFG/MD/2021/000369 |  | 1 | ADLER PRODUCTS\EAZEE IMPLANTS\EAZEE FEMUR / TIBIA NAILS | 0 | Replaced new manufacturing license number MFG/MD/2021/000369 | Y | IM NAILS |  | 1 | No | Yes | Yes | Yes | N. A.
I0105 | I0105.0927 | EAZEE TIBIA NAIL, DIA. 9MM, LENGTH 270MM |  | I0105.0000 | #N/A | #N/A | N. A. | N. A. | N. A. | QPF/I0105 | #N/A | #N/A | #N/A | #N/A | #N/A | PS/I0105.09 | #N/A | #N/A | #N/A | #N/A | #N/A | I0105 | TMF-1 | IU/1 | Class C | FINISHED GOODS | EAZEE™ | EAZEE TIBIA NAIL | DIA. 9MM, LENGTH 270MM | 16 | No | Yes |  | No | N. A. | No | N. A. | No | Yes | No | Yes | M. L.: MFG/MD/2021/000369 |  | 1 | ADLER PRODUCTS\EAZEE IMPLANTS\EAZEE FEMUR / TIBIA NAILS | 0.0688 | Replaced new manufacturing license number MFG/MD/2021/000369 | Y | IM NAILS |  | 1 | No | Yes | Yes | Yes | N. A.
I0105A | I0105.0927A | EAZEE TIBIA NAIL, DIA. 9MM, LENGTH 270MM |  | I0105.0900A | #N/A | #N/A | N. A. | N. A. | N. A. | QPF/I0105A | #N/A | #N/A | #N/A | #N/A | #N/A | PS/I0105A | #N/A | #N/A | #N/A | #N/A | #N/A | I0105A | TMF-1 | IU/1 | Class C | FINISHED GOODS | EAZEE™ | EAZEE TIBIA NAIL | DIA. 9MM, LENGTH 270MM | 16 | No | Yes |  | No | N. A. | No | N. A. | No | Yes | No | Yes | M. L.: MFG/MD/2021/000369 |  | 1 | ADLER PRODUCTS\EAZEE IMPLANTS\EAZEE FEMUR / TIBIA NAILS | 0 | Replaced new manufacturing license number MFG/MD/2021/000369 | Y | IM NAILS |  | 1 | No | Yes | Yes | Yes | N. A.
I0105 | I0105.0928 | EAZEE TIBIA NAIL, DIA. 9MM, LENGTH 280MM |  | I0105.0000 | #N/A | #N/A | N. A. | N. A. | N. A. | QPF/I0105 | #N/A | #N/A | #N/A | #N/A | #N/A | PS/I0105.09 | #N/A | #N/A | #N/A | #N/A | #N/A | I0105 | TMF-1 | IU/1 | Class C | FINISHED GOODS | EAZEE™ | EAZEE TIBIA NAIL | DIA. 9MM, LENGTH 280MM | 16 | No | Yes |  | No | N. A. | No | N. A. | No | Yes | No | Yes | M. L.: MFG/MD/2021/000369 |  | 1 | ADLER PRODUCTS\EAZEE IMPLANTS\EAZEE FEMUR / TIBIA NAILS | 0.0712 | Replaced new manufacturing license number MFG/MD/2021/000369 | Y | IM NAILS |  | 1 | No | Yes | Yes | Yes | N. A.
I0105A | I0105.0928A | EAZEE TIBIA NAIL, DIA. 9MM, LENGTH 280MM |  | I0105.0900A | #N/A | #N/A | N. A. | N. A. | N. A. | QPF/I0105A | #N/A | #N/A | #N/A | #N/A | #N/A | PS/I0105A | #N/A | #N/A | #N/A | #N/A | #N/A | I0105A | TMF-1 | IU/1 | Class C | FINISHED GOODS | EAZEE™ | EAZEE TIBIA NAIL | DIA. 9MM, LENGTH 280MM | 16 | No | Yes |  | No | N. A. | No | N. A. | No | Yes | No | Yes | M. L.: MFG/MD/2021/000369 |  | 1 | ADLER PRODUCTS\EAZEE IMPLANTS\EAZEE FEMUR / TIBIA NAILS | 0 | Replaced new manufacturing license number MFG/MD/2021/000369 | Y | IM NAILS |  | 1 | No | Yes | Yes | Yes | N. A.
I0105A | I0105.0929A | EAZEE TIBIA NAIL, DIA. 9MM, LENGTH 290MM |  | I0105.0900A | #N/A | #N/A | N. A. | N. A. | N. A. | QPF/I0105A | #N/A | #N/A | #N/A | #N/A | #N/A | PS/I0105A | #N/A | #N/A | #N/A | #N/A | #N/A | I0105A | TMF-1 | IU/1 | Class C | FINISHED GOODS | EAZEE™ | EAZEE TIBIA NAIL | DIA. 9MM, LENGTH 290MM | 16 | No | Yes |  | No | N. A. | No | N. A. | No | Yes | No | Yes | M. L.: MFG/MD/2021/000369 |  | 1 | ADLER PRODUCTS\EAZEE IMPLANTS\EAZEE FEMUR / TIBIA NAILS | 0 | Replaced new manufacturing license number MFG/MD/2021/000369 | Y | IM NAILS |  | 1 | No | Yes | Yes | Yes | N. A.
I0105 | I0105.0930 | EAZEE TIBIA NAIL, DIA. 9MM, LENGTH 300MM |  | I0105.0000 | #N/A | #N/A | N. A. | N. A. | N. A. | QPF/I0105 | #N/A | #N/A | #N/A | #N/A | #N/A | PS/I0105.09 | #N/A | #N/A | #N/A | #N/A | #N/A | I0105 | TMF-1 | IU/1 | Class C | FINISHED GOODS | EAZEE™ | EAZEE TIBIA NAIL | DIA. 9MM, LENGTH 300MM | 16 | No | Yes |  | No | N. A. | No | N. A. | No | Yes | No | Yes | M. L.: MFG/MD/2021/000369 |  | 1 | ADLER PRODUCTS\EAZEE IMPLANTS\EAZEE FEMUR / TIBIA NAILS | 0.0743 | Replaced new manufacturing license number MFG/MD/2021/000369 | Y | IM NAILS |  | 1 | No | Yes | Yes | Yes | N. A.
I0105A | I0105.0930A | EAZEE TIBIA NAIL, DIA. 9MM, LENGTH 300MM |  | I0105.0900A | #N/A | #N/A | N. A. | N. A. | N. A. | QPF/I0105A | #N/A | #N/A | #N/A | #N/A | #N/A | PS/I0105A | #N/A | #N/A | #N/A | #N/A | #N/A | I0105A | TMF-1 | IU/1 | Class C | FINISHED GOODS | EAZEE™ | EAZEE TIBIA NAIL | DIA. 9MM, LENGTH 300MM | 16 | No | Yes |  | No | N. A. | No | N. A. | No | Yes | No | Yes | M. L.: MFG/MD/2021/000369 |  | 1 | ADLER PRODUCTS\EAZEE IMPLANTS\EAZEE FEMUR / TIBIA NAILS | 0 | Replaced new manufacturing license number MFG/MD/2021/000369 | Y | IM NAILS |  | 1 | No | Yes | Yes | Yes | N. A.
I0105 | I0105.0931 | EAZEE TIBIA NAIL, DIA. 9MM, LENGTH 310MM |  | I0105.0000 | #N/A | #N/A | N. A. | N. A. | N. A. | QPF/I0105 | #N/A | #N/A | #N/A | #N/A | #N/A | PS/I0105.09 | #N/A | #N/A | #N/A | #N/A | #N/A | I0105 | TMF-1 | IU/1 | Class C | FINISHED GOODS | EAZEE™ | EAZEE TIBIA NAIL | DIA. 9MM, LENGTH 310MM | 16 | No | Yes |  | No | N. A. | No | N. A. | No | Yes | No | Yes | M. L.: MFG/MD/2021/000369 |  | 1 | ADLER PRODUCTS\EAZEE IMPLANTS\EAZEE FEMUR / TIBIA NAILS | 0.0819 | Replaced new manufacturing license number MFG/MD/2021/000369 | Y | IM NAILS |  | 1 | No | Yes | Yes | Yes | N. A.
I0105A | I0105.0931A | EAZEE TIBIA NAIL, DIA. 9MM, LENGTH 310MM |  | I0105.0900A | #N/A | #N/A | N. A. | N. A. | N. A. | QPF/I0105A | #N/A | #N/A | #N/A | #N/A | #N/A | PS/I0105A | #N/A | #N/A | #N/A | #N/A | #N/A | I0105A | TMF-1 | IU/1 | Class C | FINISHED GOODS | EAZEE™ | EAZEE TIBIA NAIL | DIA. 9MM, LENGTH 310MM | 16 | No | Yes |  | No | N. A. | No | N. A. | No | Yes | No | Yes | M. L.: MFG/MD/2021/000369 |  | 1 | ADLER PRODUCTS\EAZEE IMPLANTS\EAZEE FEMUR / TIBIA NAILS | 0 | Replaced new manufacturing license number MFG/MD/2021/000369 | Y | IM NAILS |  | 1 | No | Yes | Yes | Yes | N. A.
I0105 | I0105.0932 | EAZEE TIBIA NAIL, DIA. 9MM, LENGTH 320MM |  | I0105.0000 | #N/A | #N/A | N. A. | N. A. | N. A. | QPF/I0105 | #N/A | #N/A | #N/A | #N/A | #N/A | PS/I0105.09 | #N/A | #N/A | #N/A | #N/A | #N/A | I0105 | TMF-1 | IU/1 | Class C | FINISHED GOODS | EAZEE™ | EAZEE TIBIA NAIL | DIA. 9MM, LENGTH 320MM | 16 | No | Yes |  | No | N. A. | No | N. A. | No | Yes | No | Yes | M. L.: MFG/MD/2021/000369 |  | 1 | ADLER PRODUCTS\EAZEE IMPLANTS\EAZEE FEMUR / TIBIA NAILS | 0 | Replaced new manufacturing license number MFG/MD/2021/000369 | Y | IM NAILS |  | 1 | No | Yes | Yes | Yes | N. A.
I0105A | I0105.0932A | EAZEE TIBIA NAIL, DIA. 9MM, LENGTH 320MM |  | I0105.0900A | #N/A | #N/A | N. A. | N. A. | N. A. | QPF/I0105A | #N/A | #N/A | #N/A | #N/A | #N/A | PS/I0105A | #N/A | #N/A | #N/A | #N/A | #N/A | I0105A | TMF-1 | IU/1 | Class C | FINISHED GOODS | EAZEE™ | TIBIA NAIL | DIA. 9MM, LENGTH 320MM | 16 | No | Yes |  | No | N. A. | No | N. A. | No | Yes | No | Yes | M. L.: MFG/MD/2021/000369 |  | 1 | ADLER PRODUCTS\EAZEE IMPLANTS\EAZEE FEMUR / TIBIA NAILS | 0 | Replaced new manufacturing license number MFG/MD/2021/000369 | Y | IM NAILS |  | 1 | No | Yes | Yes | Yes | N. A.
I0105 | I0105.0933 | EAZEE TIBIA NAIL, DIA. 9MM, LENGTH 330MM |  | I0105.0000 | #N/A | #N/A | N. A. | N. A. | N. A. | QPF/I0105 | #N/A | #N/A | #N/A | #N/A | #N/A | PS/I0105.09 | #N/A | #N/A | #N/A | #N/A | #N/A | I0105 | TMF-1 | IU/1 | Class C | FINISHED GOODS | EAZEE™ | EAZEE TIBIA NAIL | DIA. 9MM, LENGTH 330MM | 16 | No | Yes |  | No | N. A. | No | N. A. | No | Yes | No | Yes | M. L.: MFG/MD/2021/000369 |  | 1 | ADLER PRODUCTS\EAZEE IMPLANTS\EAZEE FEMUR / TIBIA NAILS | 0.0811 | Replaced new manufacturing license number MFG/MD/2021/000369 | Y | IM NAILS |  | 1 | No | Yes | Yes | Yes | N. A.
I0105A | I0105.0933A | EAZEE TIBIA NAIL, DIA. 9MM, LENGTH 330MM |  | I0105.0900A | #N/A | #N/A | N. A. | N. A. | N. A. | QPF/I0105A | #N/A | #N/A | #N/A | #N/A | #N/A | PS/I0105A | #N/A | #N/A | #N/A | #N/A | #N/A | I0105A | TMF-1 | IU/1 | Class C | FINISHED GOODS | EAZEE™ | EAZEE TIBIA NAIL | DIA. 9MM, LENGTH 330MM | 16 | No | Yes |  | No | N. A. | No | N. A. | No | Yes | No | Yes | M. L.: MFG/MD/2021/000369 |  | 1 | ADLER PRODUCTS\EAZEE IMPLANTS\EAZEE FEMUR / TIBIA NAILS | 0 | Replaced new manufacturing license number MFG/MD/2021/000369 | Y | IM NAILS |  | 1 | No | Yes | Yes | Yes | N. A.
I0105 | I0105.0934 | EAZEE TIBIA NAIL, DIA. 9MM, LENGTH 340MM |  | I0105.0000 | #N/A | #N/A | N. A. | N. A. | N. A. | QPF/I0105 | #N/A | #N/A | #N/A | #N/A | #N/A | PS/I0105.09 | #N/A | #N/A | #N/A | #N/A | #N/A | I0105 | TMF-1 | IU/1 | Class C | FINISHED GOODS | EAZEE™ | EAZEE TIBIA NAIL | DIA. 9MM, LENGTH 340MM | 16 | No | Yes |  | No | N. A. | No | N. A. | No | Yes | No | Yes | M. L.: MFG/MD/2021/000369 |  | 1 | ADLER PRODUCTS\EAZEE IMPLANTS\EAZEE FEMUR / TIBIA NAILS | 0.0836 | Replaced new manufacturing license number MFG/MD/2021/000369 | Y | IM NAILS |  | 1 | No | Yes | Yes | Yes | N. A.
I0105A | I0105.0934A | EAZEE TIBIA NAIL, DIA. 9MM, LENGTH 340MM |  | I0105.0900A | #N/A | #N/A | N. A. | N. A. | N. A. | QPF/I0105A | #N/A | #N/A | #N/A | #N/A | #N/A | PS/I0105A | #N/A | #N/A | #N/A | #N/A | #N/A | I0105A | TMF-1 | IU/1 | Class C | FINISHED GOODS | EAZEE™ | EAZEE TIBIA NAIL | DIA. 9MM, LENGTH 340MM | 16 | No | Yes |  | No | N. A. | No | N. A. | No | Yes | No | Yes | M. L.: MFG/MD/2021/000369 |  | 1 | ADLER PRODUCTS\EAZEE IMPLANTS\EAZEE FEMUR / TIBIA NAILS | 0 | Replaced new manufacturing license number MFG/MD/2021/000369 | Y | IM NAILS |  | 1 | No | Yes | Yes | Yes | N. A.
I0105 | I0105.0935 | EAZEE TIBIA NAIL, DIA. 9MM, LENGTH 350MM |  | I0105.0000 | #N/A | #N/A | N. A. | N. A. | N. A. | QPF/I0105 | #N/A | #N/A | #N/A | #N/A | #N/A | PS/I0105.09 | #N/A | #N/A | #N/A | #N/A | #N/A | I0105 | TMF-1 | IU/1 | Class C | FINISHED GOODS | EAZEE™ | EAZEE TIBIA NAIL | DIA. 9MM, LENGTH 350MM | 16 | No | Yes |  | No | N. A. | No | N. A. | No | Yes | No | Yes | M. L.: MFG/MD/2021/000369 |  | 1 | ADLER PRODUCTS\EAZEE IMPLANTS\EAZEE FEMUR / TIBIA NAILS | 0.085 | Replaced new manufacturing license number MFG/MD/2021/000369 | Y | IM NAILS |  | 1 | No | Yes | Yes | Yes | N. A.
I0105A | I0105.0935A | EAZEE TIBIA NAIL, DIA. 9MM, LENGTH 350MM |  | I0105.0900A | #N/A | #N/A | N. A. | N. A. | N. A. | QPF/I0105A | #N/A | #N/A | #N/A | #N/A | #N/A | PS/I0105A | #N/A | #N/A | #N/A | #N/A | #N/A | I0105A | TMF-1 | IU/1 | Class C | FINISHED GOODS | EAZEE™ | EAZEE TIBIA NAIL | DIA. 9MM, LENGTH 350MM | 16 | No | Yes |  | No | N. A. | No | N. A. | No | Yes | No | Yes | M. L.: MFG/MD/2021/000369 |  | 1 | ADLER PRODUCTS\EAZEE IMPLANTS\EAZEE FEMUR / TIBIA NAILS | 0 | Replaced new manufacturing license number MFG/MD/2021/000369 | Y | IM NAILS |  | 1 | No | Yes | Yes | Yes | N. A.
I0105 | I0105.0936 | EAZEE TIBIA NAIL, DIA. 9MM, LENGTH 360MM |  | I0105.0000 | #N/A | #N/A | N. A. | N. A. | N. A. | QPF/I0105 | #N/A | #N/A | #N/A | #N/A | #N/A | PS/I0105.09 | #N/A | #N/A | #N/A | #N/A | #N/A | I0105 | TMF-1 | IU/1 | Class C | FINISHED GOODS | EAZEE™ | EAZEE TIBIA NAIL | DIA. 9MM, LENGTH 360MM | 16 | No | Yes |  | No | N. A. | No | N. A. | No | Yes | No | Yes | M. L.: MFG/MD/2021/000369 |  | 1 | ADLER PRODUCTS\EAZEE IMPLANTS\EAZEE FEMUR / TIBIA NAILS | 0.087 | Replaced new manufacturing license number MFG/MD/2021/000369 | Y | IM NAILS |  | 1 | No | Yes | Yes | Yes | N. A.
I0105A | I0105.0936A | EAZEE TIBIA NAIL, DIA. 9MM, LENGTH 360MM |  | I0105.0900A | #N/A | #N/A | N. A. | N. A. | N. A. | QPF/I0105A | #N/A | #N/A | #N/A | #N/A | #N/A | PS/I0105A | #N/A | #N/A | #N/A | #N/A | #N/A | I0105A | TMF-1 | IU/1 | Class C | FINISHED GOODS | EAZEE™ | EAZEE TIBIA NAIL | DIA. 9MM, LENGTH 360MM | 16 | No | Yes |  | No | N. A. | No | N. A. | No | Yes | No | Yes | M. L.: MFG/MD/2021/000369 |  | 1 | ADLER PRODUCTS\EAZEE IMPLANTS\EAZEE FEMUR / TIBIA NAILS | 0 | Replaced new manufacturing license number MFG/MD/2021/000369 | Y | IM NAILS |  | 1 | No | Yes | Yes | Yes | N. A.
I0105A | I0105.0937A | EAZEE TIBIA NAIL, DIA. 9MM, LENGTH 370MM |  | I0105.0900A | #N/A | #N/A | N. A. | N. A. | N. A. | QPF/I0105A | #N/A | #N/A | #N/A | #N/A | #N/A | PS/I0105A | #N/A | #N/A | #N/A | #N/A | #N/A | I0105A | TMF-1 | IU/1 | Class C | FINISHED GOODS | EAZEE™ | EAZEE TIBIA NAIL | DIA. 9MM, LENGTH 370MM | 16 | No | Yes |  | No | N. A. | No | N. A. | No | Yes | No | Yes | M. L.: MFG/MD/2021/000369 |  | 1 | ADLER PRODUCTS\EAZEE IMPLANTS\EAZEE FEMUR / TIBIA NAILS | 0 | Replaced new manufacturing license number MFG/MD/2021/000369 | Y | IM NAILS |  | 1 | No | Yes | Yes | Yes | N. A.
I0105 | I0105.0938 | EAZEE TIBIA NAIL, DIA. 9MM, LENGTH 380MM |  | I0105.0000 | #N/A | #N/A | N. A. | N. A. | N. A. | QPF/I0105 | #N/A | #N/A | #N/A | #N/A | #N/A | PS/I0105.09 | #N/A | #N/A | #N/A | #N/A | #N/A | I0105 | TMF-1 | IU/1 | Class C | FINISHED GOODS | EAZEE™ | EAZEE TIBIA NAIL | DIA. 9MM, LENGTH 380MM | 16 | No | Yes |  | No | N. A. | No | N. A. | No | Yes | No | Yes | M. L.: MFG/MD/2021/000369 |  | 1 | ADLER PRODUCTS\EAZEE IMPLANTS\EAZEE FEMUR / TIBIA NAILS | 0.0898 | Replaced new manufacturing license number MFG/MD/2021/000369 | Y | IM NAILS |  | 1 | No | Yes | Yes | Yes | N. A.
I0105A | I0105.0938A | EAZEE TIBIA NAIL, DIA. 9MM, LENGTH 380MM |  | I0105.0900A | #N/A | #N/A | N. A. | N. A. | N. A. | QPF/I0105A | #N/A | #N/A | #N/A | #N/A | #N/A | PS/I0105A | #N/A | #N/A | #N/A | #N/A | #N/A | I0105A | TMF-1 | IU/1 | Class C | FINISHED GOODS | EAZEE™ | EAZEE TIBIA NAIL | DIA. 9MM, LENGTH 380MM | 16 | No | Yes |  | No | N. A. | No | N. A. | No | Yes | No | Yes | M. L.: MFG/MD/2021/000369 |  | 1 | ADLER PRODUCTS\EAZEE IMPLANTS\EAZEE FEMUR / TIBIA NAILS | 0 | Replaced new manufacturing license number MFG/MD/2021/000369 | Y | IM NAILS |  | 1 | No | Yes | Yes | Yes | N. A.
I0105A | I0105.0939A | EAZEE TIBIA NAIL, DIA. 9MM, LENGTH 390MM |  | I0105.0900A | #N/A | #N/A | N. A. | N. A. | N. A. | QPF/I0105A | #N/A | #N/A | #N/A | #N/A | #N/A | PS/I0105A | #N/A | #N/A | #N/A | #N/A | #N/A | I0105A | TMF-1 | IU/1 | Class C | FINISHED GOODS | EAZEE™ | EAZEE TIBIA NAIL | DIA. 9MM, LENGTH 390MM | 16 | No | Yes |  | No | N. A. | No | N. A. | No | Yes | No | Yes | M. L.: MFG/MD/2021/000369 |  | 1 | ADLER PRODUCTS\EAZEE IMPLANTS\EAZEE FEMUR / TIBIA NAILS | 0 | Replaced new manufacturing license number MFG/MD/2021/000369 | Y | IM NAILS |  | 1 | No | Yes | Yes | Yes | N. A.
I0105 | I0105.0940 | EAZEE TIBIA NAIL, DIA. 9MM, LENGTH 400MM |  | I0105.0000 | #N/A | #N/A | N. A. | N. A. | N. A. | QPF/I0105 | #N/A | #N/A | #N/A | #N/A | #N/A | PS/I0105.09 | #N/A | #N/A | #N/A | #N/A | #N/A | I0105 | TMF-1 | IU/1 | Class C | FINISHED GOODS | EAZEE™ | EAZEE TIBIA NAIL | DIA. 9MM, LENGTH 400MM | 16 | No | Yes |  | No | N. A. | No | N. A. | No | Yes | No | Yes | M. L.: MFG/MD/2021/000369 |  | 1 | ADLER PRODUCTS\EAZEE IMPLANTS\EAZEE FEMUR / TIBIA NAILS | 0.0936 | Replaced new manufacturing license number MFG/MD/2021/000369 | Y | IM NAILS |  | 1 | No | Yes | Yes | Yes | N. A.
I0105A | I0105.0940A | EAZEE TIBIA NAIL, DIA. 9MM, LENGTH 400MM |  | I0105.0900A | #N/A | #N/A | N. A. | N. A. | N. A. | QPF/I0105A | #N/A | #N/A | #N/A | #N/A | #N/A | PS/I0105A | #N/A | #N/A | #N/A | #N/A | #N/A | I0105A | TMF-1 | IU/1 | Class C | FINISHED GOODS | EAZEE™ | EAZEE TIBIA NAIL | DIA. 9MM, LENGTH 400MM | 16 | No | Yes |  | No | N. A. | No | N. A. | No | Yes | No | Yes | M. L.: MFG/MD/2021/000369 |  | 1 | ADLER PRODUCTS\EAZEE IMPLANTS\EAZEE FEMUR / TIBIA NAILS | 0 | Replaced new manufacturing license number MFG/MD/2021/000369 | Y | IM NAILS |  | 1 | No | Yes | Yes | Yes | N. A.
I0105 | I0105.1020 | EAZEE TIBIA NAIL, DIA. 10MM, LENGTH 200MM |  | I0105.0000 | #N/A | #N/A | N. A. | N. A. | N. A. | QPF/I0105 | #N/A | #N/A | #N/A | #N/A | #N/A | PS/I0105.10 | #N/A | #N/A | #N/A | #N/A | #N/A | I0105 | TMF-1 | IU/1 | Class C | FINISHED GOODS | EAZEE™ | EAZEE TIBIA NAIL | DIA. 10MM, LENGTH 200MM | 16 | No | Yes |  | No | N. A. | No | N. A. | No | Yes | No | Yes | M. L.: MFG/MD/2021/000369 |  | 1 | ADLER PRODUCTS\EAZEE IMPLANTS\EAZEE FEMUR / TIBIA NAILS | 0 | Replaced new manufacturing license number MFG/MD/2021/000369 | Y | IM NAILS |  | 1 | No | Yes | Yes | Yes | N. A.
I0105A | I0105.1020A | EAZEE TIBIA NAIL, DIA. 10MM, LENGTH 200MM |  | I0105.1000A | #N/A | #N/A | N. A. | N. A. | N. A. | QPF/I0105A | #N/A | #N/A | #N/A | #N/A | #N/A | PS/I0105A | #N/A | #N/A | #N/A | #N/A | #N/A | I0105A | TMF-1 | IU/1 | Class C | FINISHED GOODS | EAZEE™ | EAZEE TIBIA NAIL | DIA. 10MM, LENGTH 200MM | 16 | No | Yes |  | No | N. A. | No | N. A. | No | Yes | No | Yes | M. L.: MFG/MD/2021/000369 |  | 1 | ADLER PRODUCTS\EAZEE IMPLANTS\EAZEE FEMUR / TIBIA NAILS | 0 | Replaced new manufacturing license number MFG/MD/2021/000369 | Y | IM NAILS |  | 1 | No | Yes | Yes | Yes | N. A.
I0105 | I0105.1021 | EAZEE TIBIA NAIL, DIA. 10MM, LENGTH 210MM |  | I0105.0000 | #N/A | #N/A | N. A. | N. A. | N. A. | QPF/I0105 | #N/A | #N/A | #N/A | #N/A | #N/A | PS/I0105.10 | #N/A | #N/A | #N/A | #N/A | #N/A | I0105 | TMF-1 | IU/1 | Class C | FINISHED GOODS | EAZEE™ | EAZEE TIBIA NAIL | DIA. 10MM, LENGTH 210MM | 16 | No | Yes |  | No | N. A. | No | N. A. | No | Yes | No | Yes | M. L.: MFG/MD/2021/000369 |  | 1 | ADLER PRODUCTS\EAZEE IMPLANTS\EAZEE FEMUR / TIBIA NAILS | 0 | Replaced new manufacturing license number MFG/MD/2021/000369 | Y | IM NAILS |  | 1 | No | Yes | Yes | Yes | N. A.
I0105A | I0105.1021A | EAZEE TIBIA NAIL, DIA. 10MM, LENGTH 210MM |  | I0105.1000A | #N/A | #N/A | N. A. | N. A. | N. A. | QPF/I0105A | #N/A | #N/A | #N/A | #N/A | #N/A | PS/I0105A | #N/A | #N/A | #N/A | #N/A | #N/A | I0105A | TMF-1 | IU/1 | Class C | FINISHED GOODS | EAZEE™ | EAZEE TIBIA NAIL | DIA. 10MM, LENGTH 210MM | 16 | No | Yes |  | No | N. A. | No | N. A. | No | Yes | No | Yes | M. L.: MFG/MD/2021/000369 |  | 1 | ADLER PRODUCTS\EAZEE IMPLANTS\EAZEE FEMUR / TIBIA NAILS | 0 | Replaced new manufacturing license number MFG/MD/2021/000369 | Y | IM NAILS |  | 1 | No | Yes | Yes | Yes | N. A.
I0105 | I0105.1022 | EAZEE TIBIA NAIL, DIA. 10MM, LENGTH 220MM |  | I0105.0000 | #N/A | #N/A | N. A. | N. A. | N. A. | QPF/I0105 | #N/A | #N/A | #N/A | #N/A | #N/A | PS/I0105.10 | #N/A | #N/A | #N/A | #N/A | #N/A | I0105 | TMF-1 | IU/1 | Class C | FINISHED GOODS | EAZEE™ | EAZEE TIBIA NAIL | DIA. 10MM, LENGTH 220MM | 16 | No | Yes |  | No | N. A. | No | N. A. | No | Yes | No | Yes | M. L.: MFG/MD/2021/000369 |  | 1 | ADLER PRODUCTS\EAZEE IMPLANTS\EAZEE FEMUR / TIBIA NAILS | 0 | Replaced new manufacturing license number MFG/MD/2021/000369 | Y | IM NAILS |  | 1 | No | Yes | Yes | Yes | N. A.
I0105A | I0105.1022A | EAZEE TIBIA NAIL, DIA. 10MM, LENGTH 220MM |  | I0105.1000A | #N/A | #N/A | N. A. | N. A. | N. A. | QPF/I0105A | #N/A | #N/A | #N/A | #N/A | #N/A | PS/I0105A | #N/A | #N/A | #N/A | #N/A | #N/A | I0105A | TMF-1 | IU/1 | Class C | FINISHED GOODS | EAZEE™ | EAZEE TIBIA NAIL | DIA. 10MM, LENGTH 220MM | 16 | No | Yes |  | No | N. A. | No | N. A. | No | Yes | No | Yes | M. L.: MFG/MD/2021/000369 |  | 1 | ADLER PRODUCTS\EAZEE IMPLANTS\EAZEE FEMUR / TIBIA NAILS | 0 | Replaced new manufacturing license number MFG/MD/2021/000369 | Y | IM NAILS |  | 1 | No | Yes | Yes | Yes | N. A.
I0105 | I0105.1023 | EAZEE TIBIA NAIL, DIA. 10MM, LENGTH 230MM |  | I0105.0000 | #N/A | #N/A | N. A. | N. A. | N. A. | QPF/I0105 | #N/A | #N/A | #N/A | #N/A | #N/A | PS/I0105.10 | #N/A | #N/A | #N/A | #N/A | #N/A | I0105 | TMF-1 | IU/1 | Class C | FINISHED GOODS | EAZEE™ | EAZEE TIBIA NAIL | DIA. 10MM, LENGTH 230MM | 16 | No | Yes |  | No | N. A. | No | N. A. | No | Yes | No | Yes | M. L.: MFG/MD/2021/000369 |  | 1 | ADLER PRODUCTS\EAZEE IMPLANTS\EAZEE FEMUR / TIBIA NAILS | 0 | Replaced new manufacturing license number MFG/MD/2021/000369 | Y | IM NAILS |  | 1 | No | Yes | Yes | Yes | N. A.
I0105A | I0105.1023A | EAZEE TIBIA NAIL, DIA. 10MM, LENGTH 230MM |  | I0105.1000A | #N/A | #N/A | N. A. | N. A. | N. A. | QPF/I0105A | #N/A | #N/A | #N/A | #N/A | #N/A | PS/I0105A | #N/A | #N/A | #N/A | #N/A | #N/A | I0105A | TMF-1 | IU/1 | Class C | FINISHED GOODS | EAZEE™ | EAZEE TIBIA NAIL | DIA. 10MM, LENGTH 230MM | 16 | No | Yes |  | No | N. A. | No | N. A. | No | Yes | No | Yes | M. L.: MFG/MD/2021/000369 |  | 1 | ADLER PRODUCTS\EAZEE IMPLANTS\EAZEE FEMUR / TIBIA NAILS | 0 | Replaced new manufacturing license number MFG/MD/2021/000369 | Y | IM NAILS |  | 1 | No | Yes | Yes | Yes | N. A.
I0105 | I0105.1024 | EAZEE TIBIA NAIL, DIA. 10MM, LENGTH 240MM |  | I0105.0000 | #N/A | #N/A | N. A. | N. A. | N. A. | QPF/I0105 | #N/A | #N/A | #N/A | #N/A | #N/A | PS/I0105.10 | #N/A | #N/A | #N/A | #N/A | #N/A | I0105 | TMF-1 | IU/1 | Class C | FINISHED GOODS | EAZEE™ | EAZEE TIBIA NAIL | DIA. 10MM, LENGTH 240MM | 16 | No | Yes |  | No | N. A. | No | N. A. | No | Yes | No | Yes | M. L.: MFG/MD/2021/000369 |  | 1 | ADLER PRODUCTS\EAZEE IMPLANTS\EAZEE FEMUR / TIBIA NAILS | 0.0901 | Replaced new manufacturing license number MFG/MD/2021/000369 | Y | IM NAILS |  | 1 | No | Yes | Yes | Yes | N. A.
I0105A | I0105.1024A | EAZEE TIBIA NAIL, DIA. 10MM, LENGTH 240MM |  | I0105.1000A | #N/A | #N/A | N. A. | N. A. | N. A. | QPF/I0105A | #N/A | #N/A | #N/A | #N/A | #N/A | PS/I0105A | #N/A | #N/A | #N/A | #N/A | #N/A | I0105A | TMF-1 | IU/1 | Class C | FINISHED GOODS | EAZEE™ | EAZEE TIBIA NAIL | DIA. 10MM, LENGTH 240MM | 16 | No | Yes |  | No | N. A. | No | N. A. | No | Yes | No | Yes | M. L.: MFG/MD/2021/000369 |  | 1 | ADLER PRODUCTS\EAZEE IMPLANTS\EAZEE FEMUR / TIBIA NAILS | 0 | Replaced new manufacturing license number MFG/MD/2021/000369 | Y | IM NAILS |  | 1 | No | Yes | Yes | Yes | N. A.
I0105 | I0105.1025 | EAZEE TIBIA NAIL, DIA. 10MM, LENGTH 250MM |  | I0105.0000 | #N/A | #N/A | N. A. | N. A. | N. A. | QPF/I0105 | #N/A | #N/A | #N/A | #N/A | #N/A | PS/I0105.10 | #N/A | #N/A | #N/A | #N/A | #N/A | I0105 | TMF-1 | IU/1 | Class C | FINISHED GOODS | EAZEE™ | EAZEE TIBIA NAIL | DIA. 10MM, LENGTH 250MM | 16 | No | Yes |  | No | N. A. | No | N. A. | No | Yes | No | Yes | M. L.: MFG/MD/2021/000369 |  | 1 | ADLER PRODUCTS\EAZEE IMPLANTS\EAZEE FEMUR / TIBIA NAILS | 0 | Replaced new manufacturing license number MFG/MD/2021/000369 | Y | IM NAILS |  | 1 | No | Yes | Yes | Yes | N. A.
I0105A | I0105.1025A | EAZEE TIBIA NAIL, DIA. 10MM, LENGTH 250MM |  | I0105.1000A | #N/A | #N/A | N. A. | N. A. | N. A. | QPF/I0105A | #N/A | #N/A | #N/A | #N/A | #N/A | PS/I0105A | #N/A | #N/A | #N/A | #N/A | #N/A | I0105A | TMF-1 | IU/1 | Class C | FINISHED GOODS | EAZEE™ | EAZEE TIBIA NAIL | DIA. 10MM, LENGTH 250MM | 16 | No | Yes |  | No | N. A. | No | N. A. | No | Yes | No | Yes | M. L.: MFG/MD/2021/000369 |  | 1 | ADLER PRODUCTS\EAZEE IMPLANTS\EAZEE FEMUR / TIBIA NAILS | 0 | Replaced new manufacturing license number MFG/MD/2021/000369 | Y | IM NAILS |  | 1 | No | Yes | Yes | Yes | N. A.
I0105 | I0105.1026 | EAZEE TIBIA NAIL, DIA. 10MM, LENGTH 260MM |  | I0105.0000 | #N/A | #N/A | N. A. | N. A. | N. A. | QPF/I0105 | #N/A | #N/A | #N/A | #N/A | #N/A | PS/I0105.10 | #N/A | #N/A | #N/A | #N/A | #N/A | I0105 | TMF-1 | IU/1 | Class C | FINISHED GOODS | EAZEE™ | EAZEE TIBIA NAIL | DIA. 10MM, LENGTH 260MM | 16 | No | Yes |  | No | N. A. | No | N. A. | No | Yes | No | Yes | M. L.: MFG/MD/2021/000369 |  | 1 | ADLER PRODUCTS\EAZEE IMPLANTS\EAZEE FEMUR / TIBIA NAILS | 0 | Replaced new manufacturing license number MFG/MD/2021/000369 | Y | IM NAILS |  | 1 | No | Yes | Yes | Yes | N. A.
I0105A | I0105.1026A | EAZEE TIBIA NAIL, DIA. 10MM, LENGTH 260MM |  | I0105.1000A | #N/A | #N/A | N. A. | N. A. | N. A. | QPF/I0105A | #N/A | #N/A | #N/A | #N/A | #N/A | PS/I0105A | #N/A | #N/A | #N/A | #N/A | #N/A | I0105A | TMF-1 | IU/1 | Class C | FINISHED GOODS | EAZEE™ | EAZEE TIBIA NAIL | DIA. 10MM, LENGTH 260MM | 16 | No | Yes |  | No | N. A. | No | N. A. | No | Yes | No | Yes | M. L.: MFG/MD/2021/000369 |  | 1 | ADLER PRODUCTS\EAZEE IMPLANTS\EAZEE FEMUR / TIBIA NAILS | 0 | Replaced new manufacturing license number MFG/MD/2021/000369 | Y | IM NAILS |  | 1 | No | Yes | Yes | Yes | N. A.
I0105 | I0105.1027 | EAZEE TIBIA NAIL, DIA. 10MM, LENGTH 270MM |  | I0105.0000 | #N/A | #N/A | N. A. | N. A. | N. A. | QPF/I0105 | #N/A | #N/A | #N/A | #N/A | #N/A | PS/I0105.10 | #N/A | #N/A | #N/A | #N/A | #N/A | I0105 | TMF-1 | IU/1 | Class C | FINISHED GOODS | EAZEE™ | EAZEE TIBIA NAIL | DIA. 10MM, LENGTH 270MM | 16 | No | Yes |  | No | N. A. | No | N. A. | No | Yes | No | Yes | M. L.: MFG/MD/2021/000369 |  | 1 | ADLER PRODUCTS\EAZEE IMPLANTS\EAZEE FEMUR / TIBIA NAILS | 0 | Replaced new manufacturing license number MFG/MD/2021/000369 | Y | IM NAILS |  | 1 | No | Yes | Yes | Yes | N. A.
I0105A | I0105.1027A | EAZEE TIBIA NAIL, DIA. 10MM, LENGTH 270MM |  | I0105.1000A | #N/A | #N/A | N. A. | N. A. | N. A. | QPF/I0105A | #N/A | #N/A | #N/A | #N/A | #N/A | PS/I0105A | #N/A | #N/A | #N/A | #N/A | #N/A | I0105A | TMF-1 | IU/1 | Class C | FINISHED GOODS | EAZEE™ | EAZEE TIBIA NAIL | DIA. 10MM, LENGTH 270MM | 16 | No | Yes |  | No | N. A. | No | N. A. | No | Yes | No | Yes | M. L.: MFG/MD/2021/000369 |  | 1 | ADLER PRODUCTS\EAZEE IMPLANTS\EAZEE FEMUR / TIBIA NAILS | 0 | Replaced new manufacturing license number MFG/MD/2021/000369 | Y | IM NAILS |  | 1 | No | Yes | Yes | Yes | N. A.
I0105 | I0105.1028 | EAZEE TIBIA NAIL, DIA. 10MM, LENGTH 280MM |  | I0105.0000 | #N/A | #N/A | N. A. | N. A. | N. A. | QPF/I0105 | #N/A | #N/A | #N/A | #N/A | #N/A | PS/I0105.10 | #N/A | #N/A | #N/A | #N/A | #N/A | I0105 | TMF-1 | IU/1 | Class C | FINISHED GOODS | EAZEE™ | EAZEE TIBIA NAIL | DIA. 10MM, LENGTH 280MM | 16 | No | Yes |  | No | N. A. | No | N. A. | No | Yes | No | Yes | M. L.: MFG/MD/2021/000369 |  | 1 | ADLER PRODUCTS\EAZEE IMPLANTS\EAZEE FEMUR / TIBIA NAILS | 0.0974 | Replaced new manufacturing license number MFG/MD/2021/000369 | Y | IM NAILS |  | 1 | No | Yes | Yes | Yes | N. A.
I0105A | I0105.1028A | EAZEE TIBIA NAIL, DIA. 10MM, LENGTH 280MM |  | I0105.1000A | #N/A | #N/A | N. A. | N. A. | N. A. | QPF/I0105A | #N/A | #N/A | #N/A | #N/A | #N/A | PS/I0105A | #N/A | #N/A | #N/A | #N/A | #N/A | I0105A | TMF-1 | IU/1 | Class C | FINISHED GOODS | EAZEE™ | EAZEE TIBIA NAIL | DIA. 10MM, LENGTH 280MM | 16 | No | Yes |  | No | N. A. | No | N. A. | No | Yes | No | Yes | M. L.: MFG/MD/2021/000369 |  | 1 | ADLER PRODUCTS\EAZEE IMPLANTS\EAZEE FEMUR / TIBIA NAILS | 0 | Replaced new manufacturing license number MFG/MD/2021/000369 | Y | IM NAILS |  | 1 | No | Yes | Yes | Yes | N. A.
I0105A | I0105.1029A | EAZEE TIBIA NAIL, DIA. 10MM, LENGTH 290MM |  | I0105.1000A | #N/A | #N/A | N. A. | N. A. | N. A. | QPF/I0105A | #N/A | #N/A | #N/A | #N/A | #N/A | PS/I0105A | #N/A | #N/A | #N/A | #N/A | #N/A | I0105A | TMF-1 | IU/1 | Class C | FINISHED GOODS | EAZEE™ | EAZEE TIBIA NAIL | DIA. 10MM, LENGTH 290MM | 16 | No | Yes |  | No | N. A. | No | N. A. | No | Yes | No | Yes | M. L.: MFG/MD/2021/000369 |  | 1 | ADLER PRODUCTS\EAZEE IMPLANTS\EAZEE FEMUR / TIBIA NAILS | 0 | Replaced new manufacturing license number MFG/MD/2021/000369 | Y | IM NAILS |  | 1 | No | Yes | Yes | Yes | N. A.
I0105 | I0105.1030 | EAZEE TIBIA NAIL, DIA. 10MM, LENGTH 300MM |  | I0105.0000 | #N/A | #N/A | N. A. | N. A. | N. A. | QPF/I0105 | #N/A | #N/A | #N/A | #N/A | #N/A | PS/I0105.10 | #N/A | #N/A | #N/A | #N/A | #N/A | I0105 | TMF-1 | IU/1 | Class C | FINISHED GOODS | EAZEE™ | EAZEE TIBIA NAIL | DIA. 10MM, LENGTH 300MM | 16 | No | Yes |  | No | N. A. | No | N. A. | No | Yes | No | Yes | M. L.: MFG/MD/2021/000369 |  | 1 | ADLER PRODUCTS\EAZEE IMPLANTS\EAZEE FEMUR / TIBIA NAILS | 0.1081 | Replaced new manufacturing license number MFG/MD/2021/000369 | Y | IM NAILS |  | 1 | No | Yes | Yes | Yes | N. A.
I0105A | I0105.1030A | EAZEE TIBIA NAIL, DIA. 10MM, LENGTH 300MM |  | I0105.1000A | #N/A | #N/A | N. A. | N. A. | N. A. | QPF/I0105A | #N/A | #N/A | #N/A | #N/A | #N/A | PS/I0105A | #N/A | #N/A | #N/A | #N/A | #N/A | I0105A | TMF-1 | IU/1 | Class C | FINISHED GOODS | EAZEE™ | EAZEE TIBIA NAIL | DIA. 10MM, LENGTH 300MM | 16 | No | Yes |  | No | N. A. | No | N. A. | No | Yes | No | Yes | M. L.: MFG/MD/2021/000369 |  | 1 | ADLER PRODUCTS\EAZEE IMPLANTS\EAZEE FEMUR / TIBIA NAILS | 0 | Replaced new manufacturing license number MFG/MD/2021/000369 | Y | IM NAILS |  | 1 | No | Yes | Yes | Yes | N. A.
I0105 | I0105.1031 | EAZEE TIBIA NAIL, DIA. 10MM, LENGTH 310MM |  | I0105.0000 | #N/A | #N/A | N. A. | N. A. | N. A. | QPF/I0105 | #N/A | #N/A | #N/A | #N/A | #N/A | PS/I0105.10 | #N/A | #N/A | #N/A | #N/A | #N/A | I0105 | TMF-1 | IU/1 | Class C | FINISHED GOODS | EAZEE™ | EAZEE TIBIA NAIL | DIA. 10MM, LENGTH 310MM | 16 | No | Yes |  | No | N. A. | No | N. A. | No | Yes | No | Yes | M. L.: MFG/MD/2021/000369 |  | 1 | ADLER PRODUCTS\EAZEE IMPLANTS\EAZEE FEMUR / TIBIA NAILS | 0.1073 | Replaced new manufacturing license number MFG/MD/2021/000369 | Y | IM NAILS |  | 1 | No | Yes | Yes | Yes | N. A.
I0105A | I0105.1031A | EAZEE TIBIA NAIL, DIA. 10MM, LENGTH 310MM |  | I0105.1000A | #N/A | #N/A | N. A. | N. A. | N. A. | QPF/I0105A | #N/A | #N/A | #N/A | #N/A | #N/A | PS/I0105A | #N/A | #N/A | #N/A | #N/A | #N/A | I0105A | TMF-1 | IU/1 | Class C | FINISHED GOODS | EAZEE™ | EAZEE TIBIA NAIL | DIA. 10MM, LENGTH 310MM | 16 | No | Yes |  | No | N. A. | No | N. A. | No | Yes | No | Yes | M. L.: MFG/MD/2021/000369 |  | 1 | ADLER PRODUCTS\EAZEE IMPLANTS\EAZEE FEMUR / TIBIA NAILS | 0 | Replaced new manufacturing license number MFG/MD/2021/000369 | Y | IM NAILS |  | 1 | No | Yes | Yes | Yes | N. A.
I0105 | I0105.1032 | EAZEE TIBIA NAIL, DIA. 10MM, LENGTH 320MM |  | I0105.0000 | #N/A | #N/A | N. A. | N. A. | N. A. | QPF/I0105 | #N/A | #N/A | #N/A | #N/A | #N/A | PS/I0105.10 | #N/A | #N/A | #N/A | #N/A | #N/A | I0105 | TMF-1 | IU/1 | Class C | FINISHED GOODS | EAZEE™ | EAZEE TIBIA NAIL | DIA. 10MM, LENGTH 320MM | 16 | No | Yes |  | No | N. A. | No | N. A. | No | Yes | No | Yes | M. L.: MFG/MD/2021/000369 |  | 1 | ADLER PRODUCTS\EAZEE IMPLANTS\EAZEE FEMUR / TIBIA NAILS | 0.1104 | Replaced new manufacturing license number MFG/MD/2021/000369 | Y | IM NAILS |  | 1 | No | Yes | Yes | Yes | N. A.
I0105A | I0105.1032A | EAZEE TIBIA NAIL, DIA. 10MM, LENGTH 320MM |  | I0105.1000A | #N/A | #N/A | N. A. | N. A. | N. A. | QPF/I0105A | #N/A | #N/A | #N/A | #N/A | #N/A | PS/I0105A | #N/A | #N/A | #N/A | #N/A | #N/A | I0105A | TMF-1 | IU/1 | Class C | FINISHED GOODS | EAZEE™ | EAZEE TIBIA NAIL | DIA. 10MM, LENGTH 320MM | 16 | No | Yes |  | No | N. A. | No | N. A. | No | Yes | No | Yes | M. L.: MFG/MD/2021/000369 |  | 1 | ADLER PRODUCTS\EAZEE IMPLANTS\EAZEE FEMUR / TIBIA NAILS | 0 | Replaced new manufacturing license number MFG/MD/2021/000369 | Y | IM NAILS |  | 1 | No | Yes | Yes | Yes | N. A.
I0105 | I0105.1033 | EAZEE TIBIA NAIL, DIA. 10MM, LENGTH 330MM |  | I0105.0000 | #N/A | #N/A | N. A. | N. A. | N. A. | QPF/I0105 | #N/A | #N/A | #N/A | #N/A | #N/A | PS/I0105.10 | #N/A | #N/A | #N/A | #N/A | #N/A | I0105 | TMF-1 | IU/1 | Class C | FINISHED GOODS | EAZEE™ | EAZEE TIBIA NAIL | DIA. 10MM, LENGTH 330MM | 16 | No | Yes |  | No | N. A. | No | N. A. | No | Yes | No | Yes | M. L.: MFG/MD/2021/000369 |  | 1 | ADLER PRODUCTS\EAZEE IMPLANTS\EAZEE FEMUR / TIBIA NAILS | 0.1139 | Replaced new manufacturing license number MFG/MD/2021/000369 | Y | IM NAILS |  | 1 | No | Yes | Yes | Yes | N. A.
I0105A | I0105.1033A | EAZEE TIBIA NAIL, DIA. 10MM, LENGTH 330MM |  | I0105.1000A | #N/A | #N/A | N. A. | N. A. | N. A. | QPF/I0105A | #N/A | #N/A | #N/A | #N/A | #N/A | PS/I0105A | #N/A | #N/A | #N/A | #N/A | #N/A | I0105A | TMF-1 | IU/1 | Class C | FINISHED GOODS | EAZEE™ | EAZEE TIBIA NAIL | DIA. 10MM, LENGTH 330MM | 16 | No | Yes |  | No | N. A. | No | N. A. | No | Yes | No | Yes | M. L.: MFG/MD/2021/000369 |  | 1 | ADLER PRODUCTS\EAZEE IMPLANTS\EAZEE FEMUR / TIBIA NAILS | 0 | Replaced new manufacturing license number MFG/MD/2021/000369 | Y | IM NAILS |  | 1 | No | Yes | Yes | Yes | N. A.
I0105 | I0105.1034 | EAZEE TIBIA NAIL, DIA. 10MM, LENGTH 340MM |  | I0105.0000 | #N/A | #N/A | N. A. | N. A. | N. A. | QPF/I0105 | #N/A | #N/A | #N/A | #N/A | #N/A | PS/I0105.10 | #N/A | #N/A | #N/A | #N/A | #N/A | I0105 | TMF-1 | IU/1 | Class C | FINISHED GOODS | EAZEE™ | EAZEE TIBIA NAIL | DIA. 10MM, LENGTH 340MM | 16 | No | Yes |  | No | N. A. | No | N. A. | No | Yes | No | Yes | M. L.: MFG/MD/2021/000369 |  | 1 | ADLER PRODUCTS\EAZEE IMPLANTS\EAZEE FEMUR / TIBIA NAILS | 0.1173 | Replaced new manufacturing license number MFG/MD/2021/000369 | Y | IM NAILS |  | 1 | No | Yes | Yes | Yes | N. A.
I0105A | I0105.1034A | EAZEE TIBIA NAIL, DIA. 10MM, LENGTH 340MM |  | I0105.1000A | #N/A | #N/A | N. A. | N. A. | N. A. | QPF/I0105A | #N/A | #N/A | #N/A | #N/A | #N/A | PS/I0105A | #N/A | #N/A | #N/A | #N/A | #N/A | I0105A | TMF-1 | IU/1 | Class C | FINISHED GOODS | EAZEE™ | EAZEE TIBIA NAIL | DIA. 10MM, LENGTH 340MM | 16 | No | Yes |  | No | N. A. | No | N. A. | No | Yes | No | Yes | M. L.: MFG/MD/2021/000369 |  | 1 | ADLER PRODUCTS\EAZEE IMPLANTS\EAZEE FEMUR / TIBIA NAILS | 0 | Replaced new manufacturing license number MFG/MD/2021/000369 | Y | IM NAILS |  | 1 | No | Yes | Yes | Yes | N. A.
I0105 | I0105.1035 | EAZEE TIBIA NAIL, DIA. 10MM, LENGTH 350MM |  | I0105.0000 | #N/A | #N/A | N. A. | N. A. | N. A. | QPF/I0105 | #N/A | #N/A | #N/A | #N/A | #N/A | PS/I0105.10 | #N/A | #N/A | #N/A | #N/A | #N/A | I0105 | TMF-1 | IU/1 | Class C | FINISHED GOODS | EAZEE™ | EAZEE TIBIA NAIL | DIA. 10MM, LENGTH 350MM | 16 | No | Yes |  | No | N. A. | No | N. A. | No | Yes | No | Yes | M. L.: MFG/MD/2021/000369 |  | 1 | ADLER PRODUCTS\EAZEE IMPLANTS\EAZEE FEMUR / TIBIA NAILS | 0 | Replaced new manufacturing license number MFG/MD/2021/000369 | Y | IM NAILS |  | 1 | No | Yes | Yes | Yes | N. A.
I0105A | I0105.1035A | EAZEE TIBIA NAIL, DIA. 10MM, LENGTH 350MM |  | I0105.1000A | #N/A | #N/A | N. A. | N. A. | N. A. | QPF/I0105A | #N/A | #N/A | #N/A | #N/A | #N/A | PS/I0105A | #N/A | #N/A | #N/A | #N/A | #N/A | I0105A | TMF-1 | IU/1 | Class C | FINISHED GOODS | EAZEE™ | EAZEE TIBIA NAIL | DIA. 10MM, LENGTH 350MM | 16 | No | Yes |  | No | N. A. | No | N. A. | No | Yes | No | Yes | M. L.: MFG/MD/2021/000369 |  | 1 | ADLER PRODUCTS\EAZEE IMPLANTS\EAZEE FEMUR / TIBIA NAILS | 0 | Replaced new manufacturing license number MFG/MD/2021/000369 | Y | IM NAILS |  | 1 | No | Yes | Yes | Yes | N. A.
I0105 | I0105.1036 | EAZEE TIBIA NAIL, DIA. 10MM, LENGTH 360MM |  | I0105.0000 | #N/A | #N/A | N. A. | N. A. | N. A. | QPF/I0105 | #N/A | #N/A | #N/A | #N/A | #N/A | PS/I0105.10 | #N/A | #N/A | #N/A | #N/A | #N/A | I0105 | TMF-1 | IU/1 | Class C | FINISHED GOODS | EAZEE™ | EAZEE TIBIA NAIL | DIA. 10MM, LENGTH 360MM | 16 | No | Yes |  | No | N. A. | No | N. A. | No | Yes | No | Yes | M. L.: MFG/MD/2021/000369 |  | 1 | ADLER PRODUCTS\EAZEE IMPLANTS\EAZEE FEMUR / TIBIA NAILS | 0.1233 | Replaced new manufacturing license number MFG/MD/2021/000369 | Y | IM NAILS |  | 1 | No | Yes | Yes | Yes | N. A.
I0105A | I0105.1036A | EAZEE TIBIA NAIL, DIA. 10MM, LENGTH 360MM |  | I0105.1000A | #N/A | #N/A | N. A. | N. A. | N. A. | QPF/I0105A | #N/A | #N/A | #N/A | #N/A | #N/A | PS/I0105A | #N/A | #N/A | #N/A | #N/A | #N/A | I0105A | TMF-1 | IU/1 | Class C | FINISHED GOODS | EAZEE™ | EAZEE TIBIA NAIL | DIA. 10MM, LENGTH 360MM | 16 | No | Yes |  | No | N. A. | No | N. A. | No | Yes | No | Yes | M. L.: MFG/MD/2021/000369 |  | 1 | ADLER PRODUCTS\EAZEE IMPLANTS\EAZEE FEMUR / TIBIA NAILS | 0 | Replaced new manufacturing license number MFG/MD/2021/000369 | Y | IM NAILS |  | 1 | No | Yes | Yes | Yes | N. A.
I0105A | I0105.1037A | EAZEE TIBIA NAIL, DIA. 10MM, LENGTH 370MM |  | I0105.1000A | #N/A | #N/A | N. A. | N. A. | N. A. | QPF/I0105A | #N/A | #N/A | #N/A | #N/A | #N/A | PS/I0105A | #N/A | #N/A | #N/A | #N/A | #N/A | I0105A | TMF-1 | IU/1 | Class C | FINISHED GOODS | EAZEE™ | EAZEE TIBIA NAIL | DIA. 10MM, LENGTH 370MM | 16 | No | Yes |  | No | N. A. | No | N. A. | No | Yes | No | Yes | M. L.: MFG/MD/2021/000369 |  | 1 | ADLER PRODUCTS\EAZEE IMPLANTS\EAZEE FEMUR / TIBIA NAILS | 0 | Replaced new manufacturing license number MFG/MD/2021/000369 | Y | IM NAILS |  | 1 | No | Yes | Yes | Yes | N. A.
I0105 | I0105.1038 | EAZEE TIBIA NAIL, DIA. 10MM, LENGTH 380MM |  | I0105.0000 | #N/A | #N/A | N. A. | N. A. | N. A. | QPF/I0105 | #N/A | #N/A | #N/A | #N/A | #N/A | PS/I0105.10 | #N/A | #N/A | #N/A | #N/A | #N/A | I0105 | TMF-1 | IU/1 | Class C | FINISHED GOODS | EAZEE™ | EAZEE TIBIA NAIL | DIA. 10MM, LENGTH 380MM | 16 | No | Yes |  | No | N. A. | No | N. A. | No | Yes | No | Yes | M. L.: MFG/MD/2021/000369 |  | 1 | ADLER PRODUCTS\EAZEE IMPLANTS\EAZEE FEMUR / TIBIA NAILS | 0.1285 | Replaced new manufacturing license number MFG/MD/2021/000369 | Y | IM NAILS |  | 1 | No | Yes | Yes | Yes | N. A.
I0105A | I0105.1038A | EAZEE TIBIA NAIL, DIA. 10MM, LENGTH 380MM |  | I0105.1000A | #N/A | #N/A | N. A. | N. A. | N. A. | QPF/I0105A | #N/A | #N/A | #N/A | #N/A | #N/A | PS/I0105A | #N/A | #N/A | #N/A | #N/A | #N/A | I0105A | TMF-1 | IU/1 | Class C | FINISHED GOODS | EAZEE™ | EAZEE TIBIA NAIL | DIA. 10MM, LENGTH 380MM | 16 | No | Yes |  | No | N. A. | No | N. A. | No | Yes | No | Yes | M. L.: MFG/MD/2021/000369 |  | 1 | ADLER PRODUCTS\EAZEE IMPLANTS\EAZEE FEMUR / TIBIA NAILS | 0 | Replaced new manufacturing license number MFG/MD/2021/000369 | Y | IM NAILS |  | 1 | No | Yes | Yes | Yes | N. A.
I0105A | I0105.1039A | EAZEE TIBIA NAIL, DIA. 10MM, LENGTH 390MM |  | I0105.1000A | #N/A | #N/A | N. A. | N. A. | N. A. | QPF/I0105A | #N/A | #N/A | #N/A | #N/A | #N/A | PS/I0105A | #N/A | #N/A | #N/A | #N/A | #N/A | I0105A | TMF-1 | IU/1 | Class C | FINISHED GOODS | EAZEE™ | EAZEE TIBIA NAIL | DIA. 10MM, LENGTH 390MM | 16 | No | Yes |  | No | N. A. | No | N. A. | No | Yes | No | Yes | M. L.: MFG/MD/2021/000369 |  | 1 | ADLER PRODUCTS\EAZEE IMPLANTS\EAZEE FEMUR / TIBIA NAILS | 0 | Replaced new manufacturing license number MFG/MD/2021/000369 | Y | IM NAILS |  | 1 | No | Yes | Yes | Yes | N. A.
I0105 | I0105.1040 | EAZEE TIBIA NAIL, DIA. 10MM, LENGTH 400MM |  | I0105.0000 | #N/A | #N/A | N. A. | N. A. | N. A. | QPF/I0105 | #N/A | #N/A | #N/A | #N/A | #N/A | PS/I0105.10 | #N/A | #N/A | #N/A | #N/A | #N/A | I0105 | TMF-1 | IU/1 | Class C | FINISHED GOODS | EAZEE™ | EAZEE TIBIA NAIL | DIA. 10MM, LENGTH 400MM | 16 | No | Yes |  | No | N. A. | No | N. A. | No | Yes | No | Yes | M. L.: MFG/MD/2021/000369 |  | 1 | ADLER PRODUCTS\EAZEE IMPLANTS\EAZEE FEMUR / TIBIA NAILS | 0 | Replaced new manufacturing license number MFG/MD/2021/000369 | Y | IM NAILS |  | 1 | No | Yes | Yes | Yes | N. A.
I0105A | I0105.1040A | EAZEE TIBIA NAIL, DIA. 10MM, LENGTH 400MM |  | I0105.1000A | #N/A | #N/A | N. A. | N. A. | N. A. | QPF/I0105A | #N/A | #N/A | #N/A | #N/A | #N/A | PS/I0105A | #N/A | #N/A | #N/A | #N/A | #N/A | I0105A | TMF-1 | IU/1 | Class C | FINISHED GOODS | EAZEE™ | EAZEE TIBIA NAIL | DIA. 10MM, LENGTH 400MM | 16 | No | Yes |  | No | N. A. | No | N. A. | No | Yes | No | Yes | M. L.: MFG/MD/2021/000369 |  | 1 | ADLER PRODUCTS\EAZEE IMPLANTS\EAZEE FEMUR / TIBIA NAILS | 0 | Replaced new manufacturing license number MFG/MD/2021/000369 | Y | IM NAILS |  | 1 | No | Yes | Yes | Yes | N. A.
I0105 | I0105.1124 | EAZEE TIBIA NAIL, DIA. 11MM, LENGTH 240MM |  | I0105.0000 | #N/A | #N/A | N. A. | N. A. | N. A. | QPF/I0105 | #N/A | #N/A | #N/A | #N/A | #N/A | PS/I0105.11 | #N/A | #N/A | #N/A | #N/A | #N/A | I0105 | TMF-1 | IU/1 | Class C | FINISHED GOODS | EAZEE™ | EAZEE TIBIA NAIL | DIA. 11MM, LENGTH 240MM | 16 | No | Yes |  | No | N. A. | No | N. A. | No | Yes | No | Yes | M. L.: MFG/MD/2021/000369 |  | 1 | ADLER PRODUCTS\EAZEE IMPLANTS\EAZEE FEMUR / TIBIA NAILS | 0 | Replaced new manufacturing license number MFG/MD/2021/000369 | Y | IM NAILS |  | 1 | No | Yes | Yes | Yes | N. A.
I0105A | I0105.1124A | EAZEE TIBIA NAIL, DIA. 11MM, LENGTH 240MM |  | I0105.1100A | #N/A | #N/A | N. A. | N. A. | N. A. | QPF/I0105A | #N/A | #N/A | #N/A | #N/A | #N/A | PS/I0105A | #N/A | #N/A | #N/A | #N/A | #N/A | I0105A | TMF-1 | IU/1 | Class C | FINISHED GOODS | EAZEE™ | EAZEE TIBIA NAIL | DIA. 11MM, LENGTH 240MM | 16 | No | Yes |  | No | N. A. | No | N. A. | No | Yes | No | Yes | M. L.: MFG/MD/2021/000369 |  | 1 | ADLER PRODUCTS\EAZEE IMPLANTS\EAZEE FEMUR / TIBIA NAILS | 0 | Replaced new manufacturing license number MFG/MD/2021/000369 | Y | IM NAILS |  | 1 | No | Yes | Yes | Yes | N. A.
I0105 | I0105.1125 | EAZEE TIBIA NAIL, DIA. 11MM, LENGTH 250MM |  | I0105.0000 | #N/A | #N/A | N. A. | N. A. | N. A. | QPF/I0105 | #N/A | #N/A | #N/A | #N/A | #N/A | PS/I0105.11 | #N/A | #N/A | #N/A | #N/A | #N/A | I0105 | TMF-1 | IU/1 | Class C | FINISHED GOODS | EAZEE™ | EAZEE TIBIA NAIL | DIA. 11MM, LENGTH 250MM | 16 | No | Yes |  | No | N. A. | No | N. A. | No | Yes | No | Yes | M. L.: MFG/MD/2021/000369 |  | 1 | ADLER PRODUCTS\EAZEE IMPLANTS\EAZEE FEMUR / TIBIA NAILS | 0 | Replaced new manufacturing license number MFG/MD/2021/000369 | Y | IM NAILS |  | 1 | No | Yes | Yes | Yes | N. A.
I0105A | I0105.1125A | EAZEE TIBIA NAIL, DIA. 11MM, LENGTH 250MM |  | I0105.1100A | #N/A | #N/A | N. A. | N. A. | N. A. | QPF/I0105A | #N/A | #N/A | #N/A | #N/A | #N/A | PS/I0105A | #N/A | #N/A | #N/A | #N/A | #N/A | I0105A | TMF-1 | IU/1 | Class C | FINISHED GOODS | EAZEE™ | EAZEE TIBIA NAIL | DIA. 11MM, LENGTH 250MM | 16 | No | Yes |  | No | N. A. | No | N. A. | No | Yes | No | Yes | M. L.: MFG/MD/2021/000369 |  | 1 | ADLER PRODUCTS\EAZEE IMPLANTS\EAZEE FEMUR / TIBIA NAILS | 0 | Replaced new manufacturing license number MFG/MD/2021/000369 | Y | IM NAILS |  | 1 | No | Yes | Yes | Yes | N. A.
I0105 | I0105.1126 | EAZEE TIBIA NAIL, DIA. 11MM, LENGTH 260MM |  | I0105.0000 | #N/A | #N/A | N. A. | N. A. | N. A. | QPF/I0105 | #N/A | #N/A | #N/A | #N/A | #N/A | PS/I0105.11 | #N/A | #N/A | #N/A | #N/A | #N/A | I0105 | TMF-1 | IU/1 | Class C | FINISHED GOODS | EAZEE™ | EAZEE TIBIA NAIL | DIA. 11MM, LENGTH 260MM | 16 | No | Yes |  | No | N. A. | No | N. A. | No | Yes | No | Yes | M. L.: MFG/MD/2021/000369 |  | 1 | ADLER PRODUCTS\EAZEE IMPLANTS\EAZEE FEMUR / TIBIA NAILS | 0 | Replaced new manufacturing license number MFG/MD/2021/000369 | Y | IM NAILS |  | 1 | No | Yes | Yes | Yes | N. A.
I0105A | I0105.1126A | EAZEE TIBIA NAIL, DIA. 11MM, LENGTH 260MM |  | I0105.1100A | #N/A | #N/A | N. A. | N. A. | N. A. | QPF/I0105A | #N/A | #N/A | #N/A | #N/A | #N/A | PS/I0105A | #N/A | #N/A | #N/A | #N/A | #N/A | I0105A | TMF-1 | IU/1 | Class C | FINISHED GOODS | EAZEE™ | EAZEE TIBIA NAIL | DIA. 11MM, LENGTH 260MM | 16 | No | Yes |  | No | N. A. | No | N. A. | No | Yes | No | Yes | M. L.: MFG/MD/2021/000369 |  | 1 | ADLER PRODUCTS\EAZEE IMPLANTS\EAZEE FEMUR / TIBIA NAILS | 0 | Replaced new manufacturing license number MFG/MD/2021/000369 | Y | IM NAILS |  | 1 | No | Yes | Yes | Yes | N. A.
I0105 | I0105.1127 | EAZEE TIBIA NAIL, DIA. 11MM, LENGTH 270MM |  | I0105.0000 | #N/A | #N/A | N. A. | N. A. | N. A. | QPF/I0105 | #N/A | #N/A | #N/A | #N/A | #N/A | PS/I0105.11 | #N/A | #N/A | #N/A | #N/A | #N/A | I0105 | TMF-1 | IU/1 | Class C | FINISHED GOODS | EAZEE™ | EAZEE TIBIA NAIL | DIA. 11MM, LENGTH 270MM | 16 | No | Yes |  | No | N. A. | No | N. A. | No | Yes | No | Yes | M. L.: MFG/MD/2021/000369 |  | 1 | ADLER PRODUCTS\EAZEE IMPLANTS\EAZEE FEMUR / TIBIA NAILS | 0.0975 | Replaced new manufacturing license number MFG/MD/2021/000369 | Y | IM NAILS |  | 1 | No | Yes | Yes | Yes | N. A.
I0105A | I0105.1127A | EAZEE TIBIA NAIL, DIA. 11MM, LENGTH 270MM |  | I0105.1100A | #N/A | #N/A | N. A. | N. A. | N. A. | QPF/I0105A | #N/A | #N/A | #N/A | #N/A | #N/A | PS/I0105A | #N/A | #N/A | #N/A | #N/A | #N/A | I0105A | TMF-1 | IU/1 | Class C | FINISHED GOODS | EAZEE™ | EAZEE TIBIA NAIL | DIA. 11MM, LENGTH 270MM | 16 | No | Yes |  | No | N. A. | No | N. A. | No | Yes | No | Yes | M. L.: MFG/MD/2021/000369 |  | 1 | ADLER PRODUCTS\EAZEE IMPLANTS\EAZEE FEMUR / TIBIA NAILS | 0 | Replaced new manufacturing license number MFG/MD/2021/000369 | Y | IM NAILS |  | 1 | No | Yes | Yes | Yes | N. A.
I0105 | I0105.1128 | EAZEE TIBIA NAIL, DIA. 11MM, LENGTH 280MM |  | I0105.0000 | #N/A | #N/A | N. A. | N. A. | N. A. | QPF/I0105 | #N/A | #N/A | #N/A | #N/A | #N/A | PS/I0105.11 | #N/A | #N/A | #N/A | #N/A | #N/A | I0105 | TMF-1 | IU/1 | Class C | FINISHED GOODS | EAZEE™ | EAZEE TIBIA NAIL | DIA. 11MM, LENGTH 280MM | 16 | No | Yes |  | No | N. A. | No | N. A. | No | Yes | No | Yes | M. L.: MFG/MD/2021/000369 |  | 1 | ADLER PRODUCTS\EAZEE IMPLANTS\EAZEE FEMUR / TIBIA NAILS | 0.095 | Replaced new manufacturing license number MFG/MD/2021/000369 | Y | IM NAILS |  | 1 | No | Yes | Yes | Yes | N. A.
I0105A | I0105.1128A | EAZEE TIBIA NAIL, DIA. 11MM, LENGTH 280MM |  | I0105.1100A | #N/A | #N/A | N. A. | N. A. | N. A. | QPF/I0105A | #N/A | #N/A | #N/A | #N/A | #N/A | PS/I0105A | #N/A | #N/A | #N/A | #N/A | #N/A | I0105A | TMF-1 | IU/1 | Class C | FINISHED GOODS | EAZEE™ | EAZEE TIBIA NAIL | DIA. 11MM, LENGTH 280MM | 16 | No | Yes |  | No | N. A. | No | N. A. | No | Yes | No | Yes | M. L.: MFG/MD/2021/000369 |  | 1 | ADLER PRODUCTS\EAZEE IMPLANTS\EAZEE FEMUR / TIBIA NAILS | 0 | Replaced new manufacturing license number MFG/MD/2021/000369 | Y | IM NAILS |  | 1 | No | Yes | Yes | Yes | N. A.
I0105A | I0105.1129A | EAZEE TIBIA NAIL, DIA. 11MM, LENGTH 290MM |  | I0105.1100A | #N/A | #N/A | N. A. | N. A. | N. A. | QPF/I0105A | #N/A | #N/A | #N/A | #N/A | #N/A | PS/I0105A | #N/A | #N/A | #N/A | #N/A | #N/A | I0105A | TMF-1 | IU/1 | Class C | FINISHED GOODS | EAZEE™ | EAZEE TIBIA NAIL | DIA. 11MM, LENGTH 290MM | 16 | No | Yes |  | No | N. A. | No | N. A. | No | Yes | No | Yes | M. L.: MFG/MD/2021/000369 |  | 1 | ADLER PRODUCTS\EAZEE IMPLANTS\EAZEE FEMUR / TIBIA NAILS | 0 | Replaced new manufacturing license number MFG/MD/2021/000369 | Y | IM NAILS |  | 1 | No | Yes | Yes | Yes | N. A.
I0105 | I0105.1130 | EAZEE TIBIA NAIL, DIA. 11MM, LENGTH 300MM |  | I0105.0000 | #N/A | #N/A | N. A. | N. A. | N. A. | QPF/I0105 | #N/A | #N/A | #N/A | #N/A | #N/A | PS/I0105.11 | #N/A | #N/A | #N/A | #N/A | #N/A | I0105 | TMF-1 | IU/1 | Class C | FINISHED GOODS | EAZEE™ | EAZEE TIBIA NAIL | DIA. 11MM, LENGTH 300MM | 16 | No | Yes |  | No | N. A. | No | N. A. | No | Yes | No | Yes | M. L.: MFG/MD/2021/000369 |  | 1 | ADLER PRODUCTS\EAZEE IMPLANTS\EAZEE FEMUR / TIBIA NAILS | 0.0988 | Replaced new manufacturing license number MFG/MD/2021/000369 | Y | IM NAILS |  | 1 | No | Yes | Yes | Yes | N. A.
I0105A | I0105.1130A | EAZEE TIBIA NAIL, DIA. 11MM, LENGTH 300MM |  | I0105.1100A | #N/A | #N/A | N. A. | N. A. | N. A. | QPF/I0105A | #N/A | #N/A | #N/A | #N/A | #N/A | PS/I0105A | #N/A | #N/A | #N/A | #N/A | #N/A | I0105A | TMF-1 | IU/1 | Class C | FINISHED GOODS | EAZEE™ | EAZEE TIBIA NAIL | DIA. 11MM, LENGTH 300MM | 16 | No | Yes |  | No | N. A. | No | N. A. | No | Yes | No | Yes | M. L.: MFG/MD/2021/000369 |  | 1 | ADLER PRODUCTS\EAZEE IMPLANTS\EAZEE FEMUR / TIBIA NAILS | 0 | Replaced new manufacturing license number MFG/MD/2021/000369 | Y | IM NAILS |  | 1 | No | Yes | Yes | Yes | N. A.
I0105 | I0105.1131 | EAZEE TIBIA NAIL, DIA. 11MM, LENGTH 310MM |  | I0105.0000 | #N/A | #N/A | N. A. | N. A. | N. A. | QPF/I0105 | #N/A | #N/A | #N/A | #N/A | #N/A | PS/I0105.11 | #N/A | #N/A | #N/A | #N/A | #N/A | I0105 | TMF-1 | IU/1 | Class C | FINISHED GOODS | EAZEE™ | EAZEE TIBIA NAIL | DIA. 11MM, LENGTH 310MM | 16 | No | Yes |  | No | N. A. | No | N. A. | No | Yes | No | Yes | M. L.: MFG/MD/2021/000369 |  | 1 | ADLER PRODUCTS\EAZEE IMPLANTS\EAZEE FEMUR / TIBIA NAILS | 0.1074 | Replaced new manufacturing license number MFG/MD/2021/000369 | Y | IM NAILS |  | 1 | No | Yes | Yes | Yes | N. A.
I0105A | I0105.1131A | EAZEE TIBIA NAIL, DIA. 11MM, LENGTH 310MM |  | I0105.1100A | #N/A | #N/A | N. A. | N. A. | N. A. | QPF/I0105A | #N/A | #N/A | #N/A | #N/A | #N/A | PS/I0105A | #N/A | #N/A | #N/A | #N/A | #N/A | I0105A | TMF-1 | IU/1 | Class C | FINISHED GOODS | EAZEE™ | EAZEE TIBIA NAIL | DIA. 11MM, LENGTH 310MM | 16 | No | Yes |  | No | N. A. | No | N. A. | No | Yes | No | Yes | M. L.: MFG/MD/2021/000369 |  | 1 | ADLER PRODUCTS\EAZEE IMPLANTS\EAZEE FEMUR / TIBIA NAILS | 0 | Replaced new manufacturing license number MFG/MD/2021/000369 | Y | IM NAILS |  | 1 | No | Yes | Yes | Yes | N. A.
I0105 | I0105.1132 | EAZEE TIBIA NAIL, DIA. 11MM, LENGTH 320MM |  | I0105.0000 | #N/A | #N/A | N. A. | N. A. | N. A. | QPF/I0105 | #N/A | #N/A | #N/A | #N/A | #N/A | PS/I0105.11 | #N/A | #N/A | #N/A | #N/A | #N/A | I0105 | TMF-1 | IU/1 | Class C | FINISHED GOODS | EAZEE™ | EAZEE TIBIA NAIL | DIA. 11MM, LENGTH 320MM | 16 | No | Yes |  | No | N. A. | No | N. A. | No | Yes | No | Yes | M. L.: MFG/MD/2021/000369 |  | 1 | ADLER PRODUCTS\EAZEE IMPLANTS\EAZEE FEMUR / TIBIA NAILS | 0.105 | Replaced new manufacturing license number MFG/MD/2021/000369 | Y | IM NAILS |  | 1 | No | Yes | Yes | Yes | N. A.
I0105A | I0105.1132A | EAZEE TIBIA NAIL, DIA. 11MM, LENGTH 320MM |  | I0105.1100A | #N/A | #N/A | N. A. | N. A. | N. A. | QPF/I0105A | #N/A | #N/A | #N/A | #N/A | #N/A | PS/I0105A | #N/A | #N/A | #N/A | #N/A | #N/A | I0105A | TMF-1 | IU/1 | Class C | FINISHED GOODS | EAZEE™ | EAZEE TIBIA NAIL | DIA. 11MM, LENGTH 320MM | 16 | No | Yes |  | No | N. A. | No | N. A. | No | Yes | No | Yes | M. L.: MFG/MD/2021/000369 |  | 1 | ADLER PRODUCTS\EAZEE IMPLANTS\EAZEE FEMUR / TIBIA NAILS | 0 | Replaced new manufacturing license number MFG/MD/2021/000369 | Y | IM NAILS |  | 1 | No | Yes | Yes | Yes | N. A.
I0105 | I0105.1133 | EAZEE TIBIA NAIL, DIA. 11MM, LENGTH 330MM |  | I0105.0000 | #N/A | #N/A | N. A. | N. A. | N. A. | QPF/I0105 | #N/A | #N/A | #N/A | #N/A | #N/A | PS/I0105.11 | #N/A | #N/A | #N/A | #N/A | #N/A | I0105 | TMF-1 | IU/1 | Class C | FINISHED GOODS | EAZEE™ | EAZEE TIBIA NAIL | DIA. 11MM, LENGTH 330MM | 16 | No | Yes |  | No | N. A. | No | N. A. | No | Yes | No | Yes | M. L.: MFG/MD/2021/000369 |  | 1 | ADLER PRODUCTS\EAZEE IMPLANTS\EAZEE FEMUR / TIBIA NAILS | 0.1107 | Replaced new manufacturing license number MFG/MD/2021/000369 | Y | IM NAILS |  | 1 | No | Yes | Yes | Yes | N. A.
I0105A | I0105.1133A | EAZEE TIBIA NAIL, DIA. 11MM, LENGTH 330MM |  | I0105.1100A | #N/A | #N/A | N. A. | N. A. | N. A. | QPF/I0105A | #N/A | #N/A | #N/A | #N/A | #N/A | PS/I0105A | #N/A | #N/A | #N/A | #N/A | #N/A | I0105A | TMF-1 | IU/1 | Class C | FINISHED GOODS | EAZEE™ | EAZEE TIBIA NAIL | DIA. 11MM, LENGTH 330MM | 16 | No | Yes |  | No | N. A. | No | N. A. | No | Yes | No | Yes | M. L.: MFG/MD/2021/000369 |  | 1 | ADLER PRODUCTS\EAZEE IMPLANTS\EAZEE FEMUR / TIBIA NAILS | 0 | Replaced new manufacturing license number MFG/MD/2021/000369 | Y | IM NAILS |  | 1 | No | Yes | Yes | Yes | N. A.
I0105 | I0105.1134 | EAZEE TIBIA NAIL, DIA. 11MM, LENGTH 340MM |  | I0105.0000 | #N/A | #N/A | N. A. | N. A. | N. A. | QPF/I0105 | #N/A | #N/A | #N/A | #N/A | #N/A | PS/I0105.11 | #N/A | #N/A | #N/A | #N/A | #N/A | I0105 | TMF-1 | IU/1 | Class C | FINISHED GOODS | EAZEE™ | EAZEE TIBIA NAIL | DIA. 11MM, LENGTH 340MM | 16 | No | Yes |  | No | N. A. | No | N. A. | No | Yes | No | Yes | M. L.: MFG/MD/2021/000369 |  | 1 | ADLER PRODUCTS\EAZEE IMPLANTS\EAZEE FEMUR / TIBIA NAILS | 0.115 | Replaced new manufacturing license number MFG/MD/2021/000369 | Y | IM NAILS |  | 1 | No | Yes | Yes | Yes | N. A.
I0105A | I0105.1134A | EAZEE TIBIA NAIL, DIA. 11MM, LENGTH 340MM |  | I0105.1100A | #N/A | #N/A | N. A. | N. A. | N. A. | QPF/I0105A | #N/A | #N/A | #N/A | #N/A | #N/A | PS/I0105A | #N/A | #N/A | #N/A | #N/A | #N/A | I0105A | TMF-1 | IU/1 | Class C | FINISHED GOODS | EAZEE™ | EAZEE TIBIA NAIL | DIA. 11MM, LENGTH 340MM | 16 | No | Yes |  | No | N. A. | No | N. A. | No | Yes | No | Yes | M. L.: MFG/MD/2021/000369 |  | 1 | ADLER PRODUCTS\EAZEE IMPLANTS\EAZEE FEMUR / TIBIA NAILS | 0 | Replaced new manufacturing license number MFG/MD/2021/000369 | Y | IM NAILS |  | 1 | No | Yes | Yes | Yes | N. A.
I0105 | I0105.1135 | EAZEE TIBIA NAIL, DIA. 11MM, LENGTH 350MM |  | I0105.0000 | #N/A | #N/A | N. A. | N. A. | N. A. | QPF/I0105 | #N/A | #N/A | #N/A | #N/A | #N/A | PS/I0105.11 | #N/A | #N/A | #N/A | #N/A | #N/A | I0105 | TMF-1 | IU/1 | Class C | FINISHED GOODS | EAZEE™ | EAZEE TIBIA NAIL | DIA. 11MM, LENGTH 350MM | 16 | No | Yes |  | No | N. A. | No | N. A. | No | Yes | No | Yes | M. L.: MFG/MD/2021/000369 |  | 1 | ADLER PRODUCTS\EAZEE IMPLANTS\EAZEE FEMUR / TIBIA NAILS | 0.1131 | Replaced new manufacturing license number MFG/MD/2021/000369 | Y | IM NAILS |  | 1 | No | Yes | Yes | Yes | N. A.
I0105A | I0105.1135A | EAZEE TIBIA NAIL, DIA. 11MM, LENGTH 350MM |  | I0105.1100A | #N/A | #N/A | N. A. | N. A. | N. A. | QPF/I0105A | #N/A | #N/A | #N/A | #N/A | #N/A | PS/I0105A | #N/A | #N/A | #N/A | #N/A | #N/A | I0105A | TMF-1 | IU/1 | Class C | FINISHED GOODS | EAZEE™ | EAZEE TIBIA NAIL | DIA. 11MM, LENGTH 350MM | 16 | No | Yes |  | No | N. A. | No | N. A. | No | Yes | No | Yes | M. L.: MFG/MD/2021/000369 |  | 1 | ADLER PRODUCTS\EAZEE IMPLANTS\EAZEE FEMUR / TIBIA NAILS | 0 | Replaced new manufacturing license number MFG/MD/2021/000369 | Y | IM NAILS |  | 1 | No | Yes | Yes | Yes | N. A.
I0105 | I0105.1136 | EAZEE TIBIA NAIL, DIA. 11MM, LENGTH 360MM |  | I0105.0000 | #N/A | #N/A | N. A. | N. A. | N. A. | QPF/I0105 | #N/A | #N/A | #N/A | #N/A | #N/A | PS/I0105.11 | #N/A | #N/A | #N/A | #N/A | #N/A | I0105 | TMF-1 | IU/1 | Class C | FINISHED GOODS | EAZEE™ | EAZEE TIBIA NAIL | DIA. 11MM, LENGTH 360MM | 16 | No | Yes |  | No | N. A. | No | N. A. | No | Yes | No | Yes | M. L.: MFG/MD/2021/000369 |  | 1 | ADLER PRODUCTS\EAZEE IMPLANTS\EAZEE FEMUR / TIBIA NAILS | 0.1232 | Replaced new manufacturing license number MFG/MD/2021/000369 | Y | IM NAILS |  | 1 | No | Yes | Yes | Yes | N. A.
I0105A | I0105.1136A | EAZEE TIBIA NAIL, DIA. 11MM, LENGTH 360MM |  | I0105.1100A | #N/A | #N/A | N. A. | N. A. | N. A. | QPF/I0105A | #N/A | #N/A | #N/A | #N/A | #N/A | PS/I0105A | #N/A | #N/A | #N/A | #N/A | #N/A | I0105A | TMF-1 | IU/1 | Class C | FINISHED GOODS | EAZEE™ | EAZEE TIBIA NAIL | DIA. 11MM, LENGTH 360MM | 16 | No | Yes |  | No | N. A. | No | N. A. | No | Yes | No | Yes | M. L.: MFG/MD/2021/000369 |  | 1 | ADLER PRODUCTS\EAZEE IMPLANTS\EAZEE FEMUR / TIBIA NAILS | 0 | Replaced new manufacturing license number MFG/MD/2021/000369 | Y | IM NAILS |  | 1 | No | Yes | Yes | Yes | N. A.
I0105A | I0105.1137A | EAZEE TIBIA NAIL, DIA. 11MM, LENGTH 370MM |  | I0105.1100A | #N/A | #N/A | N. A. | N. A. | N. A. | QPF/I0105A | #N/A | #N/A | #N/A | #N/A | #N/A | PS/I0105A | #N/A | #N/A | #N/A | #N/A | #N/A | I0105A | TMF-1 | IU/1 | Class C | FINISHED GOODS | EAZEE™ | EAZEE TIBIA NAIL | DIA. 11MM, LENGTH 370MM | 16 | No | Yes |  | No | N. A. | No | N. A. | No | Yes | No | Yes | M. L.: MFG/MD/2021/000369 |  | 1 | ADLER PRODUCTS\EAZEE IMPLANTS\EAZEE FEMUR / TIBIA NAILS | 0 | Replaced new manufacturing license number MFG/MD/2021/000369 | Y | IM NAILS |  | 1 | No | Yes | Yes | Yes | N. A.
I0105 | I0105.1138 | EAZEE TIBIA NAIL, DIA. 11MM, LENGTH 380MM |  | I0105.0000 | #N/A | #N/A | N. A. | N. A. | N. A. | QPF/I0105 | #N/A | #N/A | #N/A | #N/A | #N/A | PS/I0105.11 | #N/A | #N/A | #N/A | #N/A | #N/A | I0105 | TMF-1 | IU/1 | Class C | FINISHED GOODS | EAZEE™ | EAZEE TIBIA NAIL | DIA. 11MM, LENGTH 380MM | 16 | No | Yes |  | No | N. A. | No | N. A. | No | Yes | No | Yes | M. L.: MFG/MD/2021/000369 |  | 1 | ADLER PRODUCTS\EAZEE IMPLANTS\EAZEE FEMUR / TIBIA NAILS | 0.1666 | Replaced new manufacturing license number MFG/MD/2021/000369 | Y | IM NAILS |  | 1 | No | Yes | Yes | Yes | N. A.
I0105A | I0105.1138A | EAZEE TIBIA NAIL, DIA. 11MM, LENGTH 380MM |  | I0105.1100A | #N/A | #N/A | N. A. | N. A. | N. A. | QPF/I0105A | #N/A | #N/A | #N/A | #N/A | #N/A | PS/I0105A | #N/A | #N/A | #N/A | #N/A | #N/A | I0105A | TMF-1 | IU/1 | Class C | FINISHED GOODS | EAZEE™ | EAZEE TIBIA NAIL | DIA. 11MM, LENGTH 380MM | 16 | No | Yes |  | No | N. A. | No | N. A. | No | Yes | No | Yes | M. L.: MFG/MD/2021/000369 |  | 1 | ADLER PRODUCTS\EAZEE IMPLANTS\EAZEE FEMUR / TIBIA NAILS | 0 | Replaced new manufacturing license number MFG/MD/2021/000369 | Y | IM NAILS |  | 1 | No | Yes | Yes | Yes | N. A.
I0105A | I0105.1139A | EAZEE TIBIA NAIL, DIA. 11MM, LENGTH 390MM |  | I0105.1100A | #N/A | #N/A | N. A. | N. A. | N. A. | QPF/I0105A | #N/A | #N/A | #N/A | #N/A | #N/A | PS/I0105A | #N/A | #N/A | #N/A | #N/A | #N/A | I0105A | TMF-1 | IU/1 | Class C | FINISHED GOODS | EAZEE™ | EAZEE TIBIA NAIL | DIA. 11MM, LENGTH 390MM | 16 | No | Yes |  | No | N. A. | No | N. A. | No | Yes | No | Yes | M. L.: MFG/MD/2021/000369 |  | 1 | ADLER PRODUCTS\EAZEE IMPLANTS\EAZEE FEMUR / TIBIA NAILS | 0 | Replaced new manufacturing license number MFG/MD/2021/000369 | Y | IM NAILS |  | 1 | No | Yes | Yes | Yes | N. A.
I0105 | I0105.1140 | EAZEE TIBIA NAIL, DIA. 11MM, LENGTH 400MM |  | I0105.0000 | #N/A | #N/A | N. A. | N. A. | N. A. | QPF/I0105 | #N/A | #N/A | #N/A | #N/A | #N/A | PS/I0105.11 | #N/A | #N/A | #N/A | #N/A | #N/A | I0105 | TMF-1 | IU/1 | Class C | FINISHED GOODS | EAZEE™ | EAZEE TIBIA NAIL | DIA. 11MM, LENGTH 400MM | 16 | No | Yes |  | No | N. A. | No | N. A. | No | Yes | No | Yes | M. L.: MFG/MD/2021/000369 |  | 1 | ADLER PRODUCTS\EAZEE IMPLANTS\EAZEE FEMUR / TIBIA NAILS | 0 | Replaced new manufacturing license number MFG/MD/2021/000369 | Y | IM NAILS |  | 1 | No | Yes | Yes | Yes | N. A.
I0105A | I0105.1140A | EAZEE TIBIA NAIL, DIA. 11MM, LENGTH 400MM |  | I0105.1100A | #N/A | #N/A | N. A. | N. A. | N. A. | QPF/I0105A | #N/A | #N/A | #N/A | #N/A | #N/A | PS/I0105A | #N/A | #N/A | #N/A | #N/A | #N/A | I0105A | TMF-1 | IU/1 | Class C | FINISHED GOODS | EAZEE™ | EAZEE TIBIA NAIL | DIA. 11MM, LENGTH 400MM | 16 | No | Yes |  | No | N. A. | No | N. A. | No | Yes | No | Yes | M. L.: MFG/MD/2021/000369 |  | 1 | ADLER PRODUCTS\EAZEE IMPLANTS\EAZEE FEMUR / TIBIA NAILS | 0 | Replaced new manufacturing license number MFG/MD/2021/000369 | Y | IM NAILS |  | 1 | No | Yes | Yes | Yes | N. A.
I0105 | I0105.1228 | EAZEE TIBIA NAIL, DIA. 12MM, LENGTH 280MM |  | I0105.0000 | #N/A | #N/A | N. A. | N. A. | N. A. | QPF/I0105 | #N/A | #N/A | #N/A | #N/A | #N/A | PS/I0105.12 | #N/A | #N/A | #N/A | #N/A | #N/A | I0105 | TMF-1 | IU/1 | Class C | FINISHED GOODS | EAZEE™ | EAZEE TIBIA NAIL | DIA. 12MM, LENGTH 280MM | 16 | No | Yes |  | No | N. A. | No | N. A. | No | Yes | No | Yes | M. L.: MFG/MD/2021/000369 |  | 1 | ADLER PRODUCTS\EAZEE IMPLANTS\EAZEE FEMUR / TIBIA NAILS | 0 | Replaced new manufacturing license number MFG/MD/2021/000369 | Y | IM NAILS |  | 1 | No | Yes | Yes | Yes | N. A.
I0105A | I0105.1228A | EAZEE TIBIA NAIL, DIA. 12MM, LENGTH 280MM |  | I0105.1200A | #N/A | #N/A | N. A. | N. A. | N. A. | QPF/I0105A | #N/A | #N/A | #N/A | #N/A | #N/A | PS/I0105A | #N/A | #N/A | #N/A | #N/A | #N/A | I0105A | TMF-1 | IU/1 | Class C | FINISHED GOODS | EAZEE™ | EAZEE TIBIA NAIL | DIA. 12MM, LENGTH 280MM | 16 | No | Yes |  | No | N. A. | No | N. A. | No | Yes | No | Yes | M. L.: MFG/MD/2021/000369 |  | 1 | ADLER PRODUCTS\EAZEE IMPLANTS\EAZEE FEMUR / TIBIA NAILS | 0 | Replaced new manufacturing license number MFG/MD/2021/000369 | Y | IM NAILS |  | 1 | No | Yes | Yes | Yes | N. A.
I0105A | I0105.1229A | EAZEE TIBIA NAIL, DIA. 12MM, LENGTH 290MM |  | I0105.1200A | #N/A | #N/A | N. A. | N. A. | N. A. | QPF/I0105A | #N/A | #N/A | #N/A | #N/A | #N/A | PS/I0105A | #N/A | #N/A | #N/A | #N/A | #N/A | I0105A | TMF-1 | IU/1 | Class C | FINISHED GOODS | EAZEE™ | EAZEE TIBIA NAIL | DIA. 12MM, LENGTH 290MM | 16 | No | Yes |  | No | N. A. | No | N. A. | No | Yes | No | Yes | M. L.: MFG/MD/2021/000369 |  | 1 | ADLER PRODUCTS\EAZEE IMPLANTS\EAZEE FEMUR / TIBIA NAILS | 0 | Replaced new manufacturing license number MFG/MD/2021/000369 | Y | IM NAILS |  | 1 | No | Yes | Yes | Yes | N. A.
I0105 | I0105.1230 | EAZEE TIBIA NAIL, DIA. 12MM, LENGTH 300MM |  | I0105.0000 | #N/A | #N/A | N. A. | N. A. | N. A. | QPF/I0105 | #N/A | #N/A | #N/A | #N/A | #N/A | PS/I0105.12 | #N/A | #N/A | #N/A | #N/A | #N/A | I0105 | TMF-1 | IU/1 | Class C | FINISHED GOODS | EAZEE™ | EAZEE TIBIA NAIL | DIA. 12MM, LENGTH 300MM | 16 | No | Yes |  | No | N. A. | No | N. A. | No | Yes | No | Yes | M. L.: MFG/MD/2021/000369 |  | 1 | ADLER PRODUCTS\EAZEE IMPLANTS\EAZEE FEMUR / TIBIA NAILS | 0 | Replaced new manufacturing license number MFG/MD/2021/000369 | Y | IM NAILS |  | 1 | No | Yes | Yes | Yes | N. A.
I0105A | I0105.1230A | EAZEE TIBIA NAIL, DIA. 12MM, LENGTH 300MM |  | I0105.1200A | #N/A | #N/A | N. A. | N. A. | N. A. | QPF/I0105A | #N/A | #N/A | #N/A | #N/A | #N/A | PS/I0105A | #N/A | #N/A | #N/A | #N/A | #N/A | I0105A | TMF-1 | IU/1 | Class C | FINISHED GOODS | EAZEE™ | EAZEE TIBIA NAIL | DIA. 12MM, LENGTH 300MM | 16 | No | Yes |  | No | N. A. | No | N. A. | No | Yes | No | Yes | M. L.: MFG/MD/2021/000369 |  | 1 | ADLER PRODUCTS\EAZEE IMPLANTS\EAZEE FEMUR / TIBIA NAILS | 0 | Replaced new manufacturing license number MFG/MD/2021/000369 | Y | IM NAILS |  | 1 | No | Yes | Yes | Yes | N. A.
I0105 | I0105.1231 | EAZEE TIBIA NAIL, DIA. 12MM, LENGTH 310MM |  | I0105.0000 | #N/A | #N/A | N. A. | N. A. | N. A. | QPF/I0105 | #N/A | #N/A | #N/A | #N/A | #N/A | PS/I0105.12 | #N/A | #N/A | #N/A | #N/A | #N/A | I0105 | TMF-1 | IU/1 | Class C | FINISHED GOODS | EAZEE™ | EAZEE TIBIA NAIL | DIA. 12MM, LENGTH 310MM | 16 | No | Yes |  | No | N. A. | No | N. A. | No | Yes | No | Yes | M. L.: MFG/MD/2021/000369 |  | 1 | ADLER PRODUCTS\EAZEE IMPLANTS\EAZEE FEMUR / TIBIA NAILS | 0.1374 | Replaced new manufacturing license number MFG/MD/2021/000369 | Y | IM NAILS |  | 1 | No | Yes | Yes | Yes | N. A.
I0105A | I0105.1231A | EAZEE TIBIA NAIL, DIA. 12MM, LENGTH 310MM |  | I0105.1200A | #N/A | #N/A | N. A. | N. A. | N. A. | QPF/I0105A | #N/A | #N/A | #N/A | #N/A | #N/A | PS/I0105A | #N/A | #N/A | #N/A | #N/A | #N/A | I0105A | TMF-1 | IU/1 | Class C | FINISHED GOODS | EAZEE™ | EAZEE TIBIA NAIL | DIA. 12MM, LENGTH 310MM | 16 | No | Yes |  | No | N. A. | No | N. A. | No | Yes | No | Yes | M. L.: MFG/MD/2021/000369 |  | 1 | ADLER PRODUCTS\EAZEE IMPLANTS\EAZEE FEMUR / TIBIA NAILS | 0 | Replaced new manufacturing license number MFG/MD/2021/000369 | Y | IM NAILS |  | 1 | No | Yes | Yes | Yes | N. A.
I0105 | I0105.1232 | EAZEE TIBIA NAIL, DIA. 12MM, LENGTH 320MM |  | I0105.0000 | #N/A | #N/A | N. A. | N. A. | N. A. | QPF/I0105 | #N/A | #N/A | #N/A | #N/A | #N/A | PS/I0105.12 | #N/A | #N/A | #N/A | #N/A | #N/A | I0105 | TMF-1 | IU/1 | Class C | FINISHED GOODS | EAZEE™ | EAZEE TIBIA NAIL | DIA. 12MM, LENGTH 320MM | 16 | No | Yes |  | No | N. A. | No | N. A. | No | Yes | No | Yes | M. L.: MFG/MD/2021/000369 |  | 1 | ADLER PRODUCTS\EAZEE IMPLANTS\EAZEE FEMUR / TIBIA NAILS | 0 | Replaced new manufacturing license number MFG/MD/2021/000369 | Y | IM NAILS |  | 1 | No | Yes | Yes | Yes | N. A.
I0105A | I0105.1232A | EAZEE TIBIA NAIL, DIA. 12MM, LENGTH 320MM |  | I0105.1200A | #N/A | #N/A | N. A. | N. A. | N. A. | QPF/I0105A | #N/A | #N/A | #N/A | #N/A | #N/A | PS/I0105A | #N/A | #N/A | #N/A | #N/A | #N/A | I0105A | TMF-1 | IU/1 | Class C | FINISHED GOODS | EAZEE™ | EAZEE TIBIA NAIL | DIA. 12MM, LENGTH 320MM | 16 | No | Yes |  | No | N. A. | No | N. A. | No | Yes | No | Yes | M. L.: MFG/MD/2021/000369 |  | 1 | ADLER PRODUCTS\EAZEE IMPLANTS\EAZEE FEMUR / TIBIA NAILS | 0 | Replaced new manufacturing license number MFG/MD/2021/000369 | Y | IM NAILS |  | 1 | No | Yes | Yes | Yes | N. A.
I0105 | I0105.1233 | EAZEE TIBIA NAIL, DIA. 12MM, LENGTH 330MM |  | I0105.0000 | #N/A | #N/A | N. A. | N. A. | N. A. | QPF/I0105 | #N/A | #N/A | #N/A | #N/A | #N/A | PS/I0105.12 | #N/A | #N/A | #N/A | #N/A | #N/A | I0105 | TMF-1 | IU/1 | Class C | FINISHED GOODS | EAZEE™ | EAZEE TIBIA NAIL | DIA. 12MM, LENGTH 330MM | 16 | No | Yes |  | No | N. A. | No | N. A. | No | Yes | No | Yes | M. L.: MFG/MD/2021/000369 |  | 1 | ADLER PRODUCTS\EAZEE IMPLANTS\EAZEE FEMUR / TIBIA NAILS | 0.1452 | Replaced new manufacturing license number MFG/MD/2021/000369 | Y | IM NAILS |  | 1 | No | Yes | Yes | Yes | N. A.
I0105A | I0105.1233A | EAZEE TIBIA NAIL, DIA. 12MM, LENGTH 330MM |  | I0105.1200A | #N/A | #N/A | N. A. | N. A. | N. A. | QPF/I0105A | #N/A | #N/A | #N/A | #N/A | #N/A | PS/I0105A | #N/A | #N/A | #N/A | #N/A | #N/A | I0105A | TMF-1 | IU/1 | Class C | FINISHED GOODS | EAZEE™ | EAZEE TIBIA NAIL | DIA. 12MM, LENGTH 330MM | 16 | No | Yes |  | No | N. A. | No | N. A. | No | Yes | No | Yes | M. L.: MFG/MD/2021/000369 |  | 1 | ADLER PRODUCTS\EAZEE IMPLANTS\EAZEE FEMUR / TIBIA NAILS | 0 | Replaced new manufacturing license number MFG/MD/2021/000369 | Y | IM NAILS |  | 1 | No | Yes | Yes | Yes | N. A.
I0105 | I0105.1234 | EAZEE TIBIA NAIL, DIA. 12MM, LENGTH 340MM |  | I0105.0000 | #N/A | #N/A | N. A. | N. A. | N. A. | QPF/I0105 | #N/A | #N/A | #N/A | #N/A | #N/A | PS/I0105.12 | #N/A | #N/A | #N/A | #N/A | #N/A | I0105 | TMF-1 | IU/1 | Class C | FINISHED GOODS | EAZEE™ | EAZEE TIBIA NAIL | DIA. 12MM, LENGTH 340MM | 16 | No | Yes |  | No | N. A. | No | N. A. | No | Yes | No | Yes | M. L.: MFG/MD/2021/000369 |  | 1 | ADLER PRODUCTS\EAZEE IMPLANTS\EAZEE FEMUR / TIBIA NAILS | 0 | Replaced new manufacturing license number MFG/MD/2021/000369 | Y | IM NAILS |  | 1 | No | Yes | Yes | Yes | N. A.
I0105A | I0105.1234A | EAZEE TIBIA NAIL, DIA. 12MM, LENGTH 340MM |  | I0105.1200A | #N/A | #N/A | N. A. | N. A. | N. A. | QPF/I0105A | #N/A | #N/A | #N/A | #N/A | #N/A | PS/I0105A | #N/A | #N/A | #N/A | #N/A | #N/A | I0105A | TMF-1 | IU/1 | Class C | FINISHED GOODS | EAZEE™ | EAZEE TIBIA NAIL | DIA. 12MM, LENGTH 340MM | 16 | No | Yes |  | No | N. A. | No | N. A. | No | Yes | No | Yes | M. L.: MFG/MD/2021/000369 |  | 1 | ADLER PRODUCTS\EAZEE IMPLANTS\EAZEE FEMUR / TIBIA NAILS | 0 | Replaced new manufacturing license number MFG/MD/2021/000369 | Y | IM NAILS |  | 1 | No | Yes | Yes | Yes | N. A.
I0105 | I0105.1235 | EAZEE TIBIA NAIL, DIA. 12MM, LENGTH 350MM |  | I0105.0000 | #N/A | #N/A | N. A. | N. A. | N. A. | QPF/I0105 | #N/A | #N/A | #N/A | #N/A | #N/A | PS/I0105.12 | #N/A | #N/A | #N/A | #N/A | #N/A | I0105 | TMF-1 | IU/1 | Class C | FINISHED GOODS | EAZEE™ | EAZEE TIBIA NAIL | DIA. 12MM, LENGTH 350MM | 16 | No | Yes |  | No | N. A. | No | N. A. | No | Yes | No | Yes | M. L.: MFG/MD/2021/000369 |  | 1 | ADLER PRODUCTS\EAZEE IMPLANTS\EAZEE FEMUR / TIBIA NAILS | 0.1533 | Replaced new manufacturing license number MFG/MD/2021/000369 | Y | IM NAILS |  | 1 | No | Yes | Yes | Yes | N. A.
I0105A | I0105.1235A | EAZEE TIBIA NAIL, DIA. 12MM, LENGTH 350MM |  | I0105.1200A | #N/A | #N/A | N. A. | N. A. | N. A. | QPF/I0105A | #N/A | #N/A | #N/A | #N/A | #N/A | PS/I0105A | #N/A | #N/A | #N/A | #N/A | #N/A | I0105A | TMF-1 | IU/1 | Class C | FINISHED GOODS | EAZEE™ | EAZEE TIBIA NAIL | DIA. 12MM, LENGTH 350MM | 16 | No | Yes |  | No | N. A. | No | N. A. | No | Yes | No | Yes | M. L.: MFG/MD/2021/000369 |  | 1 | ADLER PRODUCTS\EAZEE IMPLANTS\EAZEE FEMUR / TIBIA NAILS | 0 | Replaced new manufacturing license number MFG/MD/2021/000369 | Y | IM NAILS |  | 1 | No | Yes | Yes | Yes | N. A.
I0105 | I0105.1236 | EAZEE TIBIA NAIL, DIA. 12MM, LENGTH 360MM |  | I0105.0000 | #N/A | #N/A | N. A. | N. A. | N. A. | QPF/I0105 | #N/A | #N/A | #N/A | #N/A | #N/A | PS/I0105.12 | #N/A | #N/A | #N/A | #N/A | #N/A | I0105 | TMF-1 | IU/1 | Class C | FINISHED GOODS | EAZEE™ | EAZEE TIBIA NAIL | DIA. 12MM, LENGTH 360MM | 16 | No | Yes |  | No | N. A. | No | N. A. | No | Yes | No | Yes | M. L.: MFG/MD/2021/000369 |  | 1 | ADLER PRODUCTS\EAZEE IMPLANTS\EAZEE FEMUR / TIBIA NAILS | 0 | Replaced new manufacturing license number MFG/MD/2021/000369 | Y | IM NAILS |  | 1 | No | Yes | Yes | Yes | N. A.
I0105A | I0105.1236A | EAZEE TIBIA NAIL, DIA. 12MM, LENGTH 360MM |  | I0105.1200A | #N/A | #N/A | N. A. | N. A. | N. A. | QPF/I0105A | #N/A | #N/A | #N/A | #N/A | #N/A | PS/I0105A | #N/A | #N/A | #N/A | #N/A | #N/A | I0105A | TMF-1 | IU/1 | Class C | FINISHED GOODS | EAZEE™ | EAZEE TIBIA NAIL | DIA. 12MM, LENGTH 360MM | 16 | No | Yes |  | No | N. A. | No | N. A. | No | Yes | No | Yes | M. L.: MFG/MD/2021/000369 |  | 1 | ADLER PRODUCTS\EAZEE IMPLANTS\EAZEE FEMUR / TIBIA NAILS | 0 | Replaced new manufacturing license number MFG/MD/2021/000369 | Y | IM NAILS |  | 1 | No | Yes | Yes | Yes | N. A.
I0105A | I0105.1237A | EAZEE TIBIA NAIL, DIA. 12MM, LENGTH 370MM |  | I0105.1200A | #N/A | #N/A | N. A. | N. A. | N. A. | QPF/I0105A | #N/A | #N/A | #N/A | #N/A | #N/A | PS/I0105A | #N/A | #N/A | #N/A | #N/A | #N/A | I0105A | TMF-1 | IU/1 | Class C | FINISHED GOODS | EAZEE™ | EAZEE TIBIA NAIL | DIA. 12MM, LENGTH 370MM | 16 | No | Yes |  | No | N. A. | No | N. A. | No | Yes | No | Yes | M. L.: MFG/MD/2021/000369 |  | 1 | ADLER PRODUCTS\EAZEE IMPLANTS\EAZEE FEMUR / TIBIA NAILS | 0 | Replaced new manufacturing license number MFG/MD/2021/000369 | Y | IM NAILS |  | 1 | No | Yes | Yes | Yes | N. A.
I0105 | I0105.1238 | EAZEE TIBIA NAIL, DIA. 12MM, LENGTH 380MM |  | I0105.0000 | #N/A | #N/A | N. A. | N. A. | N. A. | QPF/I0105 | #N/A | #N/A | #N/A | #N/A | #N/A | PS/I0105.12 | #N/A | #N/A | #N/A | #N/A | #N/A | I0105 | TMF-1 | IU/1 | Class C | FINISHED GOODS | EAZEE™ | EAZEE TIBIA NAIL | DIA. 12MM, LENGTH 380MM | 16 | No | Yes |  | No | N. A. | No | N. A. | No | Yes | No | Yes | M. L.: MFG/MD/2021/000369 |  | 1 | ADLER PRODUCTS\EAZEE IMPLANTS\EAZEE FEMUR / TIBIA NAILS | 0 | Replaced new manufacturing license number MFG/MD/2021/000369 | Y | IM NAILS |  | 1 | No | Yes | Yes | Yes | N. A.
I0105A | I0105.1238A | EAZEE TIBIA NAIL, DIA. 12MM, LENGTH 380MM |  | I0105.1200A | #N/A | #N/A | N. A. | N. A. | N. A. | QPF/I0105A | #N/A | #N/A | #N/A | #N/A | #N/A | PS/I0105A | #N/A | #N/A | #N/A | #N/A | #N/A | I0105A | TMF-1 | IU/1 | Class C | FINISHED GOODS | EAZEE™ | EAZEE TIBIA NAIL | DIA. 12MM, LENGTH 380MM | 16 | No | Yes |  | No | N. A. | No | N. A. | No | Yes | No | Yes | M. L.: MFG/MD/2021/000369 |  | 1 | ADLER PRODUCTS\EAZEE IMPLANTS\EAZEE FEMUR / TIBIA NAILS | 0 | Replaced new manufacturing license number MFG/MD/2021/000369 | Y | IM NAILS |  | 1 | No | Yes | Yes | Yes | N. A.
I0105A | I0105.1239A | EAZEE TIBIA NAIL, DIA. 12MM, LENGTH 390MM |  | I0105.1200A | #N/A | #N/A | N. A. | N. A. | N. A. | QPF/I0105A | #N/A | #N/A | #N/A | #N/A | #N/A | PS/I0105A | #N/A | #N/A | #N/A | #N/A | #N/A | I0105A | TMF-1 | IU/1 | Class C | FINISHED GOODS | EAZEE™ | EAZEE TIBIA NAIL | DIA. 12MM, LENGTH 390MM | 16 | No | Yes |  | No | N. A. | No | N. A. | No | Yes | No | Yes | M. L.: MFG/MD/2021/000369 |  | 1 | ADLER PRODUCTS\EAZEE IMPLANTS\EAZEE FEMUR / TIBIA NAILS | 0 | Replaced new manufacturing license number MFG/MD/2021/000369 | Y | IM NAILS |  | 1 | No | Yes | Yes | Yes | N. A.
I0105 | I0105.1240 | EAZEE TIBIA NAIL, DIA. 12MM, LENGTH 400MM |  | I0105.0000 | #N/A | #N/A | N. A. | N. A. | N. A. | QPF/I0105 | #N/A | #N/A | #N/A | #N/A | #N/A | PS/I0105.12 | #N/A | #N/A | #N/A | #N/A | #N/A | I0105 | TMF-1 | IU/1 | Class C | FINISHED GOODS | EAZEE™ | EAZEE TIBIA NAIL | DIA. 12MM, LENGTH 400MM | 16 | No | Yes |  | No | N. A. | No | N. A. | No | Yes | No | Yes | M. L.: MFG/MD/2021/000369 |  | 1 | ADLER PRODUCTS\EAZEE IMPLANTS\EAZEE FEMUR / TIBIA NAILS | 0 | Replaced new manufacturing license number MFG/MD/2021/000369 | Y | IM NAILS |  | 1 | No | Yes | Yes | Yes | N. A.
I0105A | I0105.1240A | EAZEE TIBIA NAIL, DIA. 12MM, LENGTH 400MM |  | I0105.1200A | 00 | 2015-08-18 | N. A. | N. A. | N. A. | QPF/I0105A | N. A. | N. A. | N. A. | N. A. | N. A. | PS/I0105A | N. A. | N. A. | N. A. | N. A. | N. A. | I0105A | TMF-1 | IU/1 | Class C | FINISHED GOODS | EAZEE™ | EAZEE TIBIA NAIL | DIA. 12MM, LENGTH 400MM | 16 | No | Yes |  | No | N. A. | No | N. A. | No | Yes | No | Yes | M. L.: MFG/MD/2021/000369 |  | 1 | ADLER PRODUCTS\EAZEE IMPLANTS\EAZEE FEMUR / TIBIA NAILS | 0 | Replaced new manufacturing license number MFG/MD/2021/000369 | Y | IM NAILS |  | 1 | No | Yes | Yes | Yes | N. A.
I0105A | I0105.1328A | EAZEE TIBIA NAIL, DIA. 13MM, LENGTH 280MM |  | I0105.1300A | N. A. | N. A. | N. A. | N. A. | N. A. | QPF/I0105A | N. A. | N. A. | N. A. | N. A. | N. A. | PS/I0105A | N. A. | N. A. | N. A. | N. A. | N. A. | I0105A | TMF-1 | IU/1 | Class C | FINISHED GOODS | EAZEE™ | EAZEE TIBIA NAIL | DIA. 13MM, LENGTH 280MM | 16 | No | Yes |  | No | N. A. | No | N. A. | No | Yes | No | Yes | M. L.: MFG/MD/2021/000369 |  | 1 | ADLER PRODUCTS\EAZEE IMPLANTS\EAZEE FEMUR / TIBIA NAILS | 0 | Replaced new manufacturing license number MFG/MD/2021/000369 | Y | IM NAILS |  | 1 | No | Yes | Yes | Yes | N. A.
I0105A | I0105.1329A | EAZEE TIBIA NAIL, DIA. 13MM, LENGTH 290MM |  | I0105.1300A | N. A. | N. A. | N. A. | N. A. | N. A. | QPF/I0105A | N. A. | N. A. | N. A. | N. A. | N. A. | PS/I0105A | N. A. | N. A. | N. A. | N. A. | N. A. | I0105A | TMF-1 | IU/1 | Class C | FINISHED GOODS | EAZEE™ | EAZEE TIBIA NAIL | DIA. 13MM, LENGTH 290MM | 16 | No | Yes |  | No | N. A. | No | N. A. | No | Yes | No | Yes | M. L.: MFG/MD/2021/000369 |  | 1 | ADLER PRODUCTS\EAZEE IMPLANTS\EAZEE FEMUR / TIBIA NAILS | 0 | Replaced new manufacturing license number MFG/MD/2021/000369 | Y | IM NAILS |  | 1 | No | Yes | Yes | Yes | N. A.
I0105A | I0105.1330A | EAZEE TIBIA NAIL, DIA. 13MM, LENGTH 300MM |  | I0105.1300A | N. A. | N. A. | N. A. | N. A. | N. A. | QPF/I0105A | N. A. | N. A. | N. A. | N. A. | N. A. | PS/I0105A | N. A. | N. A. | N. A. | N. A. | N. A. | I0105A | TMF-1 | IU/1 | Class C | FINISHED GOODS | EAZEE™ | EAZEE TIBIA NAIL | DIA. 13MM, LENGTH 300MM | 16 | No | Yes |  | No | N. A. | No | N. A. | No | Yes | No | Yes | M. L.: MFG/MD/2021/000369 |  | 1 | ADLER PRODUCTS\EAZEE IMPLANTS\EAZEE FEMUR / TIBIA NAILS | 0 | Replaced new manufacturing license number MFG/MD/2021/000369 | Y | IM NAILS |  | 1 | No | Yes | Yes | Yes | N. A.
I0105A | I0105.1331A | EAZEE TIBIA NAIL, DIA. 13MM, LENGTH 310MM |  | I0105.1300A | N. A. | N. A. | N. A. | N. A. | N. A. | QPF/I0105A | N. A. | N. A. | N. A. | N. A. | N. A. | PS/I0105A | N. A. | N. A. | N. A. | N. A. | N. A. | I0105A | TMF-1 | IU/1 | Class C | FINISHED GOODS | EAZEE™ | EAZEE TIBIA NAIL | DIA. 13MM, LENGTH 310MM | 16 | No | Yes |  | No | N. A. | No | N. A. | No | Yes | No | Yes | M. L.: MFG/MD/2021/000369 |  | 1 | ADLER PRODUCTS\EAZEE IMPLANTS\EAZEE FEMUR / TIBIA NAILS | 0 | Replaced new manufacturing license number MFG/MD/2021/000369 | Y | IM NAILS |  | 1 | No | Yes | Yes | Yes | N. A.
I0105A | I0105.1332A | EAZEE TIBIA NAIL, DIA. 13MM, LENGTH 320MM |  | I0105.1300A | N. A. | N. A. | N. A. | N. A. | N. A. | QPF/I0105A | N. A. | N. A. | N. A. | N. A. | N. A. | PS/I0105A | N. A. | N. A. | N. A. | N. A. | N. A. | I0105A | TMF-1 | IU/1 | Class C | FINISHED GOODS | EAZEE™ | EAZEE TIBIA NAIL | DIA. 13MM, LENGTH 320MM | 16 | No | Yes |  | No | N. A. | No | N. A. | No | Yes | No | Yes | M. L.: MFG/MD/2021/000369 |  | 1 | ADLER PRODUCTS\EAZEE IMPLANTS\EAZEE FEMUR / TIBIA NAILS | 0 | Replaced new manufacturing license number MFG/MD/2021/000369 | Y | IM NAILS |  | 1 | No | Yes | Yes | Yes | N. A.
I0105A | I0105.1333A | EAZEE TIBIA NAIL, DIA. 13MM, LENGTH 330MM |  | I0105.1300A | N. A. | N. A. | N. A. | N. A. | N. A. | QPF/I0105A | N. A. | N. A. | N. A. | N. A. | N. A. | PS/I0105A | N. A. | N. A. | N. A. | N. A. | N. A. | I0105A | TMF-1 | IU/1 | Class C | FINISHED GOODS | EAZEE™ | EAZEE TIBIA NAIL | DIA. 13MM, LENGTH 330MM | 16 | No | Yes |  | No | N. A. | No | N. A. | No | Yes | No | Yes | M. L.: MFG/MD/2021/000369 |  | 1 | ADLER PRODUCTS\EAZEE IMPLANTS\EAZEE FEMUR / TIBIA NAILS | 0 | Replaced new manufacturing license number MFG/MD/2021/000369 | Y | IM NAILS |  | 1 | No | Yes | Yes | Yes | N. A.
I0105A | I0105.1334A | EAZEE TIBIA NAIL, DIA. 13MM, LENGTH 340MM |  | I0105.1300A | N. A. | N. A. | N. A. | N. A. | N. A. | QPF/I0105A | N. A. | N. A. | N. A. | N. A. | N. A. | PS/I0105A | N. A. | N. A. | N. A. | N. A. | N. A. | I0105A | TMF-1 | IU/1 | Class C | FINISHED GOODS | EAZEE™ | EAZEE TIBIA NAIL | DIA. 13MM, LENGTH 340MM | 16 | No | Yes |  | No | N. A. | No | N. A. | No | Yes | No | Yes | M. L.: MFG/MD/2021/000369 |  | 1 | ADLER PRODUCTS\EAZEE IMPLANTS\EAZEE FEMUR / TIBIA NAILS | 0 | Replaced new manufacturing license number MFG/MD/2021/000369 | Y | IM NAILS |  | 1 | No | Yes | Yes | Yes | N. A.
I0105A | I0105.1335A | EAZEE TIBIA NAIL, DIA. 13MM, LENGTH 350MM |  | I0105.1300A | N. A. | N. A. | N. A. | N. A. | N. A. | QPF/I0105A | N. A. | N. A. | N. A. | N. A. | N. A. | PS/I0105A | N. A. | N. A. | N. A. | N. A. | N. A. | I0105A | TMF-1 | IU/1 | Class C | FINISHED GOODS | EAZEE™ | EAZEE TIBIA NAIL | DIA. 13MM, LENGTH 350MM | 16 | No | Yes |  | No | N. A. | No | N. A. | No | Yes | No | Yes | M. L.: MFG/MD/2021/000369 |  | 1 | ADLER PRODUCTS\EAZEE IMPLANTS\EAZEE FEMUR / TIBIA NAILS | 0 | Replaced new manufacturing license number MFG/MD/2021/000369 | Y | IM NAILS |  | 1 | No | Yes | Yes | Yes | N. A.
I0105A | I0105.1336A | EAZEE TIBIA NAIL, DIA. 13MM, LENGTH 360MM |  | I0105.1300A | N. A. | N. A. | N. A. | N. A. | N. A. | QPF/I0105A | N. A. | N. A. | N. A. | N. A. | N. A. | PS/I0105A | N. A. | N. A. | N. A. | N. A. | N. A. | I0105A | TMF-1 | IU/1 | Class C | FINISHED GOODS | EAZEE™ | EAZEE TIBIA NAIL | DIA. 13MM, LENGTH 360MM | 16 | No | Yes |  | No | N. A. | No | N. A. | No | Yes | No | Yes | M. L.: MFG/MD/2021/000369 |  | 1 | ADLER PRODUCTS\EAZEE IMPLANTS\EAZEE FEMUR / TIBIA NAILS | 0 | Replaced new manufacturing license number MFG/MD/2021/000369 | Y | IM NAILS |  | 1 | No | Yes | Yes | Yes | N. A.
I0105A | I0105.1337A | EAZEE TIBIA NAIL, DIA. 13MM, LENGTH 370MM |  | I0105.1300A | N. A. | N. A. | N. A. | N. A. | N. A. | QPF/I0105A | N. A. | N. A. | N. A. | N. A. | N. A. | PS/I0105A | N. A. | N. A. | N. A. | N. A. | N. A. | I0105A | TMF-1 | IU/1 | Class C | FINISHED GOODS | EAZEE™ | EAZEE TIBIA NAIL | DIA. 13MM, LENGTH 370MM | 16 | No | Yes |  | No | N. A. | No | N. A. | No | Yes | No | Yes | M. L.: MFG/MD/2021/000369 |  | 1 | ADLER PRODUCTS\EAZEE IMPLANTS\EAZEE FEMUR / TIBIA NAILS | 0 | Replaced new manufacturing license number MFG/MD/2021/000369 | Y | IM NAILS |  | 1 | No | Yes | Yes | Yes | N. A.
I0105A | I0105.1338A | EAZEE TIBIA NAIL, DIA. 13MM, LENGTH 380MM |  | I0105.1300A | N. A. | N. A. | N. A. | N. A. | N. A. | QPF/I0105A | N. A. | N. A. | N. A. | N. A. | N. A. | PS/I0105A | N. A. | N. A. | N. A. | N. A. | N. A. | I0105A | TMF-1 | IU/1 | Class C | FINISHED GOODS | EAZEE™ | EAZEE TIBIA NAIL | DIA. 13MM, LENGTH 380MM | 16 | No | Yes |  | No | N. A. | No | N. A. | No | Yes | No | Yes | M. L.: MFG/MD/2021/000369 |  | 1 | ADLER PRODUCTS\EAZEE IMPLANTS\EAZEE FEMUR / TIBIA NAILS | 0 | Replaced new manufacturing license number MFG/MD/2021/000369 | Y | IM NAILS |  | 1 | No | Yes | Yes | Yes | N. A.
I0105A | I0105.1339A | EAZEE TIBIA NAIL, DIA. 13MM, LENGTH 390MM |  | I0105.1300A | N. A. | N. A. | N. A. | N. A. | N. A. | QPF/I0105A | N. A. | N. A. | N. A. | N. A. | N. A. | PS/I0105A | N. A. | N. A. | N. A. | N. A. | N. A. | I0105A | TMF-1 | IU/1 | Class C | FINISHED GOODS | EAZEE™ | EAZEE TIBIA NAIL | DIA. 13MM, LENGTH 390MM | 16 | No | Yes |  | No | N. A. | No | N. A. | No | Yes | No | Yes | M. L.: MFG/MD/2021/000369 |  | 1 | ADLER PRODUCTS\EAZEE IMPLANTS\EAZEE FEMUR / TIBIA NAILS | 0 | Replaced new manufacturing license number MFG/MD/2021/000369 | Y | IM NAILS |  | 1 | No | Yes | Yes | Yes | N. A.
I0105A | I0105.1340A | EAZEE TIBIA NAIL, DIA. 13MM, LENGTH 400MM |  | I0105.1300A | N. A. | N. A. | N. A. | N. A. | N. A. | QPF/I0105A | N. A. | N. A. | N. A. | N. A. | N. A. | PS/I0105A | N. A. | N. A. | N. A. | N. A. | N. A. | I0105A | TMF-1 | IU/1 | Class C | FINISHED GOODS | EAZEE™ | EAZEE TIBIA NAIL | DIA. 13MM, LENGTH 400MM | 16 | No | Yes |  | No | N. A. | No | N. A. | No | Yes | No | Yes | M. L.: MFG/MD/2021/000369 |  | 1 | ADLER PRODUCTS\EAZEE IMPLANTS\EAZEE FEMUR / TIBIA NAILS | 0 | Replaced new manufacturing license number MFG/MD/2021/000369 | Y | IM NAILS |  | 1 | No | Yes | Yes | Yes | N. A.
I0106 | I0106.10.3 | OLIVE FOR EAZEE SUPRACONDYLAR NAIL, DIA. 10 MM |  | I0106.10.3 | N. A. | N. A. | N. A. | N. A. | N. A. | N. A. | N. A. | N. A. | N. A. | N. A. | N. A. | PS/I0106.10.3 | N. A. | N. A. | N. A. | N. A. | N. A. | I0106 | TMF-1 | IU/1 | N. A. | SEMIFINISHED GOODS | N. A. | N. A. | N. A. | N. A. | N. A. | N. A. |  | N. A. | N. A. | N. A. | N. A. | N. A. | N. A. | N. A. | N. A. | N. A. | N. A. | 1 | SUB COMPONENTS | 0 | Added new subcomponents | N | IM NAILS |  | No | No | N. A. | N. A. | N. A. | N. A.
I0106 | I0106.1030 | EAZEE SUPRACONDYLAR NAIL DIA. 10MM, LENGTH 300MM |  | I0106.1000 | #N/A | #N/A | N. A. | N. A. | N. A. | QPF/I0106 | #N/A | #N/A | #N/A | #N/A | #N/A | PS/I0106 | #N/A | #N/A | #N/A | #N/A | #N/A | I0106 | TMF-1 | IU/1 | Class C | FINISHED GOODS | EAZEE™ | EAZEE SUPRACONDYLAR NAIL | DIA. 10MM, LENGTH 300MM | 16 | No | Yes |  | No | N. A. | No | N. A. | No | Yes | No | Yes | M. L.: MFG/MD/2021/000369 |  | 1 | ADLER PRODUCTS\EAZEE IMPLANTS\EAZEE SUPRA NAILS | 0 | Replaced new manufacturing license number MFG/MD/2021/000369 | Y | IM NAILS |  | 1 | No | Yes | Yes | Yes | N. A.
I0106A | I0106.1030A | EAZEE SUPRACONDYLAR NAIL DIA. 10MM, LENGTH 300MM |  | I0106.1000A | N. A. | N. A. | N. A. | N. A. | N. A. | QPF/I0106 | 01 | 2017-03-23 | N. A. | N. A. | N. A. | PS/I0106A | N. A. | N. A. | N. A. | N. A. | N. A. | I0106 | TMF-1 | IU/1 | Class C | FINISHED GOODS | EAZEE™ | EAZEE SUPRACONDYLAR NAIL | DIA. 10MM, LENGTH 300MM | 16 | No | Yes |  | No | N. A. | No | N. A. | No | Yes | No | Yes | M. L.: MFG/MD/2021/000369 |  | 1 | ADLER PRODUCTS\EAZEE IMPLANTS\EAZEE SUPRA NAILS | 0 | Replaced new manufacturing license number MFG/MD/2021/000369 | Y | IM NAILS |  | 1 | No | Yes | Yes | Yes | N. A.
I0106 | I0106.11.3 | OLIVE FOR EAZEE SUPRACONDYLAR NAIL, DIA. 11 MM |  | I0106.11.3 | N. A. | N. A. | N. A. | N. A. | N. A. | N. A. | N. A. | N. A. | N. A. | N. A. | N. A. | PS/I0106.10.3 | N. A. | N. A. | N. A. | N. A. | N. A. | I0106 | TMF-1 | IU/1 | N. A. | SEMIFINISHED GOODS | N. A. | N. A. | N. A. | N. A. | N. A. | N. A. |  | N. A. | N. A. | N. A. | N. A. | N. A. | N. A. | N. A. | N. A. | N. A. | N. A. | 1 | SUB COMPONENTS | 0 | Added new subcomponents | N | IM NAILS |  | No | No | N. A. | N. A. | N. A. | N. A.
I0106 | I0106.1115 | EAZEE SUPRACONDYLAR NAIL DIA. 11MM, LENGTH 150MM |  | I0106.0000 | #N/A | #N/A | N. A. | N. A. | N. A. | QPF/I0106 | #N/A | #N/A | #N/A | #N/A | #N/A | PS/I0106 | #N/A | #N/A | #N/A | #N/A | #N/A | I0106 | TMF-1 | IU/1 | Class C | FINISHED GOODS | EAZEE™ | EAZEE SUPRACONDYLAR NAIL | DIA. 11MM, LENGTH 150MM | 16 | No | Yes |  | No | N. A. | No | N. A. | No | Yes | No | Yes | M. L.: MFG/MD/2021/000369 |  | 1 | ADLER PRODUCTS\EAZEE IMPLANTS\EAZEE SUPRA NAILS | 0 | Replaced new manufacturing license number MFG/MD/2021/000369 | Y | IM NAILS |  | 1 | No | Yes | Yes | Yes | N. A.
I0106A | I0106.1115A | EAZEE SUPRACONDYLAR NAIL DIA. 11MM, LENGTH 150MM |  | I0106.1100A | #N/A | #N/A | N. A. | N. A. | N. A. | QPF/I0106 | #N/A | #N/A | #N/A | #N/A | #N/A | PS/I0106A | #N/A | #N/A | #N/A | #N/A | #N/A | I0106 | TMF-1 | IU/1 | Class C | FINISHED GOODS | EAZEE™ | EAZEE SUPRACONDYLAR NAIL | DIA. 11MM, LENGTH 150MM | 16 | No | Yes |  | No | N. A. | No | N. A. | No | Yes | No | Yes | M. L.: MFG/MD/2021/000369 |  | 1 | ADLER PRODUCTS\EAZEE IMPLANTS\EAZEE SUPRA NAILS | 0 | Replaced new manufacturing license number MFG/MD/2021/000369 | Y | IM NAILS |  | 1 | No | Yes | Yes | Yes | N. A.
I0106 | I0106.1120 | EAZEE SUPRACONDYLAR NAIL DIA. 11MM, LENGTH 200MM |  | I0106.0000 | #N/A | #N/A | N. A. | N. A. | N. A. | QPF/I0106 | #N/A | #N/A | #N/A | #N/A | #N/A | PS/I0106 | #N/A | #N/A | #N/A | #N/A | #N/A | I0106 | TMF-1 | IU/1 | Class C | FINISHED GOODS | EAZEE™ | EAZEE SUPRACONDYLAR NAIL | DIA. 11MM, LENGTH 200MM | 16 | No | Yes |  | No | N. A. | No | N. A. | No | Yes | No | Yes | M. L.: MFG/MD/2021/000369 |  | 1 | ADLER PRODUCTS\EAZEE IMPLANTS\EAZEE SUPRA NAILS | 0 | Replaced new manufacturing license number MFG/MD/2021/000369 | Y | IM NAILS |  | 1 | No | Yes | Yes | Yes | N. A.
I0106A | I0106.1120A | EAZEE SUPRACONDYLAR NAIL DIA. 11MM, LENGTH 200MM |  | I0106.1100A | #N/A | #N/A | N. A. | N. A. | N. A. | QPF/I0106 | #N/A | #N/A | #N/A | #N/A | #N/A | PS/I0106A | #N/A | #N/A | #N/A | #N/A | #N/A | I0106 | TMF-1 | IU/1 | Class C | FINISHED GOODS | EAZEE™ | EAZEE SUPRACONDYLAR NAIL | DIA. 11MM, LENGTH 200MM | 16 | No | Yes |  | No | N. A. | No | N. A. | No | Yes | No | Yes | M. L.: MFG/MD/2021/000369 |  | 1 | ADLER PRODUCTS\EAZEE IMPLANTS\EAZEE SUPRA NAILS | 0 | Replaced new manufacturing license number MFG/MD/2021/000369 | Y | IM NAILS |  | 1 | No | Yes | Yes | Yes | N. A.
I0106 | I0106.1125 | EAZEE SUPRACONDYLAR NAIL DIA. 11MM, LENGTH 250MM |  | I0106.0000 | #N/A | #N/A | N. A. | N. A. | N. A. | QPF/I0106 | #N/A | #N/A | #N/A | #N/A | #N/A | PS/I0106 | #N/A | #N/A | #N/A | #N/A | #N/A | I0106 | TMF-1 | IU/1 | Class C | FINISHED GOODS | EAZEE™ | EAZEE SUPRACONDYLAR NAIL | DIA. 11MM, LENGTH 250MM | 16 | No | Yes |  | No | N. A. | No | N. A. | No | Yes | No | Yes | M. L.: MFG/MD/2021/000369 |  | 1 | ADLER PRODUCTS\EAZEE IMPLANTS\EAZEE SUPRA NAILS | 0 | Replaced new manufacturing license number MFG/MD/2021/000369 | Y | IM NAILS |  | 1 | No | Yes | Yes | Yes | N. A.
I0106A | I0106.1125A | EAZEE SUPRACONDYLAR NAIL DIA. 11MM, LENGTH 250MM |  | I0106.1100A | #N/A | #N/A | N. A. | N. A. | N. A. | QPF/I0106 | #N/A | #N/A | #N/A | #N/A | #N/A | PS/I0106A | #N/A | #N/A | #N/A | #N/A | #N/A | I0106 | TMF-1 | IU/1 | Class C | FINISHED GOODS | EAZEE™ | EAZEE SUPRACONDYLAR NAIL | DIA. 11MM, LENGTH 250MM | 16 | No | Yes |  | No | N. A. | No | N. A. | No | Yes | No | Yes | M. L.: MFG/MD/2021/000369 |  | 1 | ADLER PRODUCTS\EAZEE IMPLANTS\EAZEE SUPRA NAILS | 0 | Replaced new manufacturing license number MFG/MD/2021/000369 | Y | IM NAILS |  | 1 | No | Yes | Yes | Yes | N. A.
I0106 | I0106.1128 | EAZEE SUPRACONDYLAR NAIL DIA. 11MM, LENGTH 280MM |  | I0106.0000 | #N/A | #N/A | N. A. | N. A. | N. A. | QPF/I0106 | #N/A | #N/A | #N/A | #N/A | #N/A | PS/I0106 | #N/A | #N/A | #N/A | #N/A | #N/A | I0106 | TMF-1 | IU/1 | Class C | FINISHED GOODS | EAZEE™ | EAZEE SUPRACONDYLAR NAIL | DIA. 11MM, LENGTH 280MM | 16 | No | Yes |  | No | N. A. | No | N. A. | No | Yes | No | Yes | M. L.: MFG/MD/2021/000369 |  | 1 | ADLER PRODUCTS\EAZEE IMPLANTS\EAZEE SUPRA NAILS | 0 | Replaced new manufacturing license number MFG/MD/2021/000369 | Y | IM NAILS |  | 1 | No | Yes | Yes | Yes | N. A.
I0106A | I0106.1128A | EAZEE SUPRACONDYLAR NAIL DIA. 11MM, LENGTH 280MM |  | I0106.1100A | #N/A | #N/A | N. A. | N. A. | N. A. | QPF/I0106 | #N/A | #N/A | #N/A | #N/A | #N/A | PS/I0106A | #N/A | #N/A | #N/A | #N/A | #N/A | I0106 | TMF-1 | IU/1 | Class C | FINISHED GOODS | EAZEE™ | EAZEE SUPRACONDYLAR NAIL | DIA. 11MM, LENGTH 280MM | 16 | No | Yes |  | No | N. A. | No | N. A. | No | Yes | No | Yes | M. L.: MFG/MD/2021/000369 |  | 1 | ADLER PRODUCTS\EAZEE IMPLANTS\EAZEE SUPRA NAILS | 0 | Replaced new manufacturing license number MFG/MD/2021/000369 | Y | IM NAILS |  | 1 | No | Yes | Yes | Yes | N. A.
I0106 | I0106.1130 | EAZEE SUPRACONDYLAR NAIL DIA. 11MM, LENGTH 300MM |  | I0106.0000 | #N/A | #N/A | N. A. | N. A. | N. A. | QPF/I0106 | #N/A | #N/A | #N/A | #N/A | #N/A | PS/I0106 | #N/A | #N/A | #N/A | #N/A | #N/A | I0106 | TMF-1 | IU/1 | Class C | FINISHED GOODS | EAZEE™ | EAZEE SUPRACONDYLAR NAIL | DIA. 11MM, LENGTH 300MM | 16 | No | Yes |  | No | N. A. | No | N. A. | No | Yes | No | Yes | M. L.: MFG/MD/2021/000369 |  | 1 | ADLER PRODUCTS\EAZEE IMPLANTS\EAZEE SUPRA NAILS | 0 | Replaced new manufacturing license number MFG/MD/2021/000369 | Y | IM NAILS |  | 1 | No | Yes | Yes | Yes | N. A.
I0106A | I0106.1130A | EAZEE SUPRACONDYLAR NAIL DIA. 11MM, LENGTH 300MM |  | I0106.1100A | #N/A | #N/A | N. A. | N. A. | N. A. | QPF/I0106 | #N/A | #N/A | #N/A | #N/A | #N/A | PS/I0106A | #N/A | #N/A | #N/A | #N/A | #N/A | I0106 | TMF-1 | IU/1 | Class C | FINISHED GOODS | EAZEE™ | EAZEE SUPRACONDYLAR NAIL | DIA. 11MM, LENGTH 300MM | 16 | No | Yes |  | No | N. A. | No | N. A. | No | Yes | No | Yes | M. L.: MFG/MD/2021/000369 |  | 1 | ADLER PRODUCTS\EAZEE IMPLANTS\EAZEE SUPRA NAILS | 0 | Replaced new manufacturing license number MFG/MD/2021/000369 | Y | IM NAILS |  | 1 | No | Yes | Yes | Yes | N. A.
I0106 | I0106.12.3 | OLIVE FOR EAZEE SUPRACONDYLAR NAIL, DIA. 12 MM |  | I0106.12.3 | N. A. | N. A. | N. A. | N. A. | N. A. | N. A. | N. A. | N. A. | N. A. | N. A. | N. A. | PS/I0106.10.3 | N. A. | N. A. | N. A. | N. A. | N. A. | I0106 | TMF-1 | IU/1 | N. A. | SEMIFINISHED GOODS | N. A. | N. A. | N. A. | N. A. | N. A. | N. A. |  | N. A. | N. A. | N. A. | N. A. | N. A. | N. A. | N. A. | N. A. | N. A. | N. A. | 1 | SUB COMPONENTS | 0 | Added new subcomponents | N | IM NAILS |  | No | No | N. A. | N. A. | N. A. | N. A.
I0106 | I0106.1215 | EAZEE SUPRACONDYLAR NAIL DIA. 12MM, LENGTH 150MM |  | I0106.0000 | #N/A | #N/A | N. A. | N. A. | N. A. | QPF/I0106 | #N/A | #N/A | #N/A | #N/A | #N/A | PS/I0106 | #N/A | #N/A | #N/A | #N/A | #N/A | I0106 | TMF-1 | IU/1 | Class C | FINISHED GOODS | EAZEE™ | EAZEE SUPRACONDYLAR NAIL | DIA. 12MM, LENGTH 150MM | 16 | No | Yes |  | No | N. A. | No | N. A. | No | Yes | No | Yes | M. L.: MFG/MD/2021/000369 |  | 1 | ADLER PRODUCTS\EAZEE IMPLANTS\EAZEE SUPRA NAILS | 0 | Replaced new manufacturing license number MFG/MD/2021/000369 | Y | IM NAILS |  | 1 | No | Yes | Yes | Yes | N. A.
I0106A | I0106.1215A | EAZEE SUPRACONDYLAR NAIL DIA. 12MM, LENGTH 150MM |  | I0106.1200A | #N/A | #N/A | N. A. | N. A. | N. A. | QPF/I0106 | #N/A | #N/A | #N/A | #N/A | #N/A | PS/I0106A | #N/A | #N/A | #N/A | #N/A | #N/A | I0106 | TMF-1 | IU/1 | Class C | FINISHED GOODS | EAZEE™ | EAZEE SUPRACONDYLAR NAIL | DIA. 12MM, LENGTH 150MM | 16 | No | Yes |  | No | N. A. | No | N. A. | No | Yes | No | Yes | M. L.: MFG/MD/2021/000369 |  | 1 | ADLER PRODUCTS\EAZEE IMPLANTS\EAZEE SUPRA NAILS | 0 | Replaced new manufacturing license number MFG/MD/2021/000369 | Y | IM NAILS |  | 1 | No | Yes | Yes | Yes | N. A.
I0106 | I0106.1220 | EAZEE SUPRACONDYLAR NAIL DIA. 12MM, LENGTH 200MM |  | I0106.0000 | #N/A | #N/A | N. A. | N. A. | N. A. | QPF/I0106 | #N/A | #N/A | #N/A | #N/A | #N/A | PS/I0106 | #N/A | #N/A | #N/A | #N/A | #N/A | I0106 | TMF-1 | IU/1 | Class C | FINISHED GOODS | EAZEE™ | EAZEE SUPRACONDYLAR NAIL | DIA. 12MM, LENGTH 200MM | 16 | No | Yes |  | No | N. A. | No | N. A. | No | Yes | No | Yes | M. L.: MFG/MD/2021/000369 |  | 1 | ADLER PRODUCTS\EAZEE IMPLANTS\EAZEE SUPRA NAILS | 0 | Replaced new manufacturing license number MFG/MD/2021/000369 | Y | IM NAILS |  | 1 | No | Yes | Yes | Yes | N. A.
I0106A | I0106.1220A | EAZEE SUPRACONDYLAR NAIL DIA. 12MM, LENGTH 200MM |  | I0106.1200A | #N/A | #N/A | N. A. | N. A. | N. A. | QPF/I0106 | #N/A | #N/A | #N/A | #N/A | #N/A | PS/I0106A | #N/A | #N/A | #N/A | #N/A | #N/A | I0106 | TMF-1 | IU/1 | Class C | FINISHED GOODS | EAZEE™ | EAZEE SUPRACONDYLAR NAIL | DIA. 12MM, LENGTH 200MM | 16 | No | Yes |  | No | N. A. | No | N. A. | No | Yes | No | Yes | M. L.: MFG/MD/2021/000369 |  | 1 | ADLER PRODUCTS\EAZEE IMPLANTS\EAZEE SUPRA NAILS | 0 | Replaced new manufacturing license number MFG/MD/2021/000369 | Y | IM NAILS |  | 1 | No | Yes | Yes | Yes | N. A.
I0106 | I0106.1225 | EAZEE SUPRACONDYLAR NAIL DIA. 12MM, LENGTH 250MM |  | I0106.0000 | #N/A | #N/A | N. A. | N. A. | N. A. | QPF/I0106 | #N/A | #N/A | #N/A | #N/A | #N/A | PS/I0106 | #N/A | #N/A | #N/A | #N/A | #N/A | I0106 | TMF-1 | IU/1 | Class C | FINISHED GOODS | EAZEE™ | EAZEE SUPRACONDYLAR NAIL | DIA. 12MM, LENGTH 250MM | 16 | No | Yes |  | No | N. A. | No | N. A. | No | Yes | No | Yes | M. L.: MFG/MD/2021/000369 |  | 1 | ADLER PRODUCTS\EAZEE IMPLANTS\EAZEE SUPRA NAILS | 0 | Replaced new manufacturing license number MFG/MD/2021/000369 | Y | IM NAILS |  | 1 | No | Yes | Yes | Yes | N. A.
I0106A | I0106.1225A | EAZEE SUPRACONDYLAR NAIL DIA. 12MM, LENGTH 250MM |  | I0106.1200A | #N/A | #N/A | N. A. | N. A. | N. A. | QPF/I0106 | #N/A | #N/A | #N/A | #N/A | #N/A | PS/I0106A | #N/A | #N/A | #N/A | #N/A | #N/A | I0106 | TMF-1 | IU/1 | Class C | FINISHED GOODS | EAZEE™ | EAZEE SUPRACONDYLAR NAIL | DIA. 12MM, LENGTH 250MM | 16 | No | Yes |  | No | N. A. | No | N. A. | No | Yes | No | Yes | M. L.: MFG/MD/2021/000369 |  | 1 | ADLER PRODUCTS\EAZEE IMPLANTS\EAZEE SUPRA NAILS | 0 | Replaced new manufacturing license number MFG/MD/2021/000369 | Y | IM NAILS |  | 1 | No | Yes | Yes | Yes | N. A.
I0106 | I0106.1228 | EAZEE SUPRACONDYLAR NAIL DIA. 12MM, LENGTH 280MM |  | I0106.0000 | #N/A | #N/A | N. A. | N. A. | N. A. | QPF/I0106 | #N/A | #N/A | #N/A | #N/A | #N/A | PS/I0106 | #N/A | #N/A | #N/A | #N/A | #N/A | I0106 | TMF-1 | IU/1 | Class C | FINISHED GOODS | EAZEE™ | EAZEE SUPRACONDYLAR NAIL | DIA. 12MM, LENGTH 280MM | 16 | No | Yes |  | No | N. A. | No | N. A. | No | Yes | No | Yes | M. L.: MFG/MD/2021/000369 |  | 1 | ADLER PRODUCTS\EAZEE IMPLANTS\EAZEE SUPRA NAILS | 0 | Replaced new manufacturing license number MFG/MD/2021/000369 | Y | IM NAILS |  | 1 | No | Yes | Yes | Yes | N. A.
I0106A | I0106.1228A | EAZEE SUPRACONDYLAR NAIL DIA. 12MM, LENGTH 280MM |  | I0106.1200A | #N/A | #N/A | N. A. | N. A. | N. A. | QPF/I0106 | #N/A | #N/A | #N/A | #N/A | #N/A | PS/I0106A | #N/A | #N/A | #N/A | #N/A | #N/A | I0106 | TMF-1 | IU/1 | Class C | FINISHED GOODS | EAZEE™ | EAZEE SUPRACONDYLAR NAIL | DIA. 12MM, LENGTH 280MM | 16 | No | Yes |  | No | N. A. | No | N. A. | No | Yes | No | Yes | M. L.: MFG/MD/2021/000369 |  | 1 | ADLER PRODUCTS\EAZEE IMPLANTS\EAZEE SUPRA NAILS | 0 | Replaced new manufacturing license number MFG/MD/2021/000369 | Y | IM NAILS |  | 1 | No | Yes | Yes | Yes | N. A.
I0106 | I0106.1230 | EAZEE SUPRACONDYLAR NAIL DIA. 12MM, LENGTH 300MM |  | I0106.0000 | #N/A | #N/A | N. A. | N. A. | N. A. | QPF/I0106 | #N/A | #N/A | #N/A | #N/A | #N/A | PS/I0106 | #N/A | #N/A | #N/A | #N/A | #N/A | I0106 | TMF-1 | IU/1 | Class C | FINISHED GOODS | EAZEE™ | EAZEE SUPRACONDYLAR NAIL | DIA. 12MM, LENGTH 300MM | 16 | No | Yes |  | No | N. A. | No | N. A. | No | Yes | No | Yes | M. L.: MFG/MD/2021/000369 |  | 1 | ADLER PRODUCTS\EAZEE IMPLANTS\EAZEE SUPRA NAILS | 0 | Replaced new manufacturing license number MFG/MD/2021/000369 | Y | IM NAILS |  | 1 | No | Yes | Yes | Yes | N. A.
I0106A | I0106.1230A | EAZEE SUPRACONDYLAR NAIL DIA. 12MM, LENGTH 300MM |  | I0106.1200A | N. A. | N. A. | N. A. | N. A. | N. A. | QPF/I0106 | 01 | 2017-03-23 | N. A. | N. A. | N. A. | PS/I0106A | N. A. | N. A. | N. A. | N. A. | N. A. | I0106 | TMF-1 | IU/1 | Class C | FINISHED GOODS | EAZEE™ | EAZEE SUPRACONDYLAR NAIL | DIA. 12MM, LENGTH 300MM | 16 | No | Yes |  | No | N. A. | No | N. A. | No | Yes | No | Yes | M. L.: MFG/MD/2021/000369 |  | 1 | ADLER PRODUCTS\EAZEE IMPLANTS\EAZEE SUPRA NAILS | 0 | Replaced new manufacturing license number MFG/MD/2021/000369 | Y | IM NAILS |  | 1 | No | Yes | Yes | Yes | N. A.
I0109 | I0109.0930 | ATLAS FEMUR NAIL, DIA. 9MM, LENGTH 300MM |  | I0109.0000 | 05 | 2018-06-13 | N. A. | N. A. | N. A. | QPF/I0109 | 04 | 2017-02-28 | N. A. | N. A. | N. A. | PS/I0109.09 | 05 | 2018-12-15 | 2022-12-07 | 2019-12-08 | N. A. | I0109 | TMF-1 | IU/1 | Class C | FINISHED GOODS | ATLAS™ | ATLAS FEMUR NAIL | DIA. 9MM, LENGTH 300MM | 16 | No | Yes |  | No | N. A. | No | N. A. | No | Yes | No | Yes | M. L.: MFG/MD/2021/000369 |  | 1 | SUSHRUT PRODUCTS\ATLAS NAILING SYSTEM\ATLAS IMPLANTS\ATLAS FEMUR NAILS | 0.1038 | Replaced new manufacturing license number MFG/MD/2021/000369 | N | IM NAILS |  | 1 | No | Yes | Yes | Yes | N. A.
I0109 | I0109.0931 | ATLAS FEMUR NAIL, DIA. 9MM, LENGTH 310MM |  | I0109.0000 | 05 | 2018-06-13 | N. A. | N. A. | N. A. | QPF/I0109 | 04 | 2017-02-28 | N. A. | N. A. | N. A. | PS/I0109.09 | 05 | 2018-12-15 | 2022-12-07 | 2019-12-08 | N. A. | I0109 | TMF-1 | IU/1 | Class C | FINISHED GOODS | ATLAS™ | ATLAS FEMUR NAIL | DIA. 9MM, LENGTH 310MM | 16 | No | Yes |  | No | N. A. | No | N. A. | No | Yes | No | Yes | M. L.: MFG/MD/2021/000369 |  | 1 | SUSHRUT PRODUCTS\ATLAS NAILING SYSTEM\ATLAS IMPLANTS\ATLAS FEMUR NAILS | 0.1001 | Replaced new manufacturing license number MFG/MD/2021/000369 | Y | IM NAILS |  | 1 | No | Yes | Yes | Yes | N. A.
I0109 | I0109.0932 | ATLAS FEMUR NAIL, DIA. 9MM, LENGTH 320MM |  | I0109.0000 | 05 | 2018-06-13 | N. A. | N. A. | N. A. | QPF/I0109 | 04 | 2017-02-28 | N. A. | N. A. | N. A. | PS/I0109.09 | 05 | 2018-12-15 | 2022-12-07 | 2019-12-08 | N. A. | I0109 | TMF-1 | IU/1 | Class C | FINISHED GOODS | ATLAS™ | ATLAS FEMUR NAIL | DIA. 9MM, LENGTH 320MM | 16 | No | Yes |  | No | N. A. | No | N. A. | No | Yes | No | Yes | M. L.: MFG/MD/2021/000369 |  | 1 | SUSHRUT PRODUCTS\ATLAS NAILING SYSTEM\ATLAS IMPLANTS\ATLAS FEMUR NAILS | 0.1121 | Replaced new manufacturing license number MFG/MD/2021/000369 | N | IM NAILS |  | 1 | No | Yes | Yes | Yes | N. A.
I0109 | I0109.0933 | ATLAS FEMUR NAIL, DIA. 9MM, LENGTH 330MM |  | I0109.0000 | 05 | 2018-06-13 | N. A. | N. A. | N. A. | QPF/I0109 | 04 | 2017-02-28 | N. A. | N. A. | N. A. | PS/I0109.09 | 05 | 2018-12-15 | 2022-12-07 | 2019-12-08 | N. A. | I0109 | TMF-1 | IU/1 | Class C | FINISHED GOODS | ATLAS™ | ATLAS FEMUR NAIL | DIA. 9MM, LENGTH 330MM | 16 | No | Yes |  | No | N. A. | No | N. A. | No | Yes | No | Yes | M. L.: MFG/MD/2021/000369 |  | 1 | SUSHRUT PRODUCTS\ATLAS NAILING SYSTEM\ATLAS IMPLANTS\ATLAS FEMUR NAILS | 0.108 | Replaced new manufacturing license number MFG/MD/2021/000369 | Y | IM NAILS |  | 1 | No | Yes | Yes | Yes | N. A.
I0109 | I0109.0934 | ATLAS FEMUR NAIL, DIA. 9MM, LENGTH 340MM |  | I0109.0000 | 05 | 2018-06-13 | N. A. | N. A. | N. A. | QPF/I0109 | 04 | 2017-02-28 | N. A. | N. A. | N. A. | PS/I0109.09 | 05 | 2018-12-15 | 2022-12-07 | 2019-12-08 | N. A. | I0109 | TMF-1 | IU/1 | Class C | FINISHED GOODS | ATLAS™ | FEMUR NAIL | DIA. 9MM, LENGTH 340MM | 16 | No | Yes |  | No | N. A. | No | N. A. | No | Yes | No | Yes | M. L.: MFG/MD/2021/000369 |  | 1 | SUSHRUT PRODUCTS\ATLAS NAILING SYSTEM\ATLAS IMPLANTS\ATLAS FEMUR NAILS | 0.1227 | Replaced new manufacturing license number MFG/MD/2021/000369 | N | IM NAILS |  | 1 | No | Yes | Yes | Yes | N. A.
I0109 | I0109.0935 | ATLAS FEMUR NAIL, DIA. 9MM, LENGTH 350MM |  | I0109.0000 | 05 | 2018-06-13 | N. A. | N. A. | N. A. | QPF/I0109 | 04 | 2017-02-28 | N. A. | N. A. | N. A. | PS/I0109.09 | 05 | 2018-12-15 | 2022-12-07 | 2019-12-08 | N. A. | I0109 | TMF-1 | IU/1 | Class C | FINISHED GOODS | ATLAS™ | ATLAS FEMUR NAIL | DIA. 9MM, LENGTH 350MM | 16 | No | Yes |  | No | N. A. | No | N. A. | No | Yes | No | Yes | M. L.: MFG/MD/2021/000369 |  | 1 | SUSHRUT PRODUCTS\ATLAS NAILING SYSTEM\ATLAS IMPLANTS\ATLAS FEMUR NAILS | 0.1141 | Replaced new manufacturing license number MFG/MD/2021/000369 | Y | IM NAILS |  | 1 | No | Yes | Yes | Yes | N. A.
I0109 | I0109.0936 | ATLAS FEMUR NAIL, DIA. 9MM, LENGTH 360MM |  | I0109.0000 | 05 | 2018-06-13 | N. A. | N. A. | N. A. | QPF/I0109 | 04 | 2017-02-28 | N. A. | N. A. | N. A. | PS/I0109.09 | 05 | 2018-12-15 | 2022-12-07 | 2019-12-08 | N. A. | I0109 | TMF-1 | IU/1 | Class C | FINISHED GOODS | ATLAS™ | FEMUR NAIL | DIA. 9MM, LENGTH 360MM | 16 | No | Yes |  | No | N. A. | No | N. A. | No | Yes | No | Yes | M. L.: MFG/MD/2021/000369 |  | 1 | SUSHRUT PRODUCTS\ATLAS NAILING SYSTEM\ATLAS IMPLANTS\ATLAS FEMUR NAILS | 0.127 | Replaced new manufacturing license number MFG/MD/2021/000369 | N | IM NAILS |  | 1 | No | Yes | Yes | Yes | N. A.
I0109 | I0109.0937 | ATLAS FEMUR NAIL, DIA. 9MM, LENGTH 370MM |  | I0109.0000 | 05 | 2018-06-13 | N. A. | N. A. | N. A. | QPF/I0109 | 04 | 2017-02-28 | N. A. | N. A. | N. A. | PS/I0109.09 | 05 | 2018-12-15 | 2022-12-07 | 2019-12-08 | N. A. | I0109 | TMF-1 | IU/1 | Class C | FINISHED GOODS | ATLAS™ | ATLAS FEMUR NAIL | DIA. 9MM, LENGTH 370MM | 16 | No | Yes |  | No | N. A. | No | N. A. | No | Yes | No | Yes | M. L.: MFG/MD/2021/000369 |  | 1 | SUSHRUT PRODUCTS\ATLAS NAILING SYSTEM\ATLAS IMPLANTS\ATLAS FEMUR NAILS | 0 | Replaced new manufacturing license number MFG/MD/2021/000369 | Y | IM NAILS |  | 1 | No | Yes | Yes | Yes | N. A.
I0109 | I0109.0938 | ATLAS FEMUR NAIL, DIA. 9MM, LENGTH 380MM |  | I0109.0000 | 05 | 2018-06-13 | N. A. | N. A. | N. A. | QPF/I0109 | 04 | 2017-02-28 | N. A. | N. A. | N. A. | PS/I0109.09 | 05 | 2018-12-15 | 2022-12-07 | 2019-12-08 | N. A. | I0109 | TMF-1 | IU/1 | Class C | FINISHED GOODS | ATLAS™ | FEMUR NAIL | DIA. 9MM, LENGTH 380MM | 16 | No | Yes |  | No | N. A. | No | N. A. | No | Yes | No | Yes | M. L.: MFG/MD/2021/000369 |  | 1 | SUSHRUT PRODUCTS\ATLAS NAILING SYSTEM\ATLAS IMPLANTS\ATLAS FEMUR NAILS | 0.1343 | Replaced new manufacturing license number MFG/MD/2021/000369 | N | IM NAILS |  | 1 | No | Yes | Yes | Yes | N. A.
I0109 | I0109.0939 | ATLAS FEMUR NAIL, DIA. 9MM, LENGTH 390MM |  | I0109.0000 | 05 | 2018-06-13 | N. A. | N. A. | N. A. | QPF/I0109 | 04 | 2017-02-28 | N. A. | N. A. | N. A. | PS/I0109.09 | 05 | 2018-12-15 | 2022-12-07 | 2019-12-08 | N. A. | I0109 | TMF-1 | IU/1 | Class C | FINISHED GOODS | ATLAS™ | ATLAS FEMUR NAIL | DIA. 9MM, LENGTH 390MM | 16 | No | Yes |  | No | N. A. | No | N. A. | No | Yes | No | Yes | M. L.: MFG/MD/2021/000369 |  | 1 | SUSHRUT PRODUCTS\ATLAS NAILING SYSTEM\ATLAS IMPLANTS\ATLAS FEMUR NAILS | 0 | Replaced new manufacturing license number MFG/MD/2021/000369 | Y | IM NAILS |  | 1 | No | Yes | Yes | Yes | N. A.
I0109 | I0109.0940 | ATLAS FEMUR NAIL, DIA. 9MM, LENGTH 400MM |  | I0109.0000 | 05 | 2018-06-13 | N. A. | N. A. | N. A. | QPF/I0109 | 04 | 2017-02-28 | N. A. | N. A. | N. A. | PS/I0109.09 | 05 | 2018-12-15 | 2022-12-07 | 2019-12-08 | N. A. | I0109 | TMF-1 | IU/1 | Class C | FINISHED GOODS | ATLAS™ | FEMUR NAIL | DIA. 9MM, LENGTH 400MM | 16 | No | Yes |  | No | N. A. | No | N. A. | No | Yes | No | Yes | M. L.: MFG/MD/2021/000369 |  | 1 | SUSHRUT PRODUCTS\ATLAS NAILING SYSTEM\ATLAS IMPLANTS\ATLAS FEMUR NAILS | 0.1414 | Replaced new manufacturing license number MFG/MD/2021/000369 | N | IM NAILS |  | 1 | No | Yes | Yes | Yes | N. A.
I0109 | I0109.0941 | ATLAS FEMUR NAIL, DIA. 9MM, LENGTH 410MM |  | I0109.0000 | 05 | 2018-06-13 | N. A. | N. A. | N. A. | QPF/I0109 | 04 | 2017-02-28 | N. A. | N. A. | N. A. | PS/I0109.09 | 05 | 2018-12-15 | 2022-12-07 | 2019-12-08 | N. A. | I0109 | TMF-1 | IU/1 | Class C | FINISHED GOODS | ATLAS™ | FEMUR NAIL | DIA. 9MM, LENGTH 410MM | 16 | No | Yes |  | No | N. A. | No | N. A. | No | Yes | No | Yes | M. L.: MFG/MD/2021/000369 |  | 1 | SUSHRUT PRODUCTS\ATLAS NAILING SYSTEM\ATLAS IMPLANTS\ATLAS FEMUR NAILS | 0.143 | Activated on 03JAN2024 | N | IM NAILS |  | 1 | No | Yes | Yes | Yes | N. A.
I0109 | I0109.0942 | ATLAS FEMUR NAIL, DIA. 9MM, LENGTH 420MM |  | I0109.0000 | 05 | 2018-06-13 | N. A. | N. A. | N. A. | QPF/I0109 | 04 | 2017-02-28 | N. A. | N. A. | N. A. | PS/I0109.09 | 05 | 2018-12-15 | 2022-12-07 | 2019-12-08 | N. A. | I0109 | TMF-1 | IU/1 | Class C | FINISHED GOODS | ATLAS™ | FEMUR NAIL | DIA. 9MM, LENGTH 420MM | 16 | No | Yes |  | No | N. A. | No | N. A. | No | Yes | No | Yes | M. L.: MFG/MD/2021/000369 |  | 1 | SUSHRUT PRODUCTS\ATLAS NAILING SYSTEM\ATLAS IMPLANTS\ATLAS FEMUR NAILS | 0.1466 | Replaced new manufacturing license number MFG/MD/2021/000369 | N | IM NAILS |  | 1 | No | Yes | Yes | Yes | N. A.
I0109 | I0109.0943 | ATLAS FEMUR NAIL, DIA. 9MM, LENGTH 430MM |  | I0109.0000 | 05 | 2018-06-13 | N. A. | N. A. | N. A. | QPF/I0109 | 04 | 2017-02-28 | N. A. | N. A. | N. A. | PS/I0109.09 | 05 | 2018-12-15 | 2022-12-07 | 2019-12-08 | N. A. | I0109 | TMF-1 | IU/1 | Class C | FINISHED GOODS | ATLAS™ | ATLAS FEMUR NAIL | DIA. 9MM, LENGTH 430MM | 16 | No | Yes |  | No | N. A. | No | N. A. | No | Yes | No | Yes | M. L.: MFG/MD/2021/000369 |  | 1 | SUSHRUT PRODUCTS\ATLAS NAILING SYSTEM\ATLAS IMPLANTS\ATLAS FEMUR NAILS | 0.1408 | Replaced new manufacturing license number MFG/MD/2021/000369 | Y | IM NAILS |  | 1 | No | Yes | Yes | Yes | N. A.
I0109 | I0109.0944 | ATLAS FEMUR NAIL, DIA. 9MM, LENGTH 440MM |  | I0109.0000 | 05 | 2018-06-13 | N. A. | N. A. | N. A. | QPF/I0109 | 04 | 2017-02-28 | N. A. | N. A. | N. A. | PS/I0109.09 | 05 | 2018-12-15 | 2022-12-07 | 2019-12-08 | N. A. | I0109 | TMF-1 | IU/1 | Class C | FINISHED GOODS | ATLAS™ | FEMUR NAIL | DIA. 9MM, LENGTH 440MM | 16 | No | Yes |  | No | N. A. | No | N. A. | No | Yes | No | Yes | M. L.: MFG/MD/2021/000369 |  | 1 | SUSHRUT PRODUCTS\ATLAS NAILING SYSTEM\ATLAS IMPLANTS\ATLAS FEMUR NAILS | 0.1555 | Replaced new manufacturing license number MFG/MD/2021/000369 | N | IM NAILS |  | 1 | No | Yes | Yes | Yes | N. A.
I0109 | I0109.0945 | ATLAS FEMUR NAIL, DIA. 9MM, LENGTH 450MM |  | I0109.0000 | 05 | 2018-06-13 | N. A. | N. A. | N. A. | QPF/I0109 | 04 | 2017-02-28 | N. A. | N. A. | N. A. | PS/I0109.09 | 05 | 2018-12-15 | 2022-12-07 | 2019-12-08 | N. A. | I0109 | TMF-1 | IU/1 | Class C | FINISHED GOODS | ATLAS™ | ATLAS FEMUR NAIL | DIA. 9MM, LENGTH 450MM | 16 | No | Yes |  | No | N. A. | No | N. A. | No | Yes | No | Yes | M. L.: MFG/MD/2021/000369 |  | 1 | SUSHRUT PRODUCTS\ATLAS NAILING SYSTEM\ATLAS IMPLANTS\ATLAS FEMUR NAILS | 0 | Replaced new manufacturing license number MFG/MD/2021/000369 | Y | IM NAILS |  | 1 | No | Yes | Yes | Yes | N. A.
I0109 | I0109.0946 | ATLAS FEMUR NAIL, DIA. 9MM, LENGTH 460MM |  | I0109.0000 | 05 | 2018-06-13 | N. A. | N. A. | N. A. | QPF/I0109 | 04 | 2017-02-28 | N. A. | N. A. | N. A. | PS/I0109.09 | 05 | 2018-12-15 | 2022-12-07 | 2019-12-08 | N. A. | I0109 | TMF-1 | IU/1 | Class C | FINISHED GOODS | ATLAS™ | ATLAS FEMUR NAIL | DIA. 9MM, LENGTH 460MM | 16 | No | Yes |  | No | N. A. | No | N. A. | No | Yes | No | Yes | M. L.: MFG/MD/2021/000369 |  | 1 | SUSHRUT PRODUCTS\ATLAS NAILING SYSTEM\ATLAS IMPLANTS\ATLAS FEMUR NAILS | 0.158 | Replaced new manufacturing license number MFG/MD/2021/000369 | Y | IM NAILS |  | 1 | No | Yes | Yes | Yes | N. A.
I0109 | I0109.1030 | ATLAS FEMUR NAIL, DIA. 10MM, LENGTH 300MM |  | I0109.0000 | 05 | 2018-06-13 | N. A. | N. A. | N. A. | QPF/I0109 | 04 | 2017-02-28 | N. A. | N. A. | N. A. | PS/I0109.10 | 05 | 2018-12-15 | 2022-12-07 | 2019-12-08 | N. A. | I0109 | TMF-1 | IU/1 | Class C | FINISHED GOODS | ATLAS™ | ATLAS FEMUR NAIL | DIA. 10MM, LENGTH 300MM | 16 | No | Yes |  | No | N. A. | No | N. A. | No | Yes | No | Yes | M. L.: MFG/MD/2021/000369 |  | 1 | SUSHRUT PRODUCTS\ATLAS NAILING SYSTEM\ATLAS IMPLANTS\ATLAS FEMUR NAILS | 0.1085 | Replaced new manufacturing license number MFG/MD/2021/000369 | N | IM NAILS |  | 1 | No | Yes | Yes | Yes | N. A.
I0109 | I0109.1031 | ATLAS FEMUR NAIL, DIA. 10MM, LENGTH 310MM |  | I0109.0000 | 05 | 2018-06-13 | N. A. | N. A. | N. A. | QPF/I0109 | 04 | 2017-02-28 | N. A. | N. A. | N. A. | PS/I0109.10 | 05 | 2018-12-15 | 2022-12-07 | 2019-12-08 | N. A. | I0109 | TMF-1 | IU/1 | Class C | FINISHED GOODS | ATLAS™ | ATLAS FEMUR NAIL | DIA. 10MM, LENGTH 310MM | 16 | No | Yes |  | No | N. A. | No | N. A. | No | Yes | No | Yes | M. L.: MFG/MD/2021/000369 |  | 1 | SUSHRUT PRODUCTS\ATLAS NAILING SYSTEM\ATLAS IMPLANTS\ATLAS FEMUR NAILS | 0.1174 | Replaced new manufacturing license number MFG/MD/2021/000369 | Y | IM NAILS |  | 1 | No | Yes | Yes | Yes | N. A.
I0109 | I0109.1032 | ATLAS FEMUR NAIL, DIA. 10MM, LENGTH 320MM |  | I0109.0000 | 05 | 2018-06-13 | N. A. | N. A. | N. A. | QPF/I0109 | 04 | 2017-02-28 | N. A. | N. A. | N. A. | PS/I0109.10 | 05 | 2018-12-15 | 2022-12-07 | 2019-12-08 | N. A. | I0109 | TMF-1 | IU/1 | Class C | FINISHED GOODS | ATLAS™ | ATLAS FEMUR NAIL | DIA. 10MM, LENGTH 320MM | 16 | No | Yes |  | No | N. A. | No | N. A. | No | Yes | No | Yes | M. L.: MFG/MD/2021/000369 |  | 1 | SUSHRUT PRODUCTS\ATLAS NAILING SYSTEM\ATLAS IMPLANTS\ATLAS FEMUR NAILS | 0.1276 | Replaced new manufacturing license number MFG/MD/2021/000369 | N | IM NAILS |  | 1 | No | Yes | Yes | Yes | N. A.
I0109 | I0109.1033 | ATLAS FEMUR NAIL, DIA. 10MM, LENGTH 330MM |  | I0109.0000 | 05 | 2018-06-13 | N. A. | N. A. | N. A. | QPF/I0109 | 04 | 2017-02-28 | N. A. | N. A. | N. A. | PS/I0109.10 | 05 | 2018-12-15 | 2022-12-07 | 2019-12-08 | N. A. | I0109 | TMF-1 | IU/1 | Class C | FINISHED GOODS | ATLAS™ | ATLAS FEMUR NAIL | DIA. 10MM, LENGTH 330MM | 16 | No | Yes |  | No | N. A. | No | N. A. | No | Yes | No | Yes | M. L.: MFG/MD/2021/000369 |  | 1 | SUSHRUT PRODUCTS\ATLAS NAILING SYSTEM\ATLAS IMPLANTS\ATLAS FEMUR NAILS | 0.1299 | Replaced new manufacturing license number MFG/MD/2021/000369 | Y | IM NAILS |  | 1 | No | Yes | Yes | Yes | N. A.
I0109 | I0109.1034 | ATLAS FEMUR NAIL, DIA. 10MM, LENGTH 340MM |  | I0109.0000 | 05 | 2018-06-13 | N. A. | N. A. | N. A. | QPF/I0109 | 04 | 2017-02-28 | N. A. | N. A. | N. A. | PS/I0109.10 | 05 | 2018-12-15 | 2022-12-07 | 2019-12-08 | N. A. | I0109 | TMF-1 | IU/1 | Class C | FINISHED GOODS | ATLAS™ | ATLAS FEMUR NAIL | DIA. 10MM, LENGTH 340MM | 16 | No | Yes |  | No | N. A. | No | N. A. | No | Yes | No | Yes | M. L.: MFG/MD/2021/000369 |  | 1 | SUSHRUT PRODUCTS\ATLAS NAILING SYSTEM\ATLAS IMPLANTS\ATLAS FEMUR NAILS | 0.1327 | Replaced new manufacturing license number MFG/MD/2021/000369 | N | IM NAILS |  | 1 | No | Yes | Yes | Yes | N. A.
I0109 | I0109.1035 | ATLAS FEMUR NAIL, DIA. 10MM, LENGTH 350MM |  | I0109.0000 | 05 | 2018-06-13 | N. A. | N. A. | N. A. | QPF/I0109 | 04 | 2017-02-28 | N. A. | N. A. | N. A. | PS/I0109.10 | 05 | 2018-12-15 | 2022-12-07 | 2019-12-08 | N. A. | I0109 | TMF-1 | IU/1 | Class C | FINISHED GOODS | ATLAS™ | ATLAS FEMUR NAIL | DIA. 10MM, LENGTH 350MM | 16 | No | Yes |  | No | N. A. | No | N. A. | No | Yes | No | Yes | M. L.: MFG/MD/2021/000369 |  | 1 | SUSHRUT PRODUCTS\ATLAS NAILING SYSTEM\ATLAS IMPLANTS\ATLAS FEMUR NAILS | 0.1239 | Replaced new manufacturing license number MFG/MD/2021/000369 | Y | IM NAILS |  | 1 | No | Yes | Yes | Yes | N. A.
I0109 | I0109.1036 | ATLAS FEMUR NAIL, DIA. 10MM, LENGTH 360MM |  | I0109.0000 | 05 | 2018-06-13 | N. A. | N. A. | N. A. | QPF/I0109 | 04 | 2017-02-28 | N. A. | N. A. | N. A. | PS/I0109.10 | 05 | 2018-12-15 | 2022-12-07 | 2019-12-08 | N. A. | I0109 | TMF-1 | IU/1 | Class C | FINISHED GOODS | ATLAS™ | ATLAS FEMUR NAIL | DIA. 10MM, LENGTH 360MM | 16 | No | Yes |  | No | N. A. | No | N. A. | No | Yes | No | Yes | M. L.: MFG/MD/2021/000369 |  | 1 | SUSHRUT PRODUCTS\ATLAS NAILING SYSTEM\ATLAS IMPLANTS\ATLAS FEMUR NAILS | 0.1409 | Replaced new manufacturing license number MFG/MD/2021/000369 | N | IM NAILS |  | 1 | No | Yes | Yes | Yes | N. A.
I0109 | I0109.1037 | ATLAS FEMUR NAIL, DIA. 10MM, LENGTH 370MM |  | I0109.0000 | 05 | 2018-06-13 | N. A. | N. A. | N. A. | QPF/I0109 | 04 | 2017-02-28 | N. A. | N. A. | N. A. | PS/I0109.10 | 05 | 2018-12-15 | 2022-12-07 | 2019-12-08 | N. A. | I0109 | TMF-1 | IU/1 | Class C | FINISHED GOODS | ATLAS™ | ATLAS FEMUR NAIL | DIA. 10MM, LENGTH 370MM | 16 | No | Yes |  | No | N. A. | No | N. A. | No | Yes | No | Yes | M. L.: MFG/MD/2021/000369 |  | 1 | SUSHRUT PRODUCTS\ATLAS NAILING SYSTEM\ATLAS IMPLANTS\ATLAS FEMUR NAILS | 0.1385 | Replaced new manufacturing license number MFG/MD/2021/000369 | Y | IM NAILS |  | 1 | No | Yes | Yes | Yes | N. A.
I0109 | I0109.1038 | ATLAS FEMUR NAIL, DIA. 10MM, LENGTH 380MM |  | I0109.0000 | 05 | 2018-06-13 | N. A. | N. A. | N. A. | QPF/I0109 | 04 | 2017-02-28 | N. A. | N. A. | N. A. | PS/I0109.10 | 05 | 2018-12-15 | 2022-12-07 | 2019-12-08 | N. A. | I0109 | TMF-1 | IU/1 | Class C | FINISHED GOODS | ATLAS™ | FEMUR NAIL | DIA. 10MM, LENGTH 380MM | 16 | No | Yes |  | No | N. A. | No | N. A. | No | Yes | No | Yes | M. L.: MFG/MD/2021/000369 |  | 1 | SUSHRUT PRODUCTS\ATLAS NAILING SYSTEM\ATLAS IMPLANTS\ATLAS FEMUR NAILS | 0.148 | Replaced new manufacturing license number MFG/MD/2021/000369 | N | IM NAILS |  | 1 | No | Yes | Yes | Yes | N. A.
I0109 | I0109.1039 | ATLAS FEMUR NAIL, DIA. 10MM, LENGTH 390MM |  | I0109.0000 | 05 | 2018-06-13 | N. A. | N. A. | N. A. | QPF/I0109 | 04 | 2017-02-28 | N. A. | N. A. | N. A. | PS/I0109.10 | 05 | 2018-12-15 | 2022-12-07 | 2019-12-08 | N. A. | I0109 | TMF-1 | IU/1 | Class C | FINISHED GOODS | ATLAS™ | ATLAS FEMUR NAIL | DIA. 10MM, LENGTH 390MM | 16 | No | Yes |  | No | N. A. | No | N. A. | No | Yes | No | Yes | M. L.: MFG/MD/2021/000369 |  | 1 | SUSHRUT PRODUCTS\ATLAS NAILING SYSTEM\ATLAS IMPLANTS\ATLAS FEMUR NAILS | 0 | Replaced new manufacturing license number MFG/MD/2021/000369 | Y | IM NAILS |  | 1 | No | Yes | Yes | Yes | N. A.
I0109 | I0109.1040 | ATLAS FEMUR NAIL, DIA. 10MM, LENGTH 400MM |  | I0109.0000 | 05 | 2018-06-13 | N. A. | N. A. | N. A. | QPF/I0109 | 04 | 2017-02-28 | N. A. | N. A. | N. A. | PS/I0109.10 | 05 | 2018-12-15 | 2022-12-07 | 2019-12-08 | N. A. | I0109 | TMF-1 | IU/1 | Class C | FINISHED GOODS | ATLAS™ | FEMUR NAIL | DIA. 10MM, LENGTH 400MM | 16 | No | Yes |  | No | N. A. | No | N. A. | No | Yes | No | Yes | M. L.: MFG/MD/2021/000369 |  | 1 | SUSHRUT PRODUCTS\ATLAS NAILING SYSTEM\ATLAS IMPLANTS\ATLAS FEMUR NAILS | 0.1579 | Replaced new manufacturing license number MFG/MD/2021/000369 | N | IM NAILS |  | 1 | No | Yes | Yes | Yes | N. A.
I0109 | I0109.1041 | ATLAS FEMUR NAIL, DIA. 10MM, LENGTH 410MM |  | I0109.0000 | 05 | 2018-06-13 | N. A. | N. A. | N. A. | QPF/I0109 | 04 | 2017-02-28 | N. A. | N. A. | N. A. | PS/I0109.10 | 05 | 2018-12-15 | 2022-12-07 | 2019-12-08 | N. A. | I0109 | TMF-1 | IU/1 | Class C | FINISHED GOODS | ATLAS™ | ATLAS FEMUR NAIL | DIA. 10MM, LENGTH 410MM | 16 | No | Yes |  | No | N. A. | No | N. A. | No | Yes | No | Yes | M. L.: MFG/MD/2021/000369 |  | 1 | SUSHRUT PRODUCTS\ATLAS NAILING SYSTEM\ATLAS IMPLANTS\ATLAS FEMUR NAILS | 0.163 | Replaced new manufacturing license number MFG/MD/2021/000369 | Y | IM NAILS |  | 1 | No | Yes | Yes | Yes | N. A.
I0109 | I0109.1042 | ATLAS FEMUR NAIL, DIA. 10MM, LENGTH 420MM |  | I0109.0000 | 05 | 2018-06-13 | N. A. | N. A. | N. A. | QPF/I0109 | 04 | 2017-02-28 | N. A. | N. A. | N. A. | PS/I0109.10 | 05 | 2018-12-15 | 2022-12-07 | 2019-12-08 | N. A. | I0109 | TMF-1 | IU/1 | Class C | FINISHED GOODS | ATLAS™ | FEMUR NAIL | DIA. 10MM, LENGTH 420MM | 16 | No | Yes |  | No | N. A. | No | N. A. | No | Yes | No | Yes | M. L.: MFG/MD/2021/000369 |  | 1 | SUSHRUT PRODUCTS\ATLAS NAILING SYSTEM\ATLAS IMPLANTS\ATLAS FEMUR NAILS | 0.1691 | Replaced new manufacturing license number MFG/MD/2021/000369 | N | IM NAILS |  | 1 | No | Yes | Yes | Yes | N. A.
I0109 | I0109.1043 | ATLAS FEMUR NAIL, DIA. 10MM, LENGTH 430MM |  | I0109.0000 | 05 | 2018-06-13 | N. A. | N. A. | N. A. | QPF/I0109 | 04 | 2017-02-28 | N. A. | N. A. | N. A. | PS/I0109.10 | 05 | 2018-12-15 | 2022-12-07 | 2019-12-08 | N. A. | I0109 | TMF-1 | IU/1 | Class C | FINISHED GOODS | ATLAS™ | ATLAS FEMUR NAIL | DIA. 10MM, LENGTH 430MM | 16 | No | Yes |  | No | N. A. | No | N. A. | No | Yes | No | Yes | M. L.: MFG/MD/2021/000369 |  | 1 | SUSHRUT PRODUCTS\ATLAS NAILING SYSTEM\ATLAS IMPLANTS\ATLAS FEMUR NAILS | 0.1726 | Replaced new manufacturing license number MFG/MD/2021/000369 | Y | IM NAILS |  | 1 | No | Yes | Yes | Yes | N. A.
I0109 | I0109.1044 | ATLAS FEMUR NAIL, DIA. 10MM, LENGTH 440MM |  | I0109.0000 | 05 | 2018-06-13 | N. A. | N. A. | N. A. | QPF/I0109 | 04 | 2017-02-28 | N. A. | N. A. | N. A. | PS/I0109.10 | 05 | 2018-12-15 | 2022-12-07 | 2019-12-08 | N. A. | I0109 | TMF-1 | IU/1 | Class C | FINISHED GOODS | ATLAS™ | ATLAS FEMUR NAIL | DIA. 10MM, LENGTH 440MM | 16 | No | Yes |  | No | N. A. | No | N. A. | No | Yes | No | Yes | M. L.: MFG/MD/2021/000369 |  | 1 | SUSHRUT PRODUCTS\ATLAS NAILING SYSTEM\ATLAS IMPLANTS\ATLAS FEMUR NAILS | 0.1741 | Replaced new manufacturing license number MFG/MD/2021/000369 | N | IM NAILS |  | 1 | No | Yes | Yes | Yes | N. A.
I0109 | I0109.1045 | ATLAS FEMUR NAIL, DIA. 10MM, LENGTH 450MM |  | I0109.0000 | 05 | 2018-06-13 | N. A. | N. A. | N. A. | QPF/I0109 | 04 | 2017-02-28 | N. A. | N. A. | N. A. | PS/I0109.10 | 05 | 2018-12-15 | 2022-12-07 | 2019-12-08 | N. A. | I0109 | TMF-1 | IU/1 | Class C | FINISHED GOODS | ATLAS™ | ATLAS FEMUR NAIL | DIA. 10MM, LENGTH 450MM | 16 | No | Yes |  | No | N. A. | No | N. A. | No | Yes | No | Yes | M. L.: MFG/MD/2021/000369 |  | 1 | SUSHRUT PRODUCTS\ATLAS NAILING SYSTEM\ATLAS IMPLANTS\ATLAS FEMUR NAILS | 0.1812 | Replaced new manufacturing license number MFG/MD/2021/000369 | Y | IM NAILS |  | 1 | No | Yes | Yes | Yes | N. A.
I0109 | I0109.1046 | ATLAS FEMUR NAIL, DIA. 10MM, LENGTH 460MM |  | I0109.0000 | 05 | 2018-06-13 | N. A. | N. A. | N. A. | QPF/I0109 | 04 | 2017-02-28 | N. A. | N. A. | N. A. | PS/I0109.10 | 05 | 2018-12-15 | 2022-12-07 | 2019-12-08 | N. A. | I0109 | TMF-1 | IU/1 | Class C | FINISHED GOODS | ATLAS™ | ATLAS FEMUR NAIL | DIA. 10MM, LENGTH 460MM | 16 | No | Yes |  | No | N. A. | No | N. A. | No | Yes | No | Yes | M. L.: MFG/MD/2021/000369 |  | 1 | SUSHRUT PRODUCTS\ATLAS NAILING SYSTEM\ATLAS IMPLANTS\ATLAS FEMUR NAILS | 0.1793 | Replaced new manufacturing license number MFG/MD/2021/000369 | Y | IM NAILS |  | 1 | No | Yes | Yes | Yes | N. A.
I0109 | I0109.1130 | ATLAS FEMUR NAIL, DIA. 11MM, LENGTH 300MM |  | I0109.0000 | 05 | 2018-06-13 | N. A. | N. A. | N. A. | QPF/I0109 | 04 | 2017-02-28 | N. A. | N. A. | N. A. | PS/I0109.11 | 05 | 2018-12-15 | 2022-12-01 | 2019-12-01 | N. A. | I0109 | TMF-1 | IU/1 | Class C | FINISHED GOODS | ATLAS™ | ATLAS FEMUR NAIL | DIA. 11MM, LENGTH 300MM | 16 | No | Yes |  | No | N. A. | No | N. A. | No | Yes | No | Yes | M. L.: MFG/MD/2021/000369 |  | 1 | SUSHRUT PRODUCTS\ATLAS NAILING SYSTEM\ATLAS IMPLANTS\ATLAS FEMUR NAILS | 0.1363 | Replaced new manufacturing license number MFG/MD/2021/000369 | N | IM NAILS |  | 1 | No | Yes | Yes | Yes | N. A.
I0109 | I0109.1131 | ATLAS FEMUR NAIL, DIA. 11MM, LENGTH 310MM |  | I0109.0000 | 05 | 2018-06-13 | N. A. | N. A. | N. A. | QPF/I0109 | 04 | 2017-02-28 | N. A. | N. A. | N. A. | PS/I0109.11 | 05 | 2018-12-15 | 2022-12-01 | 2019-12-01 | N. A. | I0109 | TMF-1 | IU/1 | Class C | FINISHED GOODS | ATLAS™ | ATLAS FEMUR NAIL | DIA. 11MM, LENGTH 310MM | 16 | No | Yes |  | No | N. A. | No | N. A. | No | Yes | No | Yes | M. L.: MFG/MD/2021/000369 |  | 1 | SUSHRUT PRODUCTS\ATLAS NAILING SYSTEM\ATLAS IMPLANTS\ATLAS FEMUR NAILS | 0.1411 | Replaced new manufacturing license number MFG/MD/2021/000369 | Y | IM NAILS |  | 1 | No | Yes | Yes | Yes | N. A.
I0109 | I0109.1132 | ATLAS FEMUR NAIL, DIA. 11MM, LENGTH 320MM |  | I0109.0000 | 05 | 2018-06-13 | N. A. | N. A. | N. A. | QPF/I0109 | 04 | 2017-02-28 | N. A. | N. A. | N. A. | PS/I0109.11 | 05 | 2018-12-15 | 2022-12-01 | 2019-12-01 | N. A. | I0109 | TMF-1 | IU/1 | Class C | FINISHED GOODS | ATLAS™ | FEMUR NAIL | DIA. 11MM, LENGTH 320MM | 16 | No | Yes |  | No | N. A. | No | N. A. | No | Yes | No | Yes | M. L.: MFG/MD/2021/000369 |  | 1 | SUSHRUT PRODUCTS\ATLAS NAILING SYSTEM\ATLAS IMPLANTS\ATLAS FEMUR NAILS | 0.1431 | Replaced new manufacturing license number MFG/MD/2021/000369 | N | IM NAILS |  | 1 | No | Yes | Yes | Yes | N. A.
I0109 | I0109.1133 | ATLAS FEMUR NAIL, DIA. 11MM, LENGTH 330MM |  | I0109.0000 | 05 | 2018-06-13 | N. A. | N. A. | N. A. | QPF/I0109 | 04 | 2017-02-28 | N. A. | N. A. | N. A. | PS/I0109.11 | 05 | 2018-12-15 | 2022-12-01 | 2019-12-01 | N. A. | I0109 | TMF-1 | IU/1 | Class C | FINISHED GOODS | ATLAS™ | FEMUR NAIL | DIA. 11MM, LENGTH 330MM | 16 | No | Yes |  | No | N. A. | No | N. A. | No | Yes | No | Yes | M. L.: MFG/MD/2021/000369 |  | 1 | SUSHRUT PRODUCTS\ATLAS NAILING SYSTEM\ATLAS IMPLANTS\ATLAS FEMUR NAILS | 0.1502 | Replaced new manufacturing license number MFG/MD/2021/000369 | Y | IM NAILS |  | 1 | No | Yes | Yes | Yes | N. A.
I0109 | I0109.1134 | ATLAS FEMUR NAIL, DIA. 11MM, LENGTH 340MM |  | I0109.0000 | 05 | 2018-06-13 | N. A. | N. A. | N. A. | QPF/I0109 | 04 | 2017-02-28 | N. A. | N. A. | N. A. | PS/I0109.11 | 05 | 2018-12-15 | 2022-12-01 | 2019-12-01 | N. A. | I0109 | TMF-1 | IU/1 | Class C | FINISHED GOODS | ATLAS™ | FEMUR NAIL | DIA. 11MM, LENGTH 340MM | 16 | No | Yes |  | No | N. A. | No | N. A. | No | Yes | No | Yes | M. L.: MFG/MD/2021/000369 |  | 1 | SUSHRUT PRODUCTS\ATLAS NAILING SYSTEM\ATLAS IMPLANTS\ATLAS FEMUR NAILS | 0.1448 | Replaced new manufacturing license number MFG/MD/2021/000369 | N | IM NAILS |  | 1 | No | Yes | Yes | Yes | N. A.
I0109 | I0109.1135 | ATLAS FEMUR NAIL, DIA. 11MM, LENGTH 350MM |  | I0109.0000 | 05 | 2018-06-13 | N. A. | N. A. | N. A. | QPF/I0109 | 04 | 2017-02-28 | N. A. | N. A. | N. A. | PS/I0109.11 | 05 | 2018-12-15 | 2022-12-01 | 2019-12-01 | N. A. | I0109 | TMF-1 | IU/1 | Class C | FINISHED GOODS | ATLAS™ | FEMUR NAIL | DIA. 11MM, LENGTH 350MM | 16 | No | Yes |  | No | N. A. | No | N. A. | No | Yes | No | Yes | M. L.: MFG/MD/2021/000369 |  | 1 | SUSHRUT PRODUCTS\ATLAS NAILING SYSTEM\ATLAS IMPLANTS\ATLAS FEMUR NAILS | 0 | Replaced new manufacturing license number MFG/MD/2021/000369 | Y | IM NAILS |  | 1 | No | Yes | Yes | Yes | N. A.
I0109 | I0109.1136 | ATLAS FEMUR NAIL, DIA. 11MM, LENGTH 360MM |  | I0109.0000 | 05 | 2018-06-13 | N. A. | N. A. | N. A. | QPF/I0109 | 04 | 2017-02-28 | N. A. | N. A. | N. A. | PS/I0109.11 | 05 | 2018-12-15 | 2022-12-01 | 2019-12-01 | N. A. | I0109 | TMF-1 | IU/1 | Class C | FINISHED GOODS | ATLAS™ | FEMUR NAIL | DIA. 11MM, LENGTH 360MM | 16 | No | Yes |  | No | N. A. | No | N. A. | No | Yes | No | Yes | M. L.: MFG/MD/2021/000369 |  | 1 | SUSHRUT PRODUCTS\ATLAS NAILING SYSTEM\ATLAS IMPLANTS\ATLAS FEMUR NAILS | 0.1587 | Replaced new manufacturing license number MFG/MD/2021/000369 | N | IM NAILS |  | 1 | No | Yes | Yes | Yes | N. A.
I0109 | I0109.1137 | ATLAS FEMUR NAIL, DIA. 11MM, LENGTH 370MM |  | I0109.0000 | 05 | 2018-06-13 | N. A. | N. A. | N. A. | QPF/I0109 | 04 | 2017-02-28 | N. A. | N. A. | N. A. | PS/I0109.11 | 05 | 2018-12-15 | 2022-12-01 | 2019-12-01 | N. A. | I0109 | TMF-1 | IU/1 | Class C | FINISHED GOODS | ATLAS™ | FEMUR NAIL | DIA. 11MM, LENGTH 370MM | 16 | No | Yes |  | No | N. A. | No | N. A. | No | Yes | No | Yes | M. L.: MFG/MD/2021/000369 |  | 1 | SUSHRUT PRODUCTS\ATLAS NAILING SYSTEM\ATLAS IMPLANTS\ATLAS FEMUR NAILS | 0 | Replaced new manufacturing license number MFG/MD/2021/000369 | Y | IM NAILS |  | 1 | No | Yes | Yes | Yes | N. A.
I0109 | I0109.1138 | ATLAS FEMUR NAIL, DIA. 11MM, LENGTH 380MM |  | I0109.0000 | 05 | 2018-06-13 | N. A. | N. A. | N. A. | QPF/I0109 | 04 | 2017-02-28 | N. A. | N. A. | N. A. | PS/I0109.11 | 05 | 2018-12-15 | 2022-12-01 | 2019-12-01 | N. A. | I0109 | TMF-1 | IU/1 | Class C | FINISHED GOODS | ATLAS™ | FEMUR NAIL | DIA. 11MM, LENGTH 380MM | 16 | No | Yes |  | No | N. A. | No | N. A. | No | Yes | No | Yes | M. L.: MFG/MD/2021/000369 |  | 1 | SUSHRUT PRODUCTS\ATLAS NAILING SYSTEM\ATLAS IMPLANTS\ATLAS FEMUR NAILS | 0.1683 | Replaced new manufacturing license number MFG/MD/2021/000369 | N | IM NAILS |  | 1 | No | Yes | Yes | Yes | N. A.
I0109 | I0109.1139 | ATLAS FEMUR NAIL, DIA. 11MM, LENGTH 390MM |  | I0109.0000 | 05 | 2018-06-13 | N. A. | N. A. | N. A. | QPF/I0109 | 04 | 2017-02-28 | N. A. | N. A. | N. A. | PS/I0109.11 | 05 | 2018-12-15 | 2022-12-01 | 2019-12-01 | N. A. | I0109 | TMF-1 | IU/1 | Class C | FINISHED GOODS | ATLAS™ | ATLAS FEMUR NAIL | DIA. 11MM, LENGTH 390MM | 16 | No | Yes |  | No | N. A. | No | N. A. | No | Yes | No | Yes | M. L.: MFG/MD/2021/000369 |  | 1 | SUSHRUT PRODUCTS\ATLAS NAILING SYSTEM\ATLAS IMPLANTS\ATLAS FEMUR NAILS | 0 | Replaced new manufacturing license number MFG/MD/2021/000369 | Y | IM NAILS |  | 1 | No | Yes | Yes | Yes | N. A.
I0109 | I0109.1140 | ATLAS FEMUR NAIL, DIA. 11MM, LENGTH 400MM |  | I0109.0000 | 05 | 2018-06-13 | N. A. | N. A. | N. A. | QPF/I0109 | 04 | 2017-02-28 | N. A. | N. A. | N. A. | PS/I0109.11 | 05 | 2018-12-15 | 2022-12-01 | 2019-12-01 | N. A. | I0109 | TMF-1 | IU/1 | Class C | FINISHED GOODS | ATLAS™ | FEMUR NAIL | DIA. 11MM, LENGTH 400MM | 16 | No | Yes |  | No | N. A. | No | N. A. | No | Yes | No | Yes | M. L.: MFG/MD/2021/000369 |  | 1 | SUSHRUT PRODUCTS\ATLAS NAILING SYSTEM\ATLAS IMPLANTS\ATLAS FEMUR NAILS | 0.1817 | Replaced new manufacturing license number MFG/MD/2021/000369 | N | IM NAILS |  | 1 | No | Yes | Yes | Yes | N. A.
I0109 | I0109.1141 | ATLAS FEMUR NAIL, DIA. 11MM, LENGTH 410MM |  | I0109.0000 | 05 | 2018-06-13 | N. A. | N. A. | N. A. | QPF/I0109 | 04 | 2017-02-28 | N. A. | N. A. | N. A. | PS/I0109.11 | 05 | 2018-12-15 | 2022-12-01 | 2019-12-01 | N. A. | I0109 | TMF-1 | IU/1 | Class C | FINISHED GOODS | ATLAS™ | FEMUR NAIL | DIA. 11MM, LENGTH 410MM | 16 | No | Yes |  | No | N. A. | No | N. A. | No | Yes | No | Yes | M. L.: MFG/MD/2021/000369 |  | 1 | SUSHRUT PRODUCTS\ATLAS NAILING SYSTEM\ATLAS IMPLANTS\ATLAS FEMUR NAILS | 0.1869 | Replaced new manufacturing license number MFG/MD/2021/000369 | Y | IM NAILS |  | 1 | No | Yes | Yes | Yes | N. A.
I0109 | I0109.1142 | ATLAS FEMUR NAIL, DIA. 11MM, LENGTH 420MM |  | I0109.0000 | 05 | 2018-06-13 | N. A. | N. A. | N. A. | QPF/I0109 | 04 | 2017-02-28 | N. A. | N. A. | N. A. | PS/I0109.11 | 05 | 2018-12-15 | 2022-12-01 | 2019-12-01 | N. A. | I0109 | TMF-1 | IU/1 | Class C | FINISHED GOODS | ATLAS™ | FEMUR NAIL | DIA. 11MM, LENGTH 420MM | 16 | No | Yes |  | No | N. A. | No | N. A. | No | Yes | No | Yes | M. L.: MFG/MD/2021/000369 |  | 1 | SUSHRUT PRODUCTS\ATLAS NAILING SYSTEM\ATLAS IMPLANTS\ATLAS FEMUR NAILS | 0.1864 | Replaced new manufacturing license number MFG/MD/2021/000369 | N | IM NAILS |  | 1 | No | Yes | Yes | Yes | N. A.
I0109 | I0109.1143 | ATLAS FEMUR NAIL, DIA. 11MM, LENGTH 430MM |  | I0109.0000 | 05 | 2018-06-13 | N. A. | N. A. | N. A. | QPF/I0109 | 04 | 2017-02-28 | N. A. | N. A. | N. A. | PS/I0109.11 | 05 | 2018-12-15 | 2022-12-01 | 2019-12-01 | N. A. | I0109 | TMF-1 | IU/1 | Class C | FINISHED GOODS | ATLAS™ | ATLAS FEMUR NAIL | DIA. 11MM, LENGTH 430MM | 16 | No | Yes |  | No | N. A. | No | N. A. | No | Yes | No | Yes | M. L.: MFG/MD/2021/000369 |  | 1 | SUSHRUT PRODUCTS\ATLAS NAILING SYSTEM\ATLAS IMPLANTS\ATLAS FEMUR NAILS | 0.1972 | Replaced new manufacturing license number MFG/MD/2021/000369 | Y | IM NAILS |  | 1 | No | Yes | Yes | Yes | N. A.
I0109 | I0109.1144 | ATLAS FEMUR NAIL, DIA. 11MM, LENGTH 440MM |  | I0109.0000 | 05 | 2018-06-13 | N. A. | N. A. | N. A. | QPF/I0109 | 04 | 2017-02-28 | N. A. | N. A. | N. A. | PS/I0109.11 | 05 | 2018-12-15 | 2022-12-01 | 2019-12-01 | N. A. | I0109 | TMF-1 | IU/1 | Class C | FINISHED GOODS | ATLAS™ | FEMUR NAIL | DIA. 11MM, LENGTH 440MM | 16 | No | Yes |  | No | N. A. | No | N. A. | No | Yes | No | Yes | M. L.: MFG/MD/2021/000369 |  | 1 | SUSHRUT PRODUCTS\ATLAS NAILING SYSTEM\ATLAS IMPLANTS\ATLAS FEMUR NAILS | 0.187 | Replaced new manufacturing license number MFG/MD/2021/000369 | N | IM NAILS |  | 1 | No | Yes | Yes | Yes | N. A.
I0109 | I0109.1145 | ATLAS FEMUR NAIL, DIA. 11MM, LENGTH 450MM |  | I0109.0000 | 05 | 2018-06-13 | N. A. | N. A. | N. A. | QPF/I0109 | 04 | 2017-02-28 | N. A. | N. A. | N. A. | PS/I0109.11 | 05 | 2018-12-15 | 2022-12-01 | 2019-12-01 | N. A. | I0109 | TMF-1 | IU/1 | Class C | FINISHED GOODS | ATLAS™ | ATLAS FEMUR NAIL | DIA. 11MM, LENGTH 450MM | 16 | No | Yes |  | No | N. A. | No | N. A. | No | Yes | No | Yes | M. L.: MFG/MD/2021/000369 |  | 1 | SUSHRUT PRODUCTS\ATLAS NAILING SYSTEM\ATLAS IMPLANTS\ATLAS FEMUR NAILS | 0 | Replaced new manufacturing license number MFG/MD/2021/000369 | Y | IM NAILS |  | 1 | No | Yes | Yes | Yes | N. A.
I0109 | I0109.1146 | ATLAS FEMUR NAIL, DIA. 11MM, LENGTH 460MM |  | I0109.0000 | 05 | 2018-06-13 | N. A. | N. A. | N. A. | QPF/I0109 | 04 | 2017-02-28 | N. A. | N. A. | N. A. | PS/I0109.11 | 05 | 2018-12-15 | 2022-12-01 | 2019-12-01 | N. A. | I0109 | TMF-1 | IU/1 | Class C | FINISHED GOODS | ATLAS™ | ATLAS FEMUR NAIL | DIA. 11MM, LENGTH 460MM | 16 | No | Yes |  | No | N. A. | No | N. A. | No | Yes | No | Yes | M. L.: MFG/MD/2021/000369 |  | 1 | SUSHRUT PRODUCTS\ATLAS NAILING SYSTEM\ATLAS IMPLANTS\ATLAS FEMUR NAILS | 0.2068 | Replaced new manufacturing license number MFG/MD/2021/000369 | N | IM NAILS |  | 1 | No | Yes | Yes | Yes | N. A.
I0109 | I0109.1230 | ATLAS FEMUR NAIL, DIA. 12MM, LENGTH 300MM |  | I0109.0000 | 05 | 2018-06-13 | N. A. | N. A. | N. A. | QPF/I0109 | 04 | 2017-02-28 | N. A. | N. A. | N. A. | PS/I0109 | N. A. | N. A. | N. A. | N. A. | N. A. | I0109 | TMF-1 | IU/1 | Class C | FINISHED GOODS | ATLAS™ | ATLAS FEMUR NAIL | DIA. 12MM, LENGTH 300MM | 16 | No | Yes |  | No | N. A. | No | N. A. | No | Yes | No | Yes | M. L.: MFG/MD/2021/000369 |  | 1 | SUSHRUT PRODUCTS\ATLAS NAILING SYSTEM\ATLAS IMPLANTS\ATLAS FEMUR NAILS | 0.1501 | Replaced new manufacturing license number MFG/MD/2021/000369 | Y | IM NAILS |  | 1 | No | Yes | Yes | Yes | N. A.
I0109 | I0109.1232 | ATLAS FEMUR NAIL, DIA. 12MM, LENGTH 320MM |  | I0109.0000 | 05 | 2018-06-13 | N. A. | N. A. | N. A. | QPF/I0109 | 04 | 2017-02-28 | N. A. | N. A. | N. A. | PS/I0109.11 | 05 | 2018-12-15 | 2022-12-01 | 2019-12-01 | N. A. | I0109 | TMF-1 | IU/1 | Class C | FINISHED GOODS | ATLAS™ | ATLAS FEMUR NAIL | DIA. 12MM, LENGTH 320MM | 16 | No | Yes |  | No | N. A. | No | N. A. | No | Yes | No | Yes | M. L.: MFG/MD/2021/000369 |  | 1 | SUSHRUT PRODUCTS\ATLAS NAILING SYSTEM\ATLAS IMPLANTS\ATLAS FEMUR NAILS | 0.1597 | Replaced new manufacturing license number MFG/MD/2021/000369 | N | IM NAILS |  | 1 | No | Yes | Yes | Yes | N. A.
I0109 | I0109.1233 | ATLAS FEMUR NAIL, DIA. 12MM, LENGTH 330MM |  | I0109.0000 | 05 | 2018-06-13 | N. A. | N. A. | N. A. | QPF/I0109 | 04 | 2017-02-28 | N. A. | N. A. | N. A. | PS/I0109.11 | 05 | 2018-12-15 | 2022-12-01 | 2019-12-01 | N. A. | I0109 | TMF-1 | IU/1 | Class C | FINISHED GOODS | ATLAS™ | ATLAS FEMUR NAIL | DIA. 12MM, LENGTH 330MM | 16 | No | Yes |  | No | N. A. | No | N. A. | No | Yes | No | Yes | M. L.: MFG/MD/2021/000369 |  | 1 | SUSHRUT PRODUCTS\ATLAS NAILING SYSTEM\ATLAS IMPLANTS\ATLAS FEMUR NAILS | 0 | Replaced new manufacturing license number MFG/MD/2021/000369 | Y | IM NAILS |  | 1 | No | Yes | Yes | Yes | N. A.
I0109 | I0109.1234 | ATLAS FEMUR NAIL, DIA. 12MM, LENGTH 340MM |  | I0109.0000 | 05 | 2018-06-13 | N. A. | N. A. | N. A. | QPF/I0109 | 04 | 2017-02-28 | N. A. | N. A. | N. A. | PS/I0109.11 | 05 | 2018-12-15 | 2022-12-01 | 2019-12-01 | N. A. | I0109 | TMF-1 | IU/1 | Class C | FINISHED GOODS | ATLAS™ | FEMUR NAIL | DIA. 12MM, LENGTH 340MM | 16 | No | Yes |  | No | N. A. | No | N. A. | No | Yes | No | Yes | M. L.: MFG/MD/2021/000369 |  | 1 | SUSHRUT PRODUCTS\ATLAS NAILING SYSTEM\ATLAS IMPLANTS\ATLAS FEMUR NAILS | 0.1688 | Replaced new manufacturing license number MFG/MD/2021/000369 | N | IM NAILS |  | 1 | No | Yes | Yes | Yes | N. A.
I0109 | I0109.1235 | ATLAS FEMUR NAIL, DIA. 12MM, LENGTH 350MM |  | I0109.0000 | 05 | 2018-06-13 | N. A. | N. A. | N. A. | QPF/I0109 | 04 | 2017-02-28 | N. A. | N. A. | N. A. | PS/I0109.11 | 05 | 2018-12-15 | 2022-12-01 | 2019-12-01 | N. A. | I0109 | TMF-1 | IU/1 | Class C | FINISHED GOODS | ATLAS™ | ATLAS FEMUR NAIL | DIA. 12MM, LENGTH 350MM | 16 | No | Yes |  | No | N. A. | No | N. A. | No | Yes | No | Yes | M. L.: MFG/MD/2021/000369 |  | 1 | SUSHRUT PRODUCTS\ATLAS NAILING SYSTEM\ATLAS IMPLANTS\ATLAS FEMUR NAILS | 0 | Replaced new manufacturing license number MFG/MD/2021/000369 | Y | IM NAILS |  | 1 | No | Yes | Yes | Yes | N. A.
I0109 | I0109.1236 | ATLAS FEMUR NAIL, DIA. 12MM, LENGTH 360MM |  | I0109.0000 | 05 | 2018-06-13 | N. A. | N. A. | N. A. | QPF/I0109 | 04 | 2017-02-28 | N. A. | N. A. | N. A. | PS/I0109.11 | 05 | 2018-12-15 | 2022-12-01 | 2019-12-01 | N. A. | I0109 | TMF-1 | IU/1 | Class C | FINISHED GOODS | ATLAS™ | ATLAS FEMUR NAIL | DIA. 12MM, LENGTH 360MM | 16 | No | Yes |  | No | N. A. | No | N. A. | No | Yes | No | Yes | M. L.: MFG/MD/2021/000369 |  | 1 | SUSHRUT PRODUCTS\ATLAS NAILING SYSTEM\ATLAS IMPLANTS\ATLAS FEMUR NAILS | 0.1815 | Replaced new manufacturing license number MFG/MD/2021/000369 | N | IM NAILS |  | 1 | No | Yes | Yes | Yes | N. A.
I0109 | I0109.1237 | ATLAS FEMUR NAIL, DIA. 12MM, LENGTH 370MM |  | I0109.0000 | 05 | 2018-06-13 | N. A. | N. A. | N. A. | QPF/I0109 | 04 | 2017-02-28 | N. A. | N. A. | N. A. | PS/I0109.11 | 05 | 2018-12-15 | 2022-12-01 | 2019-12-01 | N. A. | I0109 | TMF-1 | IU/1 | Class C | FINISHED GOODS | ATLAS™ | ATLAS FEMUR NAIL | DIA. 12MM, LENGTH 370MM | 16 | No | Yes |  | No | N. A. | No | N. A. | No | Yes | No | Yes | M. L.: MFG/MD/2021/000369 |  | 1 | SUSHRUT PRODUCTS\ATLAS NAILING SYSTEM\ATLAS IMPLANTS\ATLAS FEMUR NAILS | 0 | Replaced new manufacturing license number MFG/MD/2021/000369 | Y | IM NAILS |  | 1 | No | Yes | Yes | Yes | N. A.
I0109 | I0109.1238 | ATLAS FEMUR NAIL, DIA. 12MM, LENGTH 380MM |  | I0109.0000 | 05 | 2018-06-13 | N. A. | N. A. | N. A. | QPF/I0109 | 04 | 2017-02-28 | N. A. | N. A. | N. A. | PS/I0109.11 | 05 | 2018-12-15 | 2022-12-01 | 2019-12-01 | N. A. | I0109 | TMF-1 | IU/1 | Class C | FINISHED GOODS | ATLAS™ | FEMUR NAIL | DIA. 12MM, LENGTH 380MM | 16 | No | Yes |  | No | N. A. | No | N. A. | No | Yes | No | Yes | M. L.: MFG/MD/2021/000369 |  | 1 | SUSHRUT PRODUCTS\ATLAS NAILING SYSTEM\ATLAS IMPLANTS\ATLAS FEMUR NAILS | 0.1898 | Replaced new manufacturing license number MFG/MD/2021/000369 | N | IM NAILS |  | 1 | No | Yes | Yes | Yes | N. A.
I0109 | I0109.1239 | ATLAS FEMUR NAIL, DIA. 12MM, LENGTH 390MM |  | I0109.0000 | 05 | 2018-06-13 | N. A. | N. A. | N. A. | QPF/I0109 | 04 | 2017-02-28 | N. A. | N. A. | N. A. | PS/I0109.11 | 05 | 2018-12-15 | 2022-12-01 | 2019-12-01 | N. A. | I0109 | TMF-1 | IU/1 | Class C | FINISHED GOODS | ATLAS™ | ATLAS FEMUR NAIL | DIA. 12MM, LENGTH 390MM | 16 | No | Yes |  | No | N. A. | No | N. A. | No | Yes | No | Yes | M. L.: MFG/MD/2021/000369 |  | 1 | SUSHRUT PRODUCTS\ATLAS NAILING SYSTEM\ATLAS IMPLANTS\ATLAS FEMUR NAILS | 0 | Replaced new manufacturing license number MFG/MD/2021/000369 | Y | IM NAILS |  | 1 | No | Yes | Yes | Yes | N. A.
I0109 | I0109.1240 | ATLAS FEMUR NAIL, DIA. 12MM, LENGTH 400MM |  | I0109.0000 | 05 | 2018-06-13 | N. A. | N. A. | N. A. | QPF/I0109 | 04 | 2017-02-28 | N. A. | N. A. | N. A. | PS/I0109.11 | 05 | 2018-12-15 | 2022-12-01 | 2019-12-01 | N. A. | I0109 | TMF-1 | IU/1 | Class C | FINISHED GOODS | ATLAS™ | FEMUR NAIL | DIA. 12MM, LENGTH 400MM | 16 | No | Yes |  | No | N. A. | No | N. A. | No | Yes | No | Yes | M. L.: MFG/MD/2021/000369 |  | 1 | SUSHRUT PRODUCTS\ATLAS NAILING SYSTEM\ATLAS IMPLANTS\ATLAS FEMUR NAILS | 0.2023 | Replaced new manufacturing license number MFG/MD/2021/000369 | N | IM NAILS |  | 1 | No | Yes | Yes | Yes | N. A.
I0109 | I0109.1241 | ATLAS FEMUR NAIL, DIA. 12MM, LENGTH 410MM |  | I0109.0000 | 05 | 2018-06-13 | N. A. | N. A. | N. A. | QPF/I0109 | 04 | 2017-02-28 | N. A. | N. A. | N. A. | PS/I0109.11 | 05 | 2018-12-15 | 2022-12-01 | 2019-12-01 | N. A. | I0109 | TMF-1 | IU/1 | Class C | FINISHED GOODS | ATLAS™ | ATLAS FEMUR NAIL | DIA. 12MM, LENGTH 410MM | 16 | No | Yes |  | No | N. A. | No | N. A. | No | Yes | No | Yes | M. L.: MFG/MD/2021/000369 |  | 1 | SUSHRUT PRODUCTS\ATLAS NAILING SYSTEM\ATLAS IMPLANTS\ATLAS FEMUR NAILS | 0.2061 | Replaced new manufacturing license number MFG/MD/2021/000369 | Y | IM NAILS |  | 1 | No | Yes | Yes | Yes | N. A.
I0109 | I0109.1242 | ATLAS FEMUR NAIL, DIA. 12MM, LENGTH 420MM |  | I0109.0000 | 05 | 2018-06-13 | N. A. | N. A. | N. A. | QPF/I0109 | 04 | 2017-02-28 | N. A. | N. A. | N. A. | PS/I0109.11 | 05 | 2018-12-15 | 2022-12-01 | 2019-12-01 | N. A. | I0109 | TMF-1 | IU/1 | Class C | FINISHED GOODS | ATLAS™ | FEMUR NAIL | DIA. 12MM, LENGTH 420MM | 16 | No | Yes |  | No | N. A. | No | N. A. | No | Yes | No | Yes | M. L.: MFG/MD/2021/000369 |  | 1 | SUSHRUT PRODUCTS\ATLAS NAILING SYSTEM\ATLAS IMPLANTS\ATLAS FEMUR NAILS | 0.2157 | Replaced new manufacturing license number MFG/MD/2021/000369 | N | IM NAILS |  | 1 | No | Yes | Yes | Yes | N. A.
I0109 | I0109.1243 | ATLAS FEMUR NAIL, DIA. 12MM, LENGTH 430MM |  | I0109.0000 | 05 | 2018-06-13 | N. A. | N. A. | N. A. | QPF/I0109 | 04 | 2017-02-28 | N. A. | N. A. | N. A. | PS/I0109.11 | 05 | 2018-12-15 | 2022-12-01 | 2019-12-01 | N. A. | I0109 | TMF-1 | IU/1 | Class C | FINISHED GOODS | ATLAS™ | ATLAS FEMUR NAIL | DIA. 12MM, LENGTH 430MM | 16 | No | Yes |  | No | N. A. | No | N. A. | No | Yes | No | Yes | M. L.: MFG/MD/2021/000369 |  | 1 | SUSHRUT PRODUCTS\ATLAS NAILING SYSTEM\ATLAS IMPLANTS\ATLAS FEMUR NAILS | 0.5159 | Replaced new manufacturing license number MFG/MD/2021/000369 | Y | IM NAILS |  | 1 | No | Yes | Yes | Yes | N. A.
I0109 | I0109.1244 | ATLAS FEMUR NAIL, DIA. 12MM, LENGTH 440MM |  | I0109.0000 | 05 | 2018-06-13 | N. A. | N. A. | N. A. | QPF/I0109 | 04 | 2017-02-28 | N. A. | N. A. | N. A. | PS/I0109.11 | 05 | 2018-12-15 | 2022-12-01 | 2019-12-01 | N. A. | I0109 | TMF-1 | IU/1 | Class C | FINISHED GOODS | ATLAS™ | ATLAS FEMUR NAIL | DIA. 12MM, LENGTH 440MM | 16 | No | Yes |  | No | N. A. | No | N. A. | No | Yes | No | Yes | M. L.: MFG/MD/2021/000369 |  | 1 | SUSHRUT PRODUCTS\ATLAS NAILING SYSTEM\ATLAS IMPLANTS\ATLAS FEMUR NAILS | 0.2194 | Replaced new manufacturing license number MFG/MD/2021/000369 | N | IM NAILS |  | 1 | No | Yes | Yes | Yes | N. A.
I0109 | I0109.1245 | ATLAS FEMUR NAIL, DIA. 12MM, LENGTH 450MM |  | I0109.0000 | 05 | 2018-06-13 | N. A. | N. A. | N. A. | QPF/I0109 | 04 | 2017-02-28 | N. A. | N. A. | N. A. | PS/I0109.11 | 05 | 2018-12-15 | 2022-12-01 | 2019-12-01 | N. A. | I0109 | TMF-1 | IU/1 | Class C | FINISHED GOODS | ATLAS™ | ATLAS FEMUR NAIL | DIA. 12MM, LENGTH 450MM | 16 | No | Yes |  | No | N. A. | No | N. A. | No | Yes | No | Yes | M. L.: MFG/MD/2021/000369 |  | 1 | SUSHRUT PRODUCTS\ATLAS NAILING SYSTEM\ATLAS IMPLANTS\ATLAS FEMUR NAILS | 0 | Replaced new manufacturing license number MFG/MD/2021/000369 | Y | IM NAILS |  | 1 | No | Yes | Yes | Yes | N. A.
I0109 | I0109.1246 | ATLAS FEMUR NAIL, DIA. 12MM, LENGTH 460MM |  | I0109.0000 | 05 | 2018-06-13 | N. A. | N. A. | N. A. | QPF/I0109 | 04 | 2017-02-28 | N. A. | N. A. | N. A. | PS/I0109.11 | 05 | 2018-12-15 | 2022-12-01 | 2019-12-01 | N. A. | I0109 | TMF-1 | IU/1 | Class C | FINISHED GOODS | ATLAS™ | ATLAS FEMUR NAIL | DIA. 12MM, LENGTH 460MM | 16 | No | Yes |  | No | N. A. | No | N. A. | No | Yes | No | Yes | M. L.: MFG/MD/2021/000369 |  | 1 | SUSHRUT PRODUCTS\ATLAS NAILING SYSTEM\ATLAS IMPLANTS\ATLAS FEMUR NAILS | 0.2317 | Replaced new manufacturing license number MFG/MD/2021/000369 | N | IM NAILS |  | 1 | No | Yes | Yes | Yes | N. A.
I0109 | I0109.1330 | ATLAS FEMUR NAIL, DIA. 13MM, LENGTH 300MM |  | I0109.0000 | 05 | 2018-06-13 | N. A. | N. A. | N. A. | QPF/I0109 | 04 | 2017-02-28 | N. A. | N. A. | N. A. | PS/I0109 | N. A. | N. A. | N. A. | N. A. | N. A. | I0109 | TMF-1 | IU/1 | Class C | FINISHED GOODS | ATLAS™ | ATLAS FEMUR NAIL | DIA. 13MM, LENGTH 300MM | 16 | No | Yes |  | No | N. A. | No | N. A. | No | Yes | No | Yes | M. L.: MFG/MD/2021/000369 |  | 1 | SUSHRUT PRODUCTS\ATLAS NAILING SYSTEM\ATLAS IMPLANTS\ATLAS FEMUR NAILS | 0 | Replaced new manufacturing license number MFG/MD/2021/000369 | Y | IM NAILS |  | 1 | No | Yes | Yes | Yes | N. A.
I0109 | I0109.1332 | ATLAS FEMUR NAIL, DIA. 13MM, LENGTH 320MM |  | I0109.0000 | 05 | 2018-06-13 | N. A. | N. A. | N. A. | QPF/I0109 | 04 | 2017-02-28 | N. A. | N. A. | N. A. | PS/I0109.11 | 05 | 2018-12-15 | 2022-12-01 | 2019-12-01 | N. A. | I0109 | TMF-1 | IU/1 | Class C | FINISHED GOODS | ATLAS™ | ATLAS FEMUR NAIL | DIA. 13MM, LENGTH 320MM | 16 | No | Yes |  | No | N. A. | No | N. A. | No | Yes | No | Yes | M. L.: MFG/MD/2021/000369 |  | 1 | SUSHRUT PRODUCTS\ATLAS NAILING SYSTEM\ATLAS IMPLANTS\ATLAS FEMUR NAILS | 0 | Replaced new manufacturing license number MFG/MD/2021/000369 | Y | IM NAILS |  | 1 | No | Yes | Yes | Yes | N. A.
I0109 | I0109.1333 | ATLAS FEMUR NAIL, DIA. 13MM, LENGTH 330MM |  | I0109.0000 | 05 | 2018-06-13 | N. A. | N. A. | N. A. | QPF/I0109 | 04 | 2017-02-28 | N. A. | N. A. | N. A. | PS/I0109.11 | 05 | 2018-12-15 | 2022-12-01 | 2019-12-01 | N. A. | I0109 | TMF-1 | IU/1 | Class C | FINISHED GOODS | ATLAS™ | ATLAS FEMUR NAIL | DIA. 13MM, LENGTH 330MM | 16 | No | Yes |  | No | N. A. | No | N. A. | No | Yes | No | Yes | M. L.: MFG/MD/2021/000369 |  | 1 | SUSHRUT PRODUCTS\ATLAS NAILING SYSTEM\ATLAS IMPLANTS\ATLAS FEMUR NAILS | 0 | Replaced new manufacturing license number MFG/MD/2021/000369 | Y | IM NAILS |  | 1 | No | Yes | Yes | Yes | N. A.
I0109 | I0109.1334 | ATLAS FEMUR NAIL, DIA. 13MM, LENGTH 340MM |  | I0109.0000 | 05 | 2018-06-13 | N. A. | N. A. | N. A. | QPF/I0109 | 04 | 2017-02-28 | N. A. | N. A. | N. A. | PS/I0109.11 | 05 | 2018-12-15 | 2022-12-01 | 2019-12-01 | N. A. | I0109 | TMF-1 | IU/1 | Class C | FINISHED GOODS | ATLAS™ | ATLAS FEMUR NAIL | DIA. 13MM, LENGTH 340MM | 16 | No | Yes |  | No | N. A. | No | N. A. | No | Yes | No | Yes | M. L.: MFG/MD/2021/000369 |  | 1 | SUSHRUT PRODUCTS\ATLAS NAILING SYSTEM\ATLAS IMPLANTS\ATLAS FEMUR NAILS | 0 | Replaced new manufacturing license number MFG/MD/2021/000369 | Y | IM NAILS |  | 1 | No | Yes | Yes | Yes | N. A.
I0109 | I0109.1335 | ATLAS FEMUR NAIL, DIA. 13MM, LENGTH 350MM |  | I0109.0000 | 05 | 2018-06-13 | N. A. | N. A. | N. A. | QPF/I0109 | 04 | 2017-02-28 | N. A. | N. A. | N. A. | PS/I0109.11 | 05 | 2018-12-15 | 2022-12-01 | 2019-12-01 | N. A. | I0109 | TMF-1 | IU/1 | Class C | FINISHED GOODS | ATLAS™ | ATLAS FEMUR NAIL | DIA. 13MM, LENGTH 350MM | 16 | No | Yes |  | No | N. A. | No | N. A. | No | Yes | No | Yes | M. L.: MFG/MD/2021/000369 |  | 1 | SUSHRUT PRODUCTS\ATLAS NAILING SYSTEM\ATLAS IMPLANTS\ATLAS FEMUR NAILS | 0 | Replaced new manufacturing license number MFG/MD/2021/000369 | Y | IM NAILS |  | 1 | No | Yes | Yes | Yes | N. A.
I0109 | I0109.1336 | ATLAS FEMUR NAIL, DIA. 13MM, LENGTH 360MM |  | I0109.0000 | 05 | 2018-06-13 | N. A. | N. A. | N. A. | QPF/I0109 | 04 | 2017-02-28 | N. A. | N. A. | N. A. | PS/I0109.11 | 05 | 2018-12-15 | 2022-12-01 | 2019-12-01 | N. A. | I0109 | TMF-1 | IU/1 | Class C | FINISHED GOODS | ATLAS™ | ATLAS FEMUR NAIL | DIA. 13MM, LENGTH 360MM | 16 | No | Yes |  | No | N. A. | No | N. A. | No | Yes | No | Yes | M. L.: MFG/MD/2021/000369 |  | 1 | SUSHRUT PRODUCTS\ATLAS NAILING SYSTEM\ATLAS IMPLANTS\ATLAS FEMUR NAILS | 0 | Replaced new manufacturing license number MFG/MD/2021/000369 | Y | IM NAILS |  | 1 | No | Yes | Yes | Yes | N. A.
I0109 | I0109.1337 | ATLAS FEMUR NAIL, DIA. 13MM, LENGTH 370MM |  | I0109.0000 | 05 | 2018-06-13 | N. A. | N. A. | N. A. | QPF/I0109 | 04 | 2017-02-28 | N. A. | N. A. | N. A. | PS/I0109.11 | 05 | 2018-12-15 | 2022-12-01 | 2019-12-01 | N. A. | I0109 | TMF-1 | IU/1 | Class C | FINISHED GOODS | ATLAS™ | ATLAS FEMUR NAIL | DIA. 13MM, LENGTH 370MM | 16 | No | Yes |  | No | N. A. | No | N. A. | No | Yes | No | Yes | M. L.: MFG/MD/2021/000369 |  | 1 | SUSHRUT PRODUCTS\ATLAS NAILING SYSTEM\ATLAS IMPLANTS\ATLAS FEMUR NAILS | 0 | Replaced new manufacturing license number MFG/MD/2021/000369 | Y | IM NAILS |  | 1 | No | Yes | Yes | Yes | N. A.
I0109 | I0109.1338 | ATLAS FEMUR NAIL, DIA. 13MM, LENGTH 380MM |  | I0109.0000 | 05 | 2018-06-13 | N. A. | N. A. | N. A. | QPF/I0109 | 04 | 2017-02-28 | N. A. | N. A. | N. A. | PS/I0109.11 | 05 | 2018-12-15 | 2022-12-01 | 2019-12-01 | N. A. | I0109 | TMF-1 | IU/1 | Class C | FINISHED GOODS | ATLAS™ | ATLAS FEMUR NAIL | DIA. 13MM, LENGTH 380MM | 16 | No | Yes |  | No | N. A. | No | N. A. | No | Yes | No | Yes | M. L.: MFG/MD/2021/000369 |  | 1 | SUSHRUT PRODUCTS\ATLAS NAILING SYSTEM\ATLAS IMPLANTS\ATLAS FEMUR NAILS | 0 | Replaced new manufacturing license number MFG/MD/2021/000369 | Y | IM NAILS |  | 1 | No | Yes | Yes | Yes | N. A.
I0109 | I0109.1339 | ATLAS FEMUR NAIL, DIA. 13MM, LENGTH 390MM |  | I0109.0000 | 05 | 2018-06-13 | N. A. | N. A. | N. A. | QPF/I0109 | 04 | 2017-02-28 | N. A. | N. A. | N. A. | PS/I0109.11 | 05 | 2018-12-15 | 2022-12-01 | 2019-12-01 | N. A. | I0109 | TMF-1 | IU/1 | Class C | FINISHED GOODS | ATLAS™ | ATLAS FEMUR NAIL | DIA. 13MM, LENGTH 390MM | 16 | No | Yes |  | No | N. A. | No | N. A. | No | Yes | No | Yes | M. L.: MFG/MD/2021/000369 |  | 1 | SUSHRUT PRODUCTS\ATLAS NAILING SYSTEM\ATLAS IMPLANTS\ATLAS FEMUR NAILS | 0 | Replaced new manufacturing license number MFG/MD/2021/000369 | Y | IM NAILS |  | 1 | No | Yes | Yes | Yes | N. A.
I0109 | I0109.1340 | ATLAS FEMUR NAIL, DIA. 13MM, LENGTH 400MM |  | I0109.0000 | 05 | 2018-06-13 | N. A. | N. A. | N. A. | QPF/I0109 | 04 | 2017-02-28 | N. A. | N. A. | N. A. | PS/I0109.11 | 05 | 2018-12-15 | 2022-12-01 | 2019-12-01 | N. A. | I0109 | TMF-1 | IU/1 | Class C | FINISHED GOODS | ATLAS™ | ATLAS FEMUR NAIL | DIA. 13MM, LENGTH 400MM | 16 | No | Yes |  | No | N. A. | No | N. A. | No | Yes | No | Yes | M. L.: MFG/MD/2021/000369 |  | 1 | SUSHRUT PRODUCTS\ATLAS NAILING SYSTEM\ATLAS IMPLANTS\ATLAS FEMUR NAILS | 0 | Replaced new manufacturing license number MFG/MD/2021/000369 | Y | IM NAILS |  | 1 | No | Yes | Yes | Yes | N. A.
I0109 | I0109.1341 | ATLAS FEMUR NAIL, DIA. 13MM, LENGTH 410MM |  | I0109.0000 | 05 | 2018-06-13 | N. A. | N. A. | N. A. | QPF/I0109 | 04 | 2017-02-28 | N. A. | N. A. | N. A. | PS/I0109.11 | 05 | 2018-12-15 | 2022-12-01 | 2019-12-01 | N. A. | I0109 | TMF-1 | IU/1 | Class C | FINISHED GOODS | ATLAS™ | ATLAS FEMUR NAIL | DIA. 13MM, LENGTH 410MM | 16 | No | Yes |  | No | N. A. | No | N. A. | No | Yes | No | Yes | M. L.: MFG/MD/2021/000369 |  | 1 | SUSHRUT PRODUCTS\ATLAS NAILING SYSTEM\ATLAS IMPLANTS\ATLAS FEMUR NAILS | 0 | Replaced new manufacturing license number MFG/MD/2021/000369 | Y | IM NAILS |  | 1 | No | Yes | Yes | Yes | N. A.
I0109 | I0109.1342 | ATLAS FEMUR NAIL, DIA. 13MM, LENGTH 420MM |  | I0109.0000 | 05 | 2018-06-13 | N. A. | N. A. | N. A. | QPF/I0109 | 04 | 2017-02-28 | N. A. | N. A. | N. A. | PS/I0109.11 | 05 | 2018-12-15 | 2022-12-01 | 2019-12-01 | N. A. | I0109 | TMF-1 | IU/1 | Class C | FINISHED GOODS | ATLAS™ | ATLAS FEMUR NAIL | DIA. 13MM, LENGTH 420MM | 16 | No | Yes |  | No | N. A. | No | N. A. | No | Yes | No | Yes | M. L.: MFG/MD/2021/000369 |  | 1 | SUSHRUT PRODUCTS\ATLAS NAILING SYSTEM\ATLAS IMPLANTS\ATLAS FEMUR NAILS | 0 | Replaced new manufacturing license number MFG/MD/2021/000369 | Y | IM NAILS |  | 1 | No | Yes | Yes | Yes | N. A.
I0109 | I0109.1343 | ATLAS FEMUR NAIL, DIA. 13MM, LENGTH 430MM |  | I0109.0000 | 05 | 2018-06-13 | N. A. | N. A. | N. A. | QPF/I0109 | 04 | 2017-02-28 | N. A. | N. A. | N. A. | PS/I0109.11 | 05 | 2018-12-15 | 2022-12-01 | 2019-12-01 | N. A. | I0109 | TMF-1 | IU/1 | Class C | FINISHED GOODS | ATLAS™ | ATLAS FEMUR NAIL | DIA. 13MM, LENGTH 430MM | 16 | No | Yes |  | No | N. A. | No | N. A. | No | Yes | No | Yes | M. L.: MFG/MD/2021/000369 |  | 1 | SUSHRUT PRODUCTS\ATLAS NAILING SYSTEM\ATLAS IMPLANTS\ATLAS FEMUR NAILS | 0 | Replaced new manufacturing license number MFG/MD/2021/000369 | Y | IM NAILS |  | 1 | No | Yes | Yes | Yes | N. A.
I0109 | I0109.1344 | ATLAS FEMUR NAIL, DIA. 13MM, LENGTH 440MM |  | I0109.0000 | 05 | 2018-06-13 | N. A. | N. A. | N. A. | QPF/I0109 | 04 | 2017-02-28 | N. A. | N. A. | N. A. | PS/I0109.11 | 05 | 2018-12-15 | 2022-12-01 | 2019-12-01 | N. A. | I0109 | TMF-1 | IU/1 | Class C | FINISHED GOODS | ATLAS™ | ATLAS FEMUR NAIL | DIA. 13MM, LENGTH 440MM | 16 | No | Yes |  | No | N. A. | No | N. A. | No | Yes | No | Yes | M. L.: MFG/MD/2021/000369 |  | 1 | SUSHRUT PRODUCTS\ATLAS NAILING SYSTEM\ATLAS IMPLANTS\ATLAS FEMUR NAILS | 0 | Replaced new manufacturing license number MFG/MD/2021/000369 | Y | IM NAILS |  | 1 | No | Yes | Yes | Yes | N. A.
I0109 | I0109.1345 | ATLAS FEMUR NAIL, DIA. 13MM, LENGTH 450MM |  | I0109.0000 | 05 | 2018-06-13 | N. A. | N. A. | N. A. | QPF/I0109 | 04 | 2017-02-28 | N. A. | N. A. | N. A. | PS/I0109.11 | 05 | 2018-12-15 | 2022-12-01 | 2019-12-01 | N. A. | I0109 | TMF-1 | IU/1 | Class C | FINISHED GOODS | ATLAS™ | ATLAS FEMUR NAIL | DIA. 13MM, LENGTH 450MM | 16 | No | Yes |  | No | N. A. | No | N. A. | No | Yes | No | Yes | M. L.: MFG/MD/2021/000369 |  | 1 | SUSHRUT PRODUCTS\ATLAS NAILING SYSTEM\ATLAS IMPLANTS\ATLAS FEMUR NAILS | 0 | Replaced new manufacturing license number MFG/MD/2021/000369 | Y | IM NAILS |  | 1 | No | Yes | Yes | Yes | N. A.
I0109 | I0109.1346 | ATLAS FEMUR NAIL, DIA. 13MM, LENGTH 460MM |  | I0109.0000 | 05 | 2018-06-13 | N. A. | N. A. | N. A. | QPF/I0109 | 04 | 2017-02-28 | N. A. | N. A. | N. A. | PS/I0109.11 | 05 | 2018-12-15 | 2022-12-01 | 2019-12-01 | N. A. | I0109 | TMF-1 | IU/1 | Class C | FINISHED GOODS | ATLAS™ | ATLAS FEMUR NAIL | DIA. 13MM, LENGTH 460MM | 16 | No | Yes |  | No | N. A. | No | N. A. | No | Yes | No | Yes | M. L.: MFG/MD/2021/000369 |  | 1 | SUSHRUT PRODUCTS\ATLAS NAILING SYSTEM\ATLAS IMPLANTS\ATLAS FEMUR NAILS | 0 | Replaced new manufacturing license number MFG/MD/2021/000369 | Y | IM NAILS |  | 1 | No | Yes | Yes | Yes | N. A.
I0115 | I0115.0800 | END CAP, ATLAS, FOR FEMUR AND TIBIA NAILS DIA. 8, 9, 10 & 11 |  | I0115.0000 | 00 | 2006-06-07 | N. A. | N. A. | N. A. | QPF/I0115 | 00 | 2008-10-01 | N. A. | N. A. | N. A. | PS/I0115 | 01 | 2018-11-22 | 2022-12-07 | 2019-12-08 | N. A. | I0115 | TMF-1 | IU/1 | Class C | FINISHED GOODS | ATLAS™ | END CAP | FOR FEMUR AND TIBIA NAIL DIA. 8, 9, 10 & 11 | 16 | No | Yes |  | No | N. A. | No | N. A. | No | Yes | No | Yes | M. L.: MFG/MD/2021/000369 |  | 1 | SUSHRUT PRODUCTS\ATLAS NAILING SYSTEM\ATLAS IMPLANTS\ATLAS OTHER IMPLENTS | 0 | Replaced new manufacturing license number MFG/MD/2021/000369 | N | IM NAILS |  | 1 | No | Yes | Yes | Yes | N. A.
I0115 | I0115.1000 | END CAP FOR ATLAS FEMUR/TIBIA NAILS, DIA 12 & 13 |  | I0115.0000 | 00 | 2006-06-07 | N. A. | N. A. | N. A. | QPF/I0115 | 00 | 2008-10-01 | N. A. | N. A. | N. A. | PS/I0115 | 01 | 2018-11-22 | 2022-12-07 | 2019-12-08 | N. A. | I0115 | TMF-1 | IU/1 | Class C | FINISHED GOODS | ATLAS™ | END CAP FOR ATLAS FEMUR/TIBIA NAILS | DIA 12 & 13 | 16 | No | Yes |  | No | N. A. | No | N. A. | No | Yes | No | Yes | M. L.: MFG/MD/2021/000369 |  | 1 | SUSHRUT PRODUCTS\ATLAS NAILING SYSTEM\ATLAS IMPLANTS\ATLAS OTHER IMPLENTS | 0 | Replaced new manufacturing license number MFG/MD/2021/000369 | N | IM NAILS |  | 1 | No | Yes | Yes | Yes | N. A.
I0116 | I0116.0827 | ATLAS UNREAMED TIBIA NAIL, (ML), DIA. 8MM, LENGTH 270MM |  | I0116.0800 | 03 | 2018-06-09 | N. A. | N. A. | N. A. | QPF/I0116 | 02 | 2017-11-21 | N. A. | N. A. | N. A. | PS/I0116 | N. A. | N. A. | N. A. | N. A. | N. A. | I0116 | TMF-1 | IU/1 | Class C | FINISHED GOODS | ATLAS™ | ATLAS UNREAMED TIBIA NAIL, (ML) | DIA. 8MM, LENGTH 270MM | 16 | No | Yes |  | No | N. A. | No | N. A. | No | Yes | No | Yes | M. L.: MFG/MD/2021/000369 |  | 1 | SUSHRUT PRODUCTS\ATLAS NAILING SYSTEM\ATLAS IMPLANTS\ATLAS TIBIA NAILS | 0 | Replaced new manufacturing license number MFG/MD/2021/000369 | Y | IM NAILS |  | 1 | No | Yes | Yes | Yes | N. A.
I0116 | I0116.0828 | ATLAS UNREAMED TIBIA NAIL, (ML), DIA. 8MM, LENGTH 280MM |  | I0116.0800 | 03 | 2018-06-09 | N. A. | N. A. | N. A. | QPF/I0116 | 02 | 2017-11-21 | N. A. | N. A. | N. A. | PS/I0116 | N. A. | N. A. | N. A. | N. A. | N. A. | I0116 | TMF-1 | IU/1 | Class C | FINISHED GOODS | ATLAS™ | UNREAMED TIBIA NAIL (ML) | DIA. 8MM, LENGTH 280MM | 16 | No | Yes |  | No | N. A. | No | N. A. | No | Yes | No | Yes | M. L.: MFG/MD/2021/000369 |  | 1 | SUSHRUT PRODUCTS\ATLAS NAILING SYSTEM\ATLAS IMPLANTS\ATLAS TIBIA NAILS | 0 | Replaced new manufacturing license number MFG/MD/2021/000369 | N | IM NAILS |  | 1 | No | Yes | Yes | Yes | N. A.
I0116 | I0116.0829 | ATLAS UNREAMED TIBIA NAIL, (ML), DIA. 8MM, LENGTH 290MM |  | I0116.0800 | 03 | 2018-06-09 | N. A. | N. A. | N. A. | QPF/I0116 | 02 | 2017-11-21 | N. A. | N. A. | N. A. | PS/I0116 | N. A. | N. A. | N. A. | N. A. | N. A. | I0116 | TMF-1 | IU/1 | Class C | FINISHED GOODS | ATLAS™ | ATLAS UNREAMED TIBIA NAIL, (ML) | DIA. 8MM, LENGTH 290MM | 16 | No | Yes |  | No | N. A. | No | N. A. | No | Yes | No | Yes | M. L.: MFG/MD/2021/000369 |  | 1 | SUSHRUT PRODUCTS\ATLAS NAILING SYSTEM\ATLAS IMPLANTS\ATLAS TIBIA NAILS | 0 | Replaced new manufacturing license number MFG/MD/2021/000369 | Y | IM NAILS |  | 1 | No | Yes | Yes | Yes | N. A.
I0116 | I0116.0830 | ATLAS UNREAMED TIBIA NAIL, (ML), DIA. 8MM, LENGTH 300MM |  | I0116.0800 | 03 | 2018-06-09 | N. A. | N. A. | N. A. | QPF/I0116 | 02 | 2017-11-21 | N. A. | N. A. | N. A. | PS/I0116 | N. A. | N. A. | N. A. | N. A. | N. A. | I0116 | TMF-1 | IU/1 | Class C | FINISHED GOODS | ATLAS™ | UNREAMED TIBIA NAIL (ML) | DIA. 8MM, LENGTH 300MM | 16 | No | Yes |  | No | N. A. | No | N. A. | No | Yes | No | Yes | M. L.: MFG/MD/2021/000369 |  | 1 | SUSHRUT PRODUCTS\ATLAS NAILING SYSTEM\ATLAS IMPLANTS\ATLAS TIBIA NAILS | 0 | Replaced new manufacturing license number MFG/MD/2021/000369 | N | IM NAILS |  | 1 | No | Yes | Yes | Yes | N. A.
I0116 | I0116.0831 | ATLAS UNREAMED TIBIA NAIL, (ML), DIA. 8MM, LENGTH 310MM |  | I0116.0800 | 03 | 2018-06-09 | N. A. | N. A. | N. A. | QPF/I0116 | 02 | 2017-11-21 | N. A. | N. A. | N. A. | PS/I0116 | N. A. | N. A. | N. A. | N. A. | N. A. | I0116 | TMF-1 | IU/1 | Class C | FINISHED GOODS | ATLAS™ | ATLAS UNREAMED TIBIA NAIL, (ML) | DIA. 8MM, LENGTH 310MM | 16 | No | Yes |  | No | N. A. | No | N. A. | No | Yes | No | Yes | M. L.: MFG/MD/2021/000369 |  | 1 | SUSHRUT PRODUCTS\ATLAS NAILING SYSTEM\ATLAS IMPLANTS\ATLAS TIBIA NAILS | 0 | Replaced new manufacturing license number MFG/MD/2021/000369 | Y | IM NAILS |  | 1 | No | Yes | Yes | Yes | N. A.
I0116 | I0116.0832 | ATLAS UNREAMED TIBIA NAIL, (ML), DIA. 8MM, LENGTH 320MM |  | I0116.0800 | 03 | 2018-06-09 | N. A. | N. A. | N. A. | QPF/I0116 | 02 | 2017-11-21 | N. A. | N. A. | N. A. | PS/I0116 | N. A. | N. A. | N. A. | N. A. | N. A. | I0116 | TMF-1 | IU/1 | Class C | FINISHED GOODS | ATLAS™ | UNREAMED TIBIA NAIL (ML) | DIA. 8MM, LENGTH 320MM | 16 | No | Yes |  | No | N. A. | No | N. A. | No | Yes | No | Yes | M. L.: MFG/MD/2021/000369 |  | 1 | SUSHRUT PRODUCTS\ATLAS NAILING SYSTEM\ATLAS IMPLANTS\ATLAS TIBIA NAILS | 0 | Replaced new manufacturing license number MFG/MD/2021/000369 | N | IM NAILS |  | 1 | No | Yes | Yes | Yes | N. A.
I0116 | I0116.0833 | ATLAS UNREAMED TIBIA NAIL, (ML), DIA. 8MM, LENGTH 330MM |  | I0116.0800 | 03 | 2018-06-09 | N. A. | N. A. | N. A. | QPF/I0116 | 02 | 2017-11-21 | N. A. | N. A. | N. A. | PS/I0116 | N. A. | N. A. | N. A. | N. A. | N. A. | I0116 | TMF-1 | IU/1 | Class C | FINISHED GOODS | ATLAS™ | UNREAMED TIBIA NAIL (ML) | DIA. 8MM, LENGTH 330MM | 16 | No | Yes |  | No | N. A. | No | N. A. | No | Yes | No | Yes | M. L.: MFG/MD/2021/000369 |  | 1 | SUSHRUT PRODUCTS\ATLAS NAILING SYSTEM\ATLAS IMPLANTS\ATLAS TIBIA NAILS | 0 | Replaced new manufacturing license number MFG/MD/2021/000369 | Y | IM NAILS |  | 1 | No | Yes | Yes | Yes | N. A.
I0116 | I0116.0834 | ATLAS UNREAMED TIBIA NAIL, (ML), DIA. 8MM, LENGTH 340MM |  | I0116.0800 | 03 | 2018-06-09 | N. A. | N. A. | N. A. | QPF/I0116 | 02 | 2017-11-21 | N. A. | N. A. | N. A. | PS/I0116 | N. A. | N. A. | N. A. | N. A. | N. A. | I0116 | TMF-1 | IU/1 | Class C | FINISHED GOODS | ATLAS™ | ATLAS UNREAMED TIBIA NAIL, (ML) | DIA. 8MM, LENGTH 340MM | 16 | No | Yes |  | No | N. A. | No | N. A. | No | Yes | No | Yes | M. L.: MFG/MD/2021/000369 |  | 1 | SUSHRUT PRODUCTS\ATLAS NAILING SYSTEM\ATLAS IMPLANTS\ATLAS TIBIA NAILS | 0 | Replaced new manufacturing license number MFG/MD/2021/000369 | N | IM NAILS |  | 1 | No | Yes | Yes | Yes | N. A.
I0116 | I0116.0835 | ATLAS UNREAMED TIBIA NAIL, (ML), DIA. 8MM, LENGTH 350MM |  | I0116.0800 | 03 | 2018-06-09 | N. A. | N. A. | N. A. | QPF/I0116 | 02 | 2017-11-21 | N. A. | N. A. | N. A. | PS/I0116 | N. A. | N. A. | N. A. | N. A. | N. A. | I0116 | TMF-1 | IU/1 | Class C | FINISHED GOODS | ATLAS™ | ATLAS UNREAMED TIBIA NAIL, (ML) | DIA. 8MM, LENGTH 350MM | 16 | No | Yes |  | No | N. A. | No | N. A. | No | Yes | No | Yes | M. L.: MFG/MD/2021/000369 |  | 1 | SUSHRUT PRODUCTS\ATLAS NAILING SYSTEM\ATLAS IMPLANTS\ATLAS TIBIA NAILS | 0 | Replaced new manufacturing license number MFG/MD/2021/000369 | Y | IM NAILS |  | 1 | No | Yes | Yes | Yes | N. A.
I0116 | I0116.0836 | ATLAS UNREAMED TIBIA NAIL, (ML), DIA. 8MM, LENGTH 360MM |  | I0116.0800 | 03 | 2018-06-09 | N. A. | N. A. | N. A. | QPF/I0116 | 02 | 2017-11-21 | N. A. | N. A. | N. A. | PS/I0116 | N. A. | N. A. | N. A. | N. A. | N. A. | I0116 | TMF-1 | IU/1 | Class C | FINISHED GOODS | ATLAS™ | ATLAS UNREAMED TIBIA NAIL, (ML) | DIA. 8MM, LENGTH 360MM | 16 | No | Yes |  | No | N. A. | No | N. A. | No | Yes | No | Yes | M. L.: MFG/MD/2021/000369 |  | 1 | SUSHRUT PRODUCTS\ATLAS NAILING SYSTEM\ATLAS IMPLANTS\ATLAS TIBIA NAILS | 0 | Replaced new manufacturing license number MFG/MD/2021/000369 | N | IM NAILS |  | 1 | No | Yes | Yes | Yes | N. A.
I0116 | I0116.0837 | ATLAS UNREAMED TIBIA NAIL, (ML), DIA. 8MM, LENGTH 370MM |  | I0116.0800 | 03 | 2018-06-09 | N. A. | N. A. | N. A. | QPF/I0116 | 02 | 2017-11-21 | N. A. | N. A. | N. A. | PS/I0116 | N. A. | N. A. | N. A. | N. A. | N. A. | I0116 | TMF-1 | IU/1 | Class C | FINISHED GOODS | ATLAS™ | ATLAS UNREAMED TIBIA NAIL, (ML) | DIA. 8MM, LENGTH 370MM | 16 | No | Yes |  | No | N. A. | No | N. A. | No | Yes | No | Yes | M. L.: MFG/MD/2021/000369 |  | 1 | SUSHRUT PRODUCTS\ATLAS NAILING SYSTEM\ATLAS IMPLANTS\ATLAS TIBIA NAILS | 0 | Replaced new manufacturing license number MFG/MD/2021/000369 | Y | IM NAILS |  | 1 | No | Yes | Yes | Yes | N. A.
I0116 | I0116.0838 | ATLAS UNREAMED TIBIA NAIL, (ML), DIA. 8MM, LENGTH 380MM |  | I0116.0800 | 03 | 2018-06-09 | N. A. | N. A. | N. A. | QPF/I0116 | 02 | 2017-11-21 | N. A. | N. A. | N. A. | PS/I0116 | N. A. | N. A. | N. A. | N. A. | N. A. | I0116 | TMF-1 | IU/1 | Class C | FINISHED GOODS | ATLAS™ | ATLAS UNREAMED TIBIA NAIL, (ML) | DIA. 8MM, LENGTH 380MM | 16 | No | Yes |  | No | N. A. | No | N. A. | No | Yes | No | Yes | M. L.: MFG/MD/2021/000369 |  | 1 | SUSHRUT PRODUCTS\ATLAS NAILING SYSTEM\ATLAS IMPLANTS\ATLAS TIBIA NAILS | 0 | Replaced new manufacturing license number MFG/MD/2021/000369 | N | IM NAILS |  | 1 | No | Yes | Yes | Yes | N. A.
I0116 | I0116.0840 | ATLAS UNREAMED TIBIA NAIL, (ML), DIA. 8MM, LENGTH 400MM |  | I0116.0800 | 03 | 2018-06-09 | N. A. | N. A. | N. A. | QPF/I0116 | 02 | 2017-11-21 | N. A. | N. A. | N. A. | PS/I0116 | N. A. | N. A. | N. A. | N. A. | N. A. | I0116 | TMF-1 | IU/1 | Class C | FINISHED GOODS | ATLAS™ | ATLAS UNREAMED TIBIA NAIL, (ML) | DIA. 8MM, LENGTH 400MM | 16 | No | Yes |  | No | N. A. | No | N. A. | No | Yes | No | Yes | M. L.: MFG/MD/2021/000369 |  | 1 | SUSHRUT PRODUCTS\ATLAS NAILING SYSTEM\ATLAS IMPLANTS\ATLAS TIBIA NAILS | 0 | Replaced new manufacturing license number MFG/MD/2021/000369 | N | IM NAILS |  | 1 | No | Yes | Yes | Yes | N. A.
I0116 | I0116.0842 | ATLAS UNREAMED TIBIA NAIL, (ML), DIA. 8MM, LENGTH 420MM |  | I0116.0800 | 03 | 2018-06-09 | N. A. | N. A. | N. A. | QPF/I0116 | 02 | 2017-11-21 | N. A. | N. A. | N. A. | PS/I0116 | N. A. | N. A. | N. A. | N. A. | N. A. | I0116 | TMF-1 | IU/1 | Class C | FINISHED GOODS | ATLAS™ | ATLAS UNREAMED TIBIA NAIL, (ML) | DIA. 8MM, LENGTH 420MM | 16 | No | Yes |  | No | N. A. | No | N. A. | No | Yes | No | Yes | M. L.: MFG/MD/2021/000369 |  | 1 | SUSHRUT PRODUCTS\ATLAS NAILING SYSTEM\ATLAS IMPLANTS\ATLAS TIBIA NAILS | 0 | Replaced new manufacturing license number MFG/MD/2021/000369 | Y | IM NAILS |  | 1 | No | Yes | Yes | Yes | N. A.
I0116 | I0116.0927 | ATLAS TIBIA NAIL, (ML), DIA. 9MM, LENGTH 270MM |  | I0116.0900 | 02 | 2018-06-13 | N. A. | N. A. | N. A. | QPF/I0116 | 02 | 2017-11-21 | N. A. | N. A. | N. A. | PS/I0116 | N. A. | N. A. | N. A. | N. A. | N. A. | I0116 | TMF-1 | IU/1 | Class C | FINISHED GOODS | ATLAS™ | ATLAS TIBIA NAIL, (ML) | DIA. 9MM, LENGTH 270MM | 16 | No | Yes |  | No | N. A. | No | N. A. | No | Yes | No | Yes | M. L.: MFG/MD/2021/000369 |  | 1 | SUSHRUT PRODUCTS\ATLAS NAILING SYSTEM\ATLAS IMPLANTS\ATLAS TIBIA NAILS | 0 | Replaced new manufacturing license number MFG/MD/2021/000369 | Y | IM NAILS |  | 1 | No | Yes | Yes | Yes | N. A.
I0116 | I0116.0928 | ATLAS TIBIA NAIL, (ML), DIA. 9MM, LENGTH 280MM |  | I0116.0900 | 02 | 2018-06-13 | N. A. | N. A. | N. A. | QPF/I0116 | 02 | 2017-11-21 | N. A. | N. A. | N. A. | PS/I0116 | N. A. | N. A. | N. A. | N. A. | N. A. | I0116 | TMF-1 | IU/1 | Class C | FINISHED GOODS | ATLAS™ | TIBIA NAIL, (ML) | DIA. 9MM, LENGTH 280MM | 16 | No | Yes |  | No | N. A. | No | N. A. | No | Yes | No | Yes | M. L.: MFG/MD/2021/000369 |  | 1 | SUSHRUT PRODUCTS\ATLAS NAILING SYSTEM\ATLAS IMPLANTS\ATLAS TIBIA NAILS | 0 | Replaced new manufacturing license number MFG/MD/2021/000369 | N | IM NAILS |  | 1 | No | Yes | Yes | Yes | N. A.
I0116 | I0116.0929 | ATLAS TIBIA NAIL, (ML), DIA. 9MM, LENGTH 290MM |  | I0116.0900 | 02 | 2018-06-13 | N. A. | N. A. | N. A. | QPF/I0116 | 02 | 2017-11-21 | N. A. | N. A. | N. A. | PS/I0116 | N. A. | N. A. | N. A. | N. A. | N. A. | I0116 | TMF-1 | IU/1 | Class C | FINISHED GOODS | ATLAS™ | ATLAS TIBIA NAIL, (ML) | DIA. 9MM, LENGTH 290MM | 16 | No | Yes |  | No | N. A. | No | N. A. | No | Yes | No | Yes | M. L.: MFG/MD/2021/000369 |  | 1 | SUSHRUT PRODUCTS\ATLAS NAILING SYSTEM\ATLAS IMPLANTS\ATLAS TIBIA NAILS | 0 | Replaced new manufacturing license number MFG/MD/2021/000369 | Y | IM NAILS |  | 1 | No | Yes | Yes | Yes | N. A.
I0116 | I0116.0930 | ATLAS TIBIA NAIL, (ML), DIA. 9MM, LENGTH 300MM |  | I0116.0900 | 02 | 2018-06-13 | N. A. | N. A. | N. A. | QPF/I0116 | 02 | 2017-11-21 | N. A. | N. A. | N. A. | PS/I0116 | N. A. | N. A. | N. A. | N. A. | N. A. | I0116 | TMF-1 | IU/1 | Class C | FINISHED GOODS | ATLAS™ | TIBIA NAIL, (ML) | DIA. 9MM, LENGTH 300MM | 16 | No | Yes |  | No | N. A. | No | N. A. | No | Yes | No | Yes | M. L.: MFG/MD/2021/000369 |  | 1 | SUSHRUT PRODUCTS\ATLAS NAILING SYSTEM\ATLAS IMPLANTS\ATLAS TIBIA NAILS | 0 | Replaced new manufacturing license number MFG/MD/2021/000369 | N | IM NAILS |  | 1 | No | Yes | Yes | Yes | N. A.
I0116 | I0116.0931 | ATLAS TIBIA NAIL, (ML), DIA. 9MM, LENGTH 310MM |  | I0116.0900 | 02 | 2018-06-13 | N. A. | N. A. | N. A. | QPF/I0116 | 02 | 2017-11-21 | N. A. | N. A. | N. A. | PS/I0116 | N. A. | N. A. | N. A. | N. A. | N. A. | I0116 | TMF-1 | IU/1 | Class C | FINISHED GOODS | ATLAS™ | TIBIA NAIL, (ML) | DIA. 9MM, LENGTH 310MM | 16 | No | Yes |  | No | N. A. | No | N. A. | No | Yes | No | Yes | M. L.: MFG/MD/2021/000369 |  | 1 | SUSHRUT PRODUCTS\ATLAS NAILING SYSTEM\ATLAS IMPLANTS\ATLAS TIBIA NAILS | 0 | Code transfer from inactive to active on 07MAY2023 | N | IM NAILS |  | 1 | No | Yes | Yes | Yes | N. A.
I0116 | I0116.0932 | ATLAS TIBIA NAIL, (ML), DIA. 9MM, LENGTH 320MM |  | I0116.0900 | 02 | 2018-06-13 | N. A. | N. A. | N. A. | QPF/I0116 | 02 | 2017-11-21 | N. A. | N. A. | N. A. | PS/I0116 | N. A. | N. A. | N. A. | N. A. | N. A. | I0116 | TMF-1 | IU/1 | Class C | FINISHED GOODS | ATLAS™ | TIBIA NAIL, (ML) | DIA. 9MM, LENGTH 320MM | 16 | No | Yes |  | No | N. A. | No | N. A. | No | Yes | No | Yes | M. L.: MFG/MD/2021/000369 |  | 1 | SUSHRUT PRODUCTS\ATLAS NAILING SYSTEM\ATLAS IMPLANTS\ATLAS TIBIA NAILS | 0 | Replaced new manufacturing license number MFG/MD/2021/000369 | N | IM NAILS |  | 1 | No | Yes | Yes | Yes | N. A.
I0116 | I0116.0933 | ATLAS TIBIA NAIL, (ML), DIA. 9MM, LENGTH 330MM |  | I0116.0900 | 02 | 2018-06-13 | N. A. | N. A. | N. A. | QPF/I0116 | 02 | 2017-11-21 | N. A. | N. A. | N. A. | PS/I0116 | N. A. | N. A. | N. A. | N. A. | N. A. | I0116 | TMF-1 | IU/1 | Class C | FINISHED GOODS | ATLAS™ | TIBIA NAIL, (ML) | DIA. 9MM, LENGTH 330MM | 16 | No | Yes |  | No | N. A. | No | N. A. | No | Yes | No | Yes | M. L.: MFG/MD/2021/000369 |  | 1 | SUSHRUT PRODUCTS\ATLAS NAILING SYSTEM\ATLAS IMPLANTS\ATLAS TIBIA NAILS | 0 | Code transfer from inactive to active on 07MAY2023 | N | IM NAILS |  | 1 | No | Yes | Yes | Yes | N. A.
I0116 | I0116.0934 | ATLAS TIBIA NAIL, (ML), DIA. 9MM, LENGTH 340MM |  | I0116.0900 | 02 | 2018-06-13 | N. A. | N. A. | N. A. | QPF/I0116 | 02 | 2017-11-21 | N. A. | N. A. | N. A. | PS/I0116 | N. A. | N. A. | N. A. | N. A. | N. A. | I0116 | TMF-1 | IU/1 | Class C | FINISHED GOODS | ATLAS™ | TIBIA NAIL, (ML) | DIA. 9MM, LENGTH 340MM | 16 | No | Yes |  | No | N. A. | No | N. A. | No | Yes | No | Yes | M. L.: MFG/MD/2021/000369 |  | 1 | SUSHRUT PRODUCTS\ATLAS NAILING SYSTEM\ATLAS IMPLANTS\ATLAS TIBIA NAILS | 0 | Replaced new manufacturing license number MFG/MD/2021/000369 | N | IM NAILS |  | 1 | No | Yes | Yes | Yes | N. A.
I0116 | I0116.0935 | ATLAS TIBIA NAIL, (ML), DIA. 9MM, LENGTH 350MM |  | I0116.0900 | 02 | 2018-06-13 | N. A. | N. A. | N. A. | QPF/I0116 | 02 | 2017-11-21 | N. A. | N. A. | N. A. | PS/I0116 | N. A. | N. A. | N. A. | N. A. | N. A. | I0116 | TMF-1 | IU/1 | Class C | FINISHED GOODS | ATLAS™ | TIBIA NAIL, (ML) | DIA. 9MM, LENGTH 350MM | 16 | No | Yes |  | No | N. A. | No | N. A. | No | Yes | No | Yes | M. L.: MFG/MD/2021/000369 |  | 1 | SUSHRUT PRODUCTS\ATLAS NAILING SYSTEM\ATLAS IMPLANTS\ATLAS TIBIA NAILS | 0 | Code transfer from inactive to active on 07MAY2023 | N | IM NAILS |  | 1 | No | Yes | Yes | Yes | N. A.
I0116 | I0116.0936 | ATLAS TIBIA NAIL, (ML), DIA. 9MM, LENGTH 360MM |  | I0116.0900 | 02 | 2018-06-13 | N. A. | N. A. | N. A. | QPF/I0116 | 02 | 2017-11-21 | N. A. | N. A. | N. A. | PS/I0116 | N. A. | N. A. | N. A. | N. A. | N. A. | I0116 | TMF-1 | IU/1 | Class C | FINISHED GOODS | ATLAS™ | TIBIA NAIL, (ML) | DIA. 9MM, LENGTH 360MM | 16 | No | Yes |  | No | N. A. | No | N. A. | No | Yes | No | Yes | M. L.: MFG/MD/2021/000369 |  | 1 | SUSHRUT PRODUCTS\ATLAS NAILING SYSTEM\ATLAS IMPLANTS\ATLAS TIBIA NAILS | 0 | Replaced new manufacturing license number MFG/MD/2021/000369 | N | IM NAILS |  | 1 | No | Yes | Yes | Yes | N. A.
I0116 | I0116.0937 | ATLAS TIBIA NAIL, (ML), DIA. 9MM, LENGTH 370MM |  | I0116.0900 | 02 | 2018-06-13 | N. A. | N. A. | N. A. | QPF/I0116 | 02 | 2017-11-21 | N. A. | N. A. | N. A. | PS/I0116 | N. A. | N. A. | N. A. | N. A. | N. A. | I0116 | TMF-1 | IU/1 | Class C | FINISHED GOODS | ATLAS™ | TIBIA NAIL, (ML) | DIA. 9MM, LENGTH 370MM | 16 | No | Yes |  | No | N. A. | No | N. A. | No | Yes | No | Yes | M. L.: MFG/MD/2021/000369 |  | 1 | SUSHRUT PRODUCTS\ATLAS NAILING SYSTEM\ATLAS IMPLANTS\ATLAS TIBIA NAILS | 0 | Code transfer from inactive to active on 07MAY2023 | N | IM NAILS |  | 1 | No | Yes | Yes | Yes | N. A.
I0116 | I0116.0938 | ATLAS TIBIA NAIL, (ML), DIA. 9MM, LENGTH 380MM |  | I0116.0900 | 02 | 2018-06-13 | N. A. | N. A. | N. A. | QPF/I0116 | 02 | 2017-11-21 | N. A. | N. A. | N. A. | PS/I0116 | N. A. | N. A. | N. A. | N. A. | N. A. | I0116 | TMF-1 | IU/1 | Class C | FINISHED GOODS | ATLAS™ | TIBIA NAIL, (ML) | DIA. 9MM, LENGTH 380MM | 16 | No | Yes |  | No | N. A. | No | N. A. | No | Yes | No | Yes | M. L.: MFG/MD/2021/000369 |  | 1 | SUSHRUT PRODUCTS\ATLAS NAILING SYSTEM\ATLAS IMPLANTS\ATLAS TIBIA NAILS | 0 | Replaced new manufacturing license number MFG/MD/2021/000369 | N | IM NAILS |  | 1 | No | Yes | Yes | Yes | N. A.
I0116 | I0116.0940 | ATLAS TIBIA NAIL, (ML), DIA. 9MM, LENGTH 400MM |  | I0116.0900 | 02 | 2018-06-13 | N. A. | N. A. | N. A. | QPF/I0116 | 02 | 2017-11-21 | N. A. | N. A. | N. A. | PS/I0116 | N. A. | N. A. | N. A. | N. A. | N. A. | I0116 | TMF-1 | IU/1 | Class C | FINISHED GOODS | ATLAS™ | ATLAS TIBIA NAIL, (ML) | DIA. 9MM, LENGTH 400MM | 16 | No | Yes |  | No | N. A. | No | N. A. | No | Yes | No | Yes | M. L.: MFG/MD/2021/000369 |  | 1 | SUSHRUT PRODUCTS\ATLAS NAILING SYSTEM\ATLAS IMPLANTS\ATLAS TIBIA NAILS | 0 | Replaced new manufacturing license number MFG/MD/2021/000369 | N | IM NAILS |  | 1 | No | Yes | Yes | Yes | N. A.
I0116 | I0116.0942 | ATLAS TIBIA NAIL, (ML), DIA. 9MM, LENGTH 420MM |  | I0116.0900 | 02 | 2018-06-13 | N. A. | N. A. | N. A. | QPF/I0116 | 02 | 2017-11-21 | N. A. | N. A. | N. A. | PS/I0116 | N. A. | N. A. | N. A. | N. A. | N. A. | I0116 | TMF-1 | IU/1 | Class C | FINISHED GOODS | ATLAS™ | ATLAS TIBIA NAIL, (ML) | DIA. 9MM, LENGTH 420MM | 16 | No | Yes |  | No | N. A. | No | N. A. | No | Yes | No | Yes | M. L.: MFG/MD/2021/000369 |  | 1 | SUSHRUT PRODUCTS\ATLAS NAILING SYSTEM\ATLAS IMPLANTS\ATLAS TIBIA NAILS | 0 | Replaced new manufacturing license number MFG/MD/2021/000369 | Y | IM NAILS |  | 1 | No | Yes | Yes | Yes | N. A.
I0116 | I0116.1027 | ATLAS TIBIA NAIL, (ML), DIA. 10MM, LENGTH 270MM |  | I0116.1000 | 02 | 2018-06-13 | N. A. | N. A. | N. A. | QPF/I0116 | 02 | 2017-11-21 | N. A. | N. A. | N. A. | PS/I0116 | N. A. | N. A. | N. A. | N. A. | N. A. | I0116 | TMF-1 | IU/1 | Class C | FINISHED GOODS | ATLAS™ | ATLAS TIBIA NAIL, (ML) | DIA. 10MM, LENGTH 270MM | 16 | No | Yes |  | No | N. A. | No | N. A. | No | Yes | No | Yes | M. L.: MFG/MD/2021/000369 |  | 1 | SUSHRUT PRODUCTS\ATLAS NAILING SYSTEM\ATLAS IMPLANTS\ATLAS TIBIA NAILS | 0 | Replaced new manufacturing license number MFG/MD/2021/000369 | Y | IM NAILS |  | 1 | No | Yes | Yes | Yes | N. A.
I0116 | I0116.1028 | ATLAS TIBIA NAIL, (ML), DIA. 10MM, LENGTH 280MM |  | I0116.1000 | 02 | 2018-06-13 | N. A. | N. A. | N. A. | QPF/I0116 | 02 | 2017-11-21 | N. A. | N. A. | N. A. | PS/I0116 | N. A. | N. A. | N. A. | N. A. | N. A. | I0116 | TMF-1 | IU/1 | Class C | FINISHED GOODS | ATLAS™ | ATLAS TIBIA NAIL, (ML) | DIA. 10MM, LENGTH 280MM | 16 | No | Yes |  | No | N. A. | No | N. A. | No | Yes | No | Yes | M. L.: MFG/MD/2021/000369 |  | 1 | SUSHRUT PRODUCTS\ATLAS NAILING SYSTEM\ATLAS IMPLANTS\ATLAS TIBIA NAILS | 0 | Replaced new manufacturing license number MFG/MD/2021/000369 | N | IM NAILS |  | 1 | No | Yes | Yes | Yes | N. A.
I0116 | I0116.1029 | ATLAS TIBIA NAIL, (ML), DIA. 10MM, LENGTH 290MM |  | I0116.1000 | 02 | 2018-06-13 | N. A. | N. A. | N. A. | QPF/I0116 | 02 | 2017-11-21 | N. A. | N. A. | N. A. | PS/I0116 | N. A. | N. A. | N. A. | N. A. | N. A. | I0116 | TMF-1 | IU/1 | Class C | FINISHED GOODS | ATLAS™ | ATLAS TIBIA NAIL, (ML) | DIA. 10MM, LENGTH 290MM | 16 | No | Yes |  | No | N. A. | No | N. A. | No | Yes | No | Yes | M. L.: MFG/MD/2021/000369 |  | 1 | SUSHRUT PRODUCTS\ATLAS NAILING SYSTEM\ATLAS IMPLANTS\ATLAS TIBIA NAILS | 0 | Activated on 03JAN2024 | N | IM NAILS |  | 1 | No | Yes | Yes | Yes | N. A.
I0116 | I0116.1030 | ATLAS TIBIA NAIL, (ML), DIA. 10MM, LENGTH 300MM |  | I0116.1000 | 02 | 2018-06-13 | N. A. | N. A. | N. A. | QPF/I0116 | 02 | 2017-11-21 | N. A. | N. A. | N. A. | PS/I0116 | N. A. | N. A. | N. A. | N. A. | N. A. | I0116 | TMF-1 | IU/1 | Class C | FINISHED GOODS | ATLAS™ | TIBIA NAIL, (ML) | DIA. 10MM, LENGTH 300MM | 16 | No | Yes |  | No | N. A. | No | N. A. | No | Yes | No | Yes | M. L.: MFG/MD/2021/000369 |  | 1 | SUSHRUT PRODUCTS\ATLAS NAILING SYSTEM\ATLAS IMPLANTS\ATLAS TIBIA NAILS | 0 | Replaced new manufacturing license number MFG/MD/2021/000369 | N | IM NAILS |  | 1 | No | Yes | Yes | Yes | N. A.
I0116 | I0116.1031 | ATLAS TIBIA NAIL, (ML), DIA. 10MM, LENGTH 310MM |  | I0116.1000 | 02 | 2018-06-13 | N. A. | N. A. | N. A. | QPF/I0116 | 02 | 2017-11-21 | N. A. | N. A. | N. A. | PS/I0116 | N. A. | N. A. | N. A. | N. A. | N. A. | I0116 | TMF-1 | IU/1 | Class C | FINISHED GOODS | ATLAS™ | TIBIA NAIL, (ML) | DIA. 10MM, LENGTH 310MM | 16 | No | Yes |  | No | N. A. | No | N. A. | No | Yes | No | Yes | M. L.: MFG/MD/2021/000369 |  | 1 | SUSHRUT PRODUCTS\ATLAS NAILING SYSTEM\ATLAS IMPLANTS\ATLAS TIBIA NAILS | 0 | Code transfer from inactive to active on 07MAY2023 | N | IM NAILS |  | 1 | No | Yes | Yes | Yes | N. A.
I0116 | I0116.1032 | ATLAS TIBIA NAIL, (ML), DIA. 10MM, LENGTH 320MM |  | I0116.1000 | 02 | 2018-06-13 | N. A. | N. A. | N. A. | QPF/I0116 | 02 | 2017-11-21 | N. A. | N. A. | N. A. | PS/I0116 | N. A. | N. A. | N. A. | N. A. | N. A. | I0116 | TMF-1 | IU/1 | Class C | FINISHED GOODS | ATLAS™ | TIBIA NAIL, (ML) | DIA. 10MM, LENGTH 320MM | 16 | No | Yes |  | No | N. A. | No | N. A. | No | Yes | No | Yes | M. L.: MFG/MD/2021/000369 |  | 1 | SUSHRUT PRODUCTS\ATLAS NAILING SYSTEM\ATLAS IMPLANTS\ATLAS TIBIA NAILS | 0 | Replaced new manufacturing license number MFG/MD/2021/000369 | N | IM NAILS |  | 1 | No | Yes | Yes | Yes | N. A.
I0116 | I0116.1033 | ATLAS TIBIA NAIL, (ML), DIA. 10MM, LENGTH 330MM |  | I0116.1000 | 02 | 2018-06-13 | N. A. | N. A. | N. A. | QPF/I0116 | 02 | 2017-11-21 | N. A. | N. A. | N. A. | PS/I0116 | N. A. | N. A. | N. A. | N. A. | N. A. | I0116 | TMF-1 | IU/1 | Class C | FINISHED GOODS | ATLAS™ | TIBIA NAIL, (ML) | DIA. 10MM, LENGTH 330MM | 16 | No | Yes |  | No | N. A. | No | N. A. | No | Yes | No | Yes | M. L.: MFG/MD/2021/000369 |  | 1 | SUSHRUT PRODUCTS\ATLAS NAILING SYSTEM\ATLAS IMPLANTS\ATLAS TIBIA NAILS | 0 | Code transfer from inactive to active on 07MAY2023 | N | IM NAILS |  | 1 | No | Yes | Yes | Yes | N. A.
I0116 | I0116.1034 | ATLAS TIBIA NAIL, (ML), DIA. 10MM, LENGTH 340MM |  | I0116.1000 | 02 | 2018-06-13 | N. A. | N. A. | N. A. | QPF/I0116 | 02 | 2017-11-21 | N. A. | N. A. | N. A. | PS/I0116 | N. A. | N. A. | N. A. | N. A. | N. A. | I0116 | TMF-1 | IU/1 | Class C | FINISHED GOODS | ATLAS™ | TIBIA NAIL, (ML) | DIA. 10MM, LENGTH 340MM | 16 | No | Yes |  | No | N. A. | No | N. A. | No | Yes | No | Yes | M. L.: MFG/MD/2021/000369 |  | 1 | SUSHRUT PRODUCTS\ATLAS NAILING SYSTEM\ATLAS IMPLANTS\ATLAS TIBIA NAILS | 0 | Replaced new manufacturing license number MFG/MD/2021/000369 | N | IM NAILS |  | 1 | No | Yes | Yes | Yes | N. A.
I0116 | I0116.1035 | ATLAS TIBIA NAIL, (ML), DIA. 10MM, LENGTH 350MM |  | I0116.1000 | 02 | 2018-06-13 | N. A. | N. A. | N. A. | QPF/I0116 | 02 | 2017-11-21 | N. A. | N. A. | N. A. | PS/I0116 | N. A. | N. A. | N. A. | N. A. | N. A. | I0116 | TMF-1 | IU/1 | Class C | FINISHED GOODS | ATLAS™ | TIBIA NAIL, (ML) | DIA. 10MM, LENGTH 350MM | 16 | No | Yes |  | No | N. A. | No | N. A. | No | Yes | No | Yes | M. L.: MFG/MD/2021/000369 |  | 1 | SUSHRUT PRODUCTS\ATLAS NAILING SYSTEM\ATLAS IMPLANTS\ATLAS TIBIA NAILS | 0 | Code transfer from inactive to active on 07MAY2023 | N | IM NAILS |  | 1 | No | Yes | Yes | Yes | N. A.
I0116 | I0116.1036 | ATLAS TIBIA NAIL, (ML), DIA. 10MM, LENGTH 360MM |  | I0116.1000 | 02 | 2018-06-13 | N. A. | N. A. | N. A. | QPF/I0116 | 02 | 2017-11-21 | N. A. | N. A. | N. A. | PS/I0116 | N. A. | N. A. | N. A. | N. A. | N. A. | I0116 | TMF-1 | IU/1 | Class C | FINISHED GOODS | ATLAS™ | TIBIA NAIL, (ML) | DIA. 10MM, LENGTH 360MM | 16 | No | Yes |  | No | N. A. | No | N. A. | No | Yes | No | Yes | M. L.: MFG/MD/2021/000369 |  | 1 | SUSHRUT PRODUCTS\ATLAS NAILING SYSTEM\ATLAS IMPLANTS\ATLAS TIBIA NAILS | 0 | Replaced new manufacturing license number MFG/MD/2021/000369 | N | IM NAILS |  | 1 | No | Yes | Yes | Yes | N. A.
I0116 | I0116.1037 | ATLAS TIBIA NAIL, (ML), DIA. 10MM, LENGTH 370MM |  | I0116.1000 | 02 | 2018-06-13 | N. A. | N. A. | N. A. | QPF/I0116 | 02 | 2017-11-21 | N. A. | N. A. | N. A. | PS/I0116 | N. A. | N. A. | N. A. | N. A. | N. A. | I0116 | TMF-1 | IU/1 | Class C | FINISHED GOODS | ATLAS™ | TIBIA NAIL, (ML) | DIA. 10MM, LENGTH 370MM | 16 | No | Yes |  | No | N. A. | No | N. A. | No | Yes | No | Yes | M. L.: MFG/MD/2021/000369 |  | 1 | SUSHRUT PRODUCTS\ATLAS NAILING SYSTEM\ATLAS IMPLANTS\ATLAS TIBIA NAILS | 0 | Code transfer from inactive to active on 07MAY2023 | N | IM NAILS |  | 1 | No | Yes | Yes | Yes | N. A.
I0116 | I0116.1038 | ATLAS TIBIA NAIL, (ML), DIA. 10MM, LENGTH 380MM |  | I0116.1000 | 02 | 2018-06-13 | N. A. | N. A. | N. A. | QPF/I0116 | 02 | 2017-11-21 | N. A. | N. A. | N. A. | PS/I0116 | N. A. | N. A. | N. A. | N. A. | N. A. | I0116 | TMF-1 | IU/1 | Class C | FINISHED GOODS | ATLAS™ | TIBIA NAIL, (ML) | DIA. 10MM, LENGTH 380MM | 16 | No | Yes |  | No | N. A. | No | N. A. | No | Yes | No | Yes | M. L.: MFG/MD/2021/000369 |  | 1 | SUSHRUT PRODUCTS\ATLAS NAILING SYSTEM\ATLAS IMPLANTS\ATLAS TIBIA NAILS | 0 | Replaced new manufacturing license number MFG/MD/2021/000369 | N | IM NAILS |  | 1 | No | Yes | Yes | Yes | N. A.
I0116 | I0116.1039 | ATLAS TIBIA NAIL, (ML), DIA. 10MM, LENGTH 390MM |  | I0116.1000 | 02 | 2018-06-13 | N. A. | N. A. | N. A. | QPF/I0116 | 02 | 2017-11-21 | N. A. | N. A. | N. A. | PS/I0116 | N. A. | N. A. | N. A. | N. A. | N. A. | I0116 | TMF-1 | IU/1 | Class C | FINISHED GOODS | ATLAS™ | TIBIA NAIL, (ML) | DIA. 10MM, LENGTH 390MM | 16 | No | Yes |  | No | N. A. | No | N. A. | No | Yes | No | Yes | M. L.: MFG/MD/2021/000369 |  | 1 | SUSHRUT PRODUCTS\ATLAS NAILING SYSTEM\ATLAS IMPLANTS\ATLAS TIBIA NAILS | 0 | Code transfer from inactive to active on 07MAY2023 | N | IM NAILS |  | 1 | No | Yes | Yes | Yes | N. A.
I0116 | I0116.1040 | ATLAS TIBIA NAIL, (ML), DIA. 10MM, LENGTH 400MM |  | I0116.1000 | 02 | 2018-06-13 | N. A. | N. A. | N. A. | QPF/I0116 | 02 | 2017-11-21 | N. A. | N. A. | N. A. | PS/I0116 | N. A. | N. A. | N. A. | N. A. | N. A. | I0116 | TMF-1 | IU/1 | Class C | FINISHED GOODS | ATLAS™ | ATLAS TIBIA NAIL, (ML) | DIA. 10MM, LENGTH 400MM | 16 | No | Yes |  | No | N. A. | No | N. A. | No | Yes | No | Yes | M. L.: MFG/MD/2021/000369 |  | 1 | SUSHRUT PRODUCTS\ATLAS NAILING SYSTEM\ATLAS IMPLANTS\ATLAS TIBIA NAILS | 0 | Replaced new manufacturing license number MFG/MD/2021/000369 | N | IM NAILS |  | 1 | No | Yes | Yes | Yes | N. A.
I0116 | I0116.1042 | ATLAS TIBIA NAIL, (ML), DIA. 10MM, LENGTH 420MM |  | I0116.1000 | 02 | 2018-06-13 | N. A. | N. A. | N. A. | QPF/I0116 | 02 | 2017-11-21 | N. A. | N. A. | N. A. | PS/I0116 | N. A. | N. A. | N. A. | N. A. | N. A. | I0116 | TMF-1 | IU/1 | Class C | FINISHED GOODS | ATLAS™ | ATLAS TIBIA NAIL, (ML) | DIA. 10MM, LENGTH 420MM | 16 | No | Yes |  | No | N. A. | No | N. A. | No | Yes | No | Yes | M. L.: MFG/MD/2021/000369 |  | 1 | SUSHRUT PRODUCTS\ATLAS NAILING SYSTEM\ATLAS IMPLANTS\ATLAS TIBIA NAILS | 0 | Replaced new manufacturing license number MFG/MD/2021/000369 | Y | IM NAILS |  | 1 | No | Yes | Yes | Yes | N. A.
I0116 | I0116.1127 | ATLAS TIBIA NAIL, (ML), DIA. 11MM, LENGTH 270MM |  | I0116.1100 | 02 | 2018-06-13 | N. A. | N. A. | N. A. | QPF/I0116 | 02 | 2017-11-21 | N. A. | N. A. | N. A. | PS/I0116 | N. A. | N. A. | N. A. | N. A. | N. A. | I0116 | TMF-1 | IU/1 | Class C | FINISHED GOODS | ATLAS™ | ATLAS TIBIA NAIL, (ML) | DIA. 11MM, LENGTH 270MM | 16 | No | Yes |  | No | N. A. | No | N. A. | No | Yes | No | Yes | M. L.: MFG/MD/2021/000369 |  | 1 | SUSHRUT PRODUCTS\ATLAS NAILING SYSTEM\ATLAS IMPLANTS\ATLAS TIBIA NAILS | 0 | Replaced new manufacturing license number MFG/MD/2021/000369 | Y | IM NAILS |  | 1 | No | Yes | Yes | Yes | N. A.
I0116 | I0116.1128 | ATLAS TIBIA NAIL, (ML), DIA. 11MM, LENGTH 280MM |  | I0116.1100 | 02 | 2018-06-13 | N. A. | N. A. | N. A. | QPF/I0116 | 02 | 2017-11-21 | N. A. | N. A. | N. A. | PS/I0116 | N. A. | N. A. | N. A. | N. A. | N. A. | I0116 | TMF-1 | IU/1 | Class C | FINISHED GOODS | ATLAS™ | ATLAS TIBIA NAIL, (ML) | DIA. 11MM, LENGTH 280MM | 16 | No | Yes |  | No | N. A. | No | N. A. | No | Yes | No | Yes | M. L.: MFG/MD/2021/000369 |  | 1 | SUSHRUT PRODUCTS\ATLAS NAILING SYSTEM\ATLAS IMPLANTS\ATLAS TIBIA NAILS | 0 | Replaced new manufacturing license number MFG/MD/2021/000369 | N | IM NAILS |  | 1 | No | Yes | Yes | Yes | N. A.
I0116 | I0116.1129 | ATLAS TIBIA NAIL, (ML), DIA. 11MM, LENGTH 290MM |  | I0116.1100 | 02 | 2018-06-13 | N. A. | N. A. | N. A. | QPF/I0116 | 02 | 2017-11-21 | N. A. | N. A. | N. A. | PS/I0116 | N. A. | N. A. | N. A. | N. A. | N. A. | I0116 | TMF-1 | IU/1 | Class C | FINISHED GOODS | ATLAS™ | ATLAS TIBIA NAIL, (ML) | DIA. 11MM, LENGTH 290MM | 16 | No | Yes |  | No | N. A. | No | N. A. | No | Yes | No | Yes | M. L.: MFG/MD/2021/000369 |  | 1 | SUSHRUT PRODUCTS\ATLAS NAILING SYSTEM\ATLAS IMPLANTS\ATLAS TIBIA NAILS | 0 | Replaced new manufacturing license number MFG/MD/2021/000369 | Y | IM NAILS |  | 1 | No | Yes | Yes | Yes | N. A.
I0116 | I0116.1130 | ATLAS TIBIA NAIL, (ML), DIA. 11MM, LENGTH 300MM |  | I0116.1100 | 02 | 2018-06-13 | N. A. | N. A. | N. A. | QPF/I0116 | 02 | 2017-11-21 | N. A. | N. A. | N. A. | PS/I0116 | N. A. | N. A. | N. A. | N. A. | N. A. | I0116 | TMF-1 | IU/1 | Class C | FINISHED GOODS | ATLAS™ | ATLAS TIBIA NAIL, (ML) | DIA. 11MM, LENGTH 300MM | 16 | No | Yes |  | No | N. A. | No | N. A. | No | Yes | No | Yes | M. L.: MFG/MD/2021/000369 |  | 1 | SUSHRUT PRODUCTS\ATLAS NAILING SYSTEM\ATLAS IMPLANTS\ATLAS TIBIA NAILS | 0 | Replaced new manufacturing license number MFG/MD/2021/000369 | N | IM NAILS |  | 1 | No | Yes | Yes | Yes | N. A.
I0116 | I0116.1131 | ATLAS TIBIA NAIL, (ML), DIA. 11MM, LENGTH 310MM |  | I0116.1100 | 02 | 2018-06-13 | N. A. | N. A. | N. A. | QPF/I0116 | 02 | 2017-11-21 | N. A. | N. A. | N. A. | PS/I0116 | N. A. | N. A. | N. A. | N. A. | N. A. | I0116 | TMF-1 | IU/1 | Class C | FINISHED GOODS | ATLAS™ | ATLAS TIBIA NAIL, (ML) | DIA. 11MM, LENGTH 310MM | 16 | No | Yes |  | No | N. A. | No | N. A. | No | Yes | No | Yes | M. L.: MFG/MD/2021/000369 |  | 1 | SUSHRUT PRODUCTS\ATLAS NAILING SYSTEM\ATLAS IMPLANTS\ATLAS TIBIA NAILS | 0 | Replaced new manufacturing license number MFG/MD/2021/000369 | Y | IM NAILS |  | 1 | No | Yes | Yes | Yes | N. A.
I0116 | I0116.1132 | ATLAS TIBIA NAIL, (ML), DIA. 11MM, LENGTH 320MM |  | I0116.1100 | 02 | 2018-06-13 | N. A. | N. A. | N. A. | QPF/I0116 | 02 | 2017-11-21 | N. A. | N. A. | N. A. | PS/I0116 | N. A. | N. A. | N. A. | N. A. | N. A. | I0116 | TMF-1 | IU/1 | Class C | FINISHED GOODS | ATLAS™ | ATLAS TIBIA NAIL, (ML) | DIA. 11MM, LENGTH 320MM | 16 | No | Yes |  | No | N. A. | No | N. A. | No | Yes | No | Yes | M. L.: MFG/MD/2021/000369 |  | 1 | SUSHRUT PRODUCTS\ATLAS NAILING SYSTEM\ATLAS IMPLANTS\ATLAS TIBIA NAILS | 0 | Replaced new manufacturing license number MFG/MD/2021/000369 | N | IM NAILS |  | 1 | No | Yes | Yes | Yes | N. A.
I0116 | I0116.1133 | ATLAS TIBIA NAIL, (ML), DIA. 11MM, LENGTH 330MM |  | I0116.1100 | 02 | 2018-06-13 | N. A. | N. A. | N. A. | QPF/I0116 | 02 | 2017-11-21 | N. A. | N. A. | N. A. | PS/I0116 | N. A. | N. A. | N. A. | N. A. | N. A. | I0116 | TMF-1 | IU/1 | Class C | FINISHED GOODS | ATLAS™ | TIBIA NAIL, (ML) | DIA. 11MM, LENGTH 330MM | 16 | No | Yes |  | No | N. A. | No | N. A. | No | Yes | No | Yes | M. L.: MFG/MD/2021/000369 |  | 1 | SUSHRUT PRODUCTS\ATLAS NAILING SYSTEM\ATLAS IMPLANTS\ATLAS TIBIA NAILS | 0 | Replaced new manufacturing license number MFG/MD/2021/000369 | Y | IM NAILS |  | 1 | No | Yes | Yes | Yes | N. A.
I0116 | I0116.1134 | ATLAS TIBIA NAIL, (ML), DIA. 11MM, LENGTH 340MM |  | I0116.1100 | 02 | 2018-06-13 | N. A. | N. A. | N. A. | QPF/I0116 | 02 | 2017-11-21 | N. A. | N. A. | N. A. | PS/I0116 | N. A. | N. A. | N. A. | N. A. | N. A. | I0116 | TMF-1 | IU/1 | Class C | FINISHED GOODS | ATLAS™ | TIBIA NAIL, (ML) | DIA. 11MM, LENGTH 340MM | 16 | No | Yes |  | No | N. A. | No | N. A. | No | Yes | No | Yes | M. L.: MFG/MD/2021/000369 |  | 1 | SUSHRUT PRODUCTS\ATLAS NAILING SYSTEM\ATLAS IMPLANTS\ATLAS TIBIA NAILS | 0 | Replaced new manufacturing license number MFG/MD/2021/000369 | N | IM NAILS |  | 1 | No | Yes | Yes | Yes | N. A.
I0116 | I0116.1135 | ATLAS TIBIA NAIL, (ML), DIA. 11MM, LENGTH 350MM |  | I0116.1100 | 02 | 2018-06-13 | N. A. | N. A. | N. A. | QPF/I0116 | 02 | 2017-11-21 | N. A. | N. A. | N. A. | PS/I0116 | N. A. | N. A. | N. A. | N. A. | N. A. | I0116 | TMF-1 | IU/1 | Class C | FINISHED GOODS | ATLAS™ | ATLAS TIBIA NAIL, (ML) | DIA. 11MM, LENGTH 350MM | 16 | No | Yes |  | No | N. A. | No | N. A. | No | Yes | No | Yes | M. L.: MFG/MD/2021/000369 |  | 1 | SUSHRUT PRODUCTS\ATLAS NAILING SYSTEM\ATLAS IMPLANTS\ATLAS TIBIA NAILS | 0 | Replaced new manufacturing license number MFG/MD/2021/000369 | Y | IM NAILS |  | 1 | No | Yes | Yes | Yes | N. A.
I0116 | I0116.1136 | ATLAS TIBIA NAIL, (ML), DIA. 11MM, LENGTH 360MM |  | I0116.1100 | 02 | 2018-06-13 | N. A. | N. A. | N. A. | QPF/I0116 | 02 | 2017-11-21 | N. A. | N. A. | N. A. | PS/I0116 | N. A. | N. A. | N. A. | N. A. | N. A. | I0116 | TMF-1 | IU/1 | Class C | FINISHED GOODS | ATLAS™ | ATLAS TIBIA NAIL, (ML) | DIA. 11MM, LENGTH 360MM | 16 | No | Yes |  | No | N. A. | No | N. A. | No | Yes | No | Yes | M. L.: MFG/MD/2021/000369 |  | 1 | SUSHRUT PRODUCTS\ATLAS NAILING SYSTEM\ATLAS IMPLANTS\ATLAS TIBIA NAILS | 0 | Replaced new manufacturing license number MFG/MD/2021/000369 | N | IM NAILS |  | 1 | No | Yes | Yes | Yes | N. A.
I0116 | I0116.1137 | ATLAS TIBIA NAIL, (ML), DIA. 11MM, LENGTH 370MM |  | I0116.1100 | 02 | 2018-06-13 | N. A. | N. A. | N. A. | QPF/I0116 | 02 | 2017-11-21 | N. A. | N. A. | N. A. | PS/I0116 | N. A. | N. A. | N. A. | N. A. | N. A. | I0116 | TMF-1 | IU/1 | Class C | FINISHED GOODS | ATLAS™ | ATLAS TIBIA NAIL, (ML) | DIA. 11MM, LENGTH 370MM | 16 | No | Yes |  | No | N. A. | No | N. A. | No | Yes | No | Yes | M. L.: MFG/MD/2021/000369 |  | 1 | SUSHRUT PRODUCTS\ATLAS NAILING SYSTEM\ATLAS IMPLANTS\ATLAS TIBIA NAILS | 0 | Replaced new manufacturing license number MFG/MD/2021/000369 | Y | IM NAILS |  | 1 | No | Yes | Yes | Yes | N. A.
I0116 | I0116.1138 | ATLAS TIBIA NAIL, (ML), DIA. 11MM, LENGTH 380MM |  | I0116.1100 | 02 | 2018-06-13 | N. A. | N. A. | N. A. | QPF/I0116 | 02 | 2017-11-21 | N. A. | N. A. | N. A. | PS/I0116 | N. A. | N. A. | N. A. | N. A. | N. A. | I0116 | TMF-1 | IU/1 | Class C | FINISHED GOODS | ATLAS™ | ATLAS TIBIA NAIL, (ML) | DIA. 11MM, LENGTH 380MM | 16 | No | Yes |  | No | N. A. | No | N. A. | No | Yes | No | Yes | M. L.: MFG/MD/2021/000369 |  | 1 | SUSHRUT PRODUCTS\ATLAS NAILING SYSTEM\ATLAS IMPLANTS\ATLAS TIBIA NAILS | 0 | Replaced new manufacturing license number MFG/MD/2021/000369 | N | IM NAILS |  | 1 | No | Yes | Yes | Yes | N. A.
I0116 | I0116.1140 | ATLAS TIBIA NAIL, (ML), DIA. 11MM, LENGTH 400MM |  | I0116.1100 | 02 | 2018-06-13 | N. A. | N. A. | N. A. | QPF/I0116 | 02 | 2017-11-21 | N. A. | N. A. | N. A. | PS/I0116 | N. A. | N. A. | N. A. | N. A. | N. A. | I0116 | TMF-1 | IU/1 | Class C | FINISHED GOODS | ATLAS™ | ATLAS TIBIA NAIL, (ML) | DIA. 11MM, LENGTH 400MM | 16 | No | Yes |  | No | N. A. | No | N. A. | No | Yes | No | Yes | M. L.: MFG/MD/2021/000369 |  | 1 | SUSHRUT PRODUCTS\ATLAS NAILING SYSTEM\ATLAS IMPLANTS\ATLAS TIBIA NAILS | 0 | Replaced new manufacturing license number MFG/MD/2021/000369 | N | IM NAILS |  | 1 | No | Yes | Yes | Yes | N. A.
I0116 | I0116.1141 | ATLAS TIBIA NAIL, (ML), DIA. 11MM, LENGTH 410MM |  | I0116.1100 | 02 | 2018-06-13 | N. A. | N. A. | N. A. | QPF/I0116 | 02 | 2017-11-21 | N. A. | N. A. | N. A. | PS/I0116 | N. A. | N. A. | N. A. | N. A. | N. A. | I0116 | TMF-1 | IU/1 | Class C | FINISHED GOODS | ATLAS™ | ATLAS TIBIA NAIL, (ML) | DIA. 11MM, LENGTH 410MM | 16 | No | Yes |  | No | N. A. | No | N. A. | No | Yes | No | Yes | M. L.: MFG/MD/2021/000369 |  | 1 | SUSHRUT PRODUCTS\ATLAS NAILING SYSTEM\ATLAS IMPLANTS\ATLAS TIBIA NAILS | 0 | Replaced new manufacturing license number MFG/MD/2021/000369 | Y | IM NAILS |  | 1 | No | Yes | Yes | Yes | N. A.
I0116 | I0116.1142 | ATLAS TIBIA NAIL, (ML), DIA. 11MM, LENGTH 420MM |  | I0116.1100 | 02 | 2018-06-13 | N. A. | N. A. | N. A. | QPF/I0116 | 02 | 2017-11-21 | N. A. | N. A. | N. A. | PS/I0116 | N. A. | N. A. | N. A. | N. A. | N. A. | I0116 | TMF-1 | IU/1 | Class C | FINISHED GOODS | ATLAS™ | ATLAS TIBIA NAIL, (ML) | DIA. 11MM, LENGTH 420MM | 16 | No | Yes |  | No | N. A. | No | N. A. | No | Yes | No | Yes | M. L.: MFG/MD/2021/000369 |  | 1 | SUSHRUT PRODUCTS\ATLAS NAILING SYSTEM\ATLAS IMPLANTS\ATLAS TIBIA NAILS | 0 | Replaced new manufacturing license number MFG/MD/2021/000369 | Y | IM NAILS |  | 1 | No | Yes | Yes | Yes | N. A.
I0116 | I0116.1143 | ATLAS TIBIA NAIL, (ML), DIA. 11MM, LENGTH 430MM |  | I0116.1100 | 02 | 2018-06-13 | N. A. | N. A. | N. A. | QPF/I0116 | 02 | 2017-11-21 | N. A. | N. A. | N. A. | PS/I0116 | N. A. | N. A. | N. A. | N. A. | N. A. | I0116 | TMF-1 | IU/1 | Class C | FINISHED GOODS | ATLAS™ | ATLAS TIBIA NAIL, (ML) | DIA. 11MM, LENGTH 430MM | 16 | No | Yes |  | No | N. A. | No | N. A. | No | Yes | No | Yes | M. L.: MFG/MD/2021/000369 |  | 1 | SUSHRUT PRODUCTS\ATLAS NAILING SYSTEM\ATLAS IMPLANTS\ATLAS TIBIA NAILS | 0 | Replaced new manufacturing license number MFG/MD/2021/000369 | Y | IM NAILS |  | 1 | No | Yes | Yes | Yes | N. A.
I0116 | I0116.1144 | ATLAS TIBIA NAIL, (ML), DIA. 11MM, LENGTH 440MM |  | I0116.1100 | 02 | 2018-06-13 | N. A. | N. A. | N. A. | QPF/I0116 | 02 | 2017-11-21 | N. A. | N. A. | N. A. | PS/I0116 | N. A. | N. A. | N. A. | N. A. | N. A. | I0116 | TMF-1 | IU/1 | Class C | FINISHED GOODS | ATLAS™ | ATLAS TIBIA NAIL, (ML) | DIA. 11MM, LENGTH 440MM | 16 | No | Yes |  | No | N. A. | No | N. A. | No | Yes | No | Yes | M. L.: MFG/MD/2021/000369 |  | 1 | SUSHRUT PRODUCTS\ATLAS NAILING SYSTEM\ATLAS IMPLANTS\ATLAS TIBIA NAILS | 0 | Replaced new manufacturing license number MFG/MD/2021/000369 | Y | IM NAILS |  | 1 | No | Yes | Yes | Yes | N. A.
I0116 | I0116.1227 | ATLAS TIBIA NAIL, (ML), DIA. 12MM, LENGTH 270MM |  | I0116.1200 | 04 | 2018-06-13 | N. A. | N. A. | N. A. | QPF/I0116 | 02 | 2017-11-21 | N. A. | N. A. | N. A. | PS/I0116 | N. A. | N. A. | N. A. | N. A. | N. A. | I0116 | TMF-1 | IU/1 | Class C | FINISHED GOODS | ATLAS™ | ATLAS TIBIA NAIL, (ML) | DIA. 12MM, LENGTH 270MM | 16 | No | Yes |  | No | N. A. | No | N. A. | No | Yes | No | Yes | M. L.: MFG/MD/2021/000369 |  | 1 | SUSHRUT PRODUCTS\ATLAS NAILING SYSTEM\ATLAS IMPLANTS\ATLAS TIBIA NAILS | 0 | Replaced new manufacturing license number MFG/MD/2021/000369 | Y | IM NAILS |  | 1 | No | Yes | Yes | Yes | N. A.
I0116 | I0116.1228 | ATLAS TIBIA NAIL, (ML), DIA. 12MM, LENGTH 280MM |  | I0116.1200 | 04 | 2018-06-13 | N. A. | N. A. | N. A. | QPF/I0116 | 02 | 2017-11-21 | N. A. | N. A. | N. A. | PS/I0116 | N. A. | N. A. | N. A. | N. A. | N. A. | I0116 | TMF-1 | IU/1 | Class C | FINISHED GOODS | ATLAS™ | ATLAS TIBIA NAIL, (ML) | DIA. 12MM, LENGTH 280MM | 16 | No | Yes |  | No | N. A. | No | N. A. | No | Yes | No | Yes | M. L.: MFG/MD/2021/000369 |  | 1 | SUSHRUT PRODUCTS\ATLAS NAILING SYSTEM\ATLAS IMPLANTS\ATLAS TIBIA NAILS | 0 | Replaced new manufacturing license number MFG/MD/2021/000369 | Y | IM NAILS |  | 1 | No | Yes | Yes | Yes | N. A.
I0116 | I0116.1229 | ATLAS TIBIA NAIL, (ML), DIA. 12MM, LENGTH 290MM |  | I0116.1200 | 04 | 2018-06-13 | N. A. | N. A. | N. A. | QPF/I0116 | 02 | 2017-11-21 | N. A. | N. A. | N. A. | PS/I0116 | N. A. | N. A. | N. A. | N. A. | N. A. | I0116 | TMF-1 | IU/1 | Class C | FINISHED GOODS | ATLAS™ | ATLAS TIBIA NAIL, (ML) | DIA. 12MM, LENGTH 290MM | 16 | No | Yes |  | No | N. A. | No | N. A. | No | Yes | No | Yes | M. L.: MFG/MD/2021/000369 |  | 1 | SUSHRUT PRODUCTS\ATLAS NAILING SYSTEM\ATLAS IMPLANTS\ATLAS TIBIA NAILS | 0 | Replaced new manufacturing license number MFG/MD/2021/000369 | Y | IM NAILS |  | 1 | No | Yes | Yes | Yes | N. A.
I0116 | I0116.1230 | ATLAS TIBIA NAIL, (ML), DIA. 12MM, LENGTH 300MM |  | I0116.1200 | 04 | 2018-06-13 | N. A. | N. A. | N. A. | QPF/I0116 | 02 | 2017-11-21 | N. A. | N. A. | N. A. | PS/I0116 | N. A. | N. A. | N. A. | N. A. | N. A. | I0116 | TMF-1 | IU/1 | Class C | FINISHED GOODS | ATLAS™ | ATLAS TIBIA NAIL, (ML) | DIA. 12MM, LENGTH 300MM | 16 | No | Yes |  | No | N. A. | No | N. A. | No | Yes | No | Yes | M. L.: MFG/MD/2021/000369 |  | 1 | SUSHRUT PRODUCTS\ATLAS NAILING SYSTEM\ATLAS IMPLANTS\ATLAS TIBIA NAILS | 0 | Replaced new manufacturing license number MFG/MD/2021/000369 | Y | IM NAILS |  | 1 | No | Yes | Yes | Yes | N. A.
I0116 | I0116.1231 | ATLAS TIBIA NAIL, (ML), DIA. 12MM, LENGTH 310MM |  | I0116.1200 | 04 | 2018-06-13 | N. A. | N. A. | N. A. | QPF/I0116 | 02 | 2017-11-21 | N. A. | N. A. | N. A. | PS/I0116 | N. A. | N. A. | N. A. | N. A. | N. A. | I0116 | TMF-1 | IU/1 | Class C | FINISHED GOODS | ATLAS™ | ATLAS TIBIA NAIL, (ML) | DIA. 12MM, LENGTH 310MM | 16 | No | Yes |  | No | N. A. | No | N. A. | No | Yes | No | Yes | M. L.: MFG/MD/2021/000369 |  | 1 | SUSHRUT PRODUCTS\ATLAS NAILING SYSTEM\ATLAS IMPLANTS\ATLAS TIBIA NAILS | 0 | Replaced new manufacturing license number MFG/MD/2021/000369 | Y | IM NAILS |  | 1 | No | Yes | Yes | Yes | N. A.
I0116 | I0116.1232 | ATLAS TIBIA NAIL, (ML), DIA. 12MM, LENGTH 320MM |  | I0116.1200 | 04 | 2018-06-13 | N. A. | N. A. | N. A. | QPF/I0116 | 02 | 2017-11-21 | N. A. | N. A. | N. A. | PS/I0116 | N. A. | N. A. | N. A. | N. A. | N. A. | I0116 | TMF-1 | IU/1 | Class C | FINISHED GOODS | ATLAS™ | ATLAS TIBIA NAIL, (ML) | DIA. 12MM, LENGTH 320MM | 16 | No | Yes |  | No | N. A. | No | N. A. | No | Yes | No | Yes | M. L.: MFG/MD/2021/000369 |  | 1 | SUSHRUT PRODUCTS\ATLAS NAILING SYSTEM\ATLAS IMPLANTS\ATLAS TIBIA NAILS | 0 | Replaced new manufacturing license number MFG/MD/2021/000369 | Y | IM NAILS |  | 1 | No | Yes | Yes | Yes | N. A.
I0116 | I0116.1233 | ATLAS TIBIA NAIL, (ML), DIA. 12MM, LENGTH 330MM |  | I0116.1200 | 04 | 2018-06-13 | N. A. | N. A. | N. A. | QPF/I0116 | 02 | 2017-11-21 | N. A. | N. A. | N. A. | PS/I0116 | N. A. | N. A. | N. A. | N. A. | N. A. | I0116 | TMF-1 | IU/1 | Class C | FINISHED GOODS | ATLAS™ | ATLAS TIBIA NAIL, (ML) | DIA. 12MM, LENGTH 330MM | 16 | No | Yes |  | No | N. A. | No | N. A. | No | Yes | No | Yes | M. L.: MFG/MD/2021/000369 |  | 1 | SUSHRUT PRODUCTS\ATLAS NAILING SYSTEM\ATLAS IMPLANTS\ATLAS TIBIA NAILS | 0 | Replaced new manufacturing license number MFG/MD/2021/000369 | Y | IM NAILS |  | 1 | No | Yes | Yes | Yes | N. A.
I0116 | I0116.1234 | ATLAS TIBIA NAIL, (ML), DIA. 12MM, LENGTH 340MM |  | I0116.1200 | 04 | 2018-06-13 | N. A. | N. A. | N. A. | QPF/I0116 | 02 | 2017-11-21 | N. A. | N. A. | N. A. | PS/I0116 | N. A. | N. A. | N. A. | N. A. | N. A. | I0116 | TMF-1 | IU/1 | Class C | FINISHED GOODS | ATLAS™ | ATLAS TIBIA NAIL, (ML) | DIA. 12MM, LENGTH 340MM | 16 | No | Yes |  | No | N. A. | No | N. A. | No | Yes | No | Yes | M. L.: MFG/MD/2021/000369 |  | 1 | SUSHRUT PRODUCTS\ATLAS NAILING SYSTEM\ATLAS IMPLANTS\ATLAS TIBIA NAILS | 0 | Replaced new manufacturing license number MFG/MD/2021/000369 | Y | IM NAILS |  | 1 | No | Yes | Yes | Yes | N. A.
I0116 | I0116.1235 | ATLAS TIBIA NAIL, (ML), DIA. 12MM, LENGTH 350MM |  | I0116.1200 | 04 | 2018-06-13 | N. A. | N. A. | N. A. | QPF/I0116 | 02 | 2017-11-21 | N. A. | N. A. | N. A. | PS/I0116 | N. A. | N. A. | N. A. | N. A. | N. A. | I0116 | TMF-1 | IU/1 | Class C | FINISHED GOODS | ATLAS™ | ATLAS TIBIA NAIL, (ML) | DIA. 12MM, LENGTH 350MM | 16 | No | Yes |  | No | N. A. | No | N. A. | No | Yes | No | Yes | M. L.: MFG/MD/2021/000369 |  | 1 | SUSHRUT PRODUCTS\ATLAS NAILING SYSTEM\ATLAS IMPLANTS\ATLAS TIBIA NAILS | 0 | Replaced new manufacturing license number MFG/MD/2021/000369 | Y | IM NAILS |  | 1 | No | Yes | Yes | Yes | N. A.
I0116 | I0116.1236 | ATLAS TIBIA NAIL, (ML), DIA. 12MM, LENGTH 360MM |  | I0116.1200 | 04 | 2018-06-13 | N. A. | N. A. | N. A. | QPF/I0116 | 02 | 2017-11-21 | N. A. | N. A. | N. A. | PS/I0116 | N. A. | N. A. | N. A. | N. A. | N. A. | I0116 | TMF-1 | IU/1 | Class C | FINISHED GOODS | ATLAS™ | ATLAS TIBIA NAIL, (ML) | DIA. 12MM, LENGTH 360MM | 16 | No | Yes |  | No | N. A. | No | N. A. | No | Yes | No | Yes | M. L.: MFG/MD/2021/000369 |  | 1 | SUSHRUT PRODUCTS\ATLAS NAILING SYSTEM\ATLAS IMPLANTS\ATLAS TIBIA NAILS | 0 | Replaced new manufacturing license number MFG/MD/2021/000369 | Y | IM NAILS |  | 1 | No | Yes | Yes | Yes | N. A.
I0116 | I0116.1237 | ATLAS TIBIA NAIL, (ML), DIA. 12MM, LENGTH 370MM |  | I0116.1200 | 04 | 2018-06-13 | N. A. | N. A. | N. A. | QPF/I0116 | 02 | 2017-11-21 | N. A. | N. A. | N. A. | PS/I0116 | N. A. | N. A. | N. A. | N. A. | N. A. | I0116 | TMF-1 | IU/1 | Class C | FINISHED GOODS | ATLAS™ | ATLAS TIBIA NAIL, (ML) | DIA. 12MM, LENGTH 370MM | 16 | No | Yes |  | No | N. A. | No | N. A. | No | Yes | No | Yes | M. L.: MFG/MD/2021/000369 |  | 1 | SUSHRUT PRODUCTS\ATLAS NAILING SYSTEM\ATLAS IMPLANTS\ATLAS TIBIA NAILS | 0 | Replaced new manufacturing license number MFG/MD/2021/000369 | Y | IM NAILS |  | 1 | No | Yes | Yes | Yes | N. A.
I0116 | I0116.1238 | ATLAS TIBIA NAIL, (ML), DIA. 12MM, LENGTH 380MM |  | I0116.1200 | 04 | 2018-06-13 | N. A. | N. A. | N. A. | QPF/I0116 | 02 | 2017-11-21 | N. A. | N. A. | N. A. | PS/I0116 | N. A. | N. A. | N. A. | N. A. | N. A. | I0116 | TMF-1 | IU/1 | Class C | FINISHED GOODS | ATLAS™ | ATLAS TIBIA NAIL, (ML) | DIA. 12MM, LENGTH 380MM | 16 | No | Yes |  | No | N. A. | No | N. A. | No | Yes | No | Yes | M. L.: MFG/MD/2021/000369 |  | 1 | SUSHRUT PRODUCTS\ATLAS NAILING SYSTEM\ATLAS IMPLANTS\ATLAS TIBIA NAILS | 0 | Replaced new manufacturing license number MFG/MD/2021/000369 | Y | IM NAILS |  | 1 | No | Yes | Yes | Yes | N. A.
I0116 | I0116.1240 | ATLAS TIBIA NAIL, (ML), DIA. 12MM, LENGTH 400MM |  | I0116.1200 | 04 | 2018-06-13 | N. A. | N. A. | N. A. | QPF/I0116 | 02 | 2017-11-21 | N. A. | N. A. | N. A. | PS/I0116 | N. A. | N. A. | N. A. | N. A. | N. A. | I0116 | TMF-1 | IU/1 | Class C | FINISHED GOODS | ATLAS™ | ATLAS TIBIA NAIL, (ML) | DIA. 12MM, LENGTH 400MM | 16 | No | Yes |  | No | N. A. | No | N. A. | No | Yes | No | Yes | M. L.: MFG/MD/2021/000369 |  | 1 | SUSHRUT PRODUCTS\ATLAS NAILING SYSTEM\ATLAS IMPLANTS\ATLAS TIBIA NAILS | 0 | Replaced new manufacturing license number MFG/MD/2021/000369 | Y | IM NAILS |  | 1 | No | Yes | Yes | Yes | N. A.
I0116 | I0116.1242 | ATLAS TIBIA NAIL, (ML), DIA. 12MM, LENGTH 420MM |  | I0116.1200 | 04 | 2018-06-13 | N. A. | N. A. | N. A. | QPF/I0116 | 02 | 2017-11-21 | N. A. | N. A. | N. A. | PS/I0116 | N. A. | N. A. | N. A. | N. A. | N. A. | I0116 | TMF-1 | IU/1 | Class C | FINISHED GOODS | ATLAS™ | ATLAS TIBIA NAIL, (ML) | DIA. 12MM, LENGTH 420MM | 16 | No | Yes |  | No | N. A. | No | N. A. | No | Yes | No | Yes | M. L.: MFG/MD/2021/000369 |  | 1 | SUSHRUT PRODUCTS\ATLAS NAILING SYSTEM\ATLAS IMPLANTS\ATLAS TIBIA NAILS | 0 | Replaced new manufacturing license number MFG/MD/2021/000369 | Y | IM NAILS |  | 1 | No | Yes | Yes | Yes | N. A.
I0117 | I0117.0826 | ATLAS UNREAMED TIBIA NAIL, (AP), DIA. 8MM, LENGTH 260MM |  | I0117.0900 | 02 | 2018-06-13 | N. A. | N. A. | N. A. | QPF/I0110 | N. A. | N. A. | N. A. | N. A. | N. A. | PS/I0117 | N. A. | N. A. | N. A. | N. A. | N. A. | I0117 | TMF-1 | IU/1 | Class C | FINISHED GOODS | ATLAS™ | ATLAS UNREAMED TIBIA NAIL, (AP) | DIA. 8MM, LENGTH 260MM | 16 | No | Yes |  | No | N. A. | No | N. A. | No | Yes | No | Yes | M. L.: MFG/MD/2021/000369 |  | 1 | SUSHRUT PRODUCTS\ATLAS NAILING SYSTEM\ATLAS IMPLANTS\ATLAS TIBIA NAILS | 0 | Replaced new manufacturing license number MFG/MD/2021/000369 | Y | IM NAILS |  | 1 | No | Yes | Yes | Yes | N. A.
I0117 | I0117.0827 | ATLAS UNREAMED TIBIA NAIL, (AP), DIA. 8MM, LENGTH 270MM |  | I0117.0800 | 03 | 2018-06-09 | N. A. | N. A. | N. A. | QPF/I0110 | N. A. | N. A. | N. A. | N. A. | N. A. | PS/I0117 | N. A. | N. A. | N. A. | N. A. | N. A. | I0117 | TMF-1 | IU/1 | Class C | FINISHED GOODS | ATLAS™ | ATLAS UNREAMED TIBIA NAIL, (AP) | DIA. 8MM, LENGTH 270MM | 16 | No | Yes |  | No | N. A. | No | N. A. | No | Yes | No | Yes | M. L.: MFG/MD/2021/000369 |  | 1 | SUSHRUT PRODUCTS\ATLAS NAILING SYSTEM\ATLAS IMPLANTS\ATLAS TIBIA NAILS | 0 | Replaced new manufacturing license number MFG/MD/2021/000369 | Y | IM NAILS |  | 1 | No | Yes | Yes | Yes | N. A.
I0117 | I0117.0828 | ATLAS UNREAMED TIBIA NAIL, (AP), DIA. 8MM, LENGTH 280MM |  | I0117.0800 | 03 | 2018-06-09 | N. A. | N. A. | N. A. | QPF/I0110 | N. A. | N. A. | N. A. | N. A. | N. A. | PS/I0117 | N. A. | N. A. | N. A. | N. A. | N. A. | I0117 | TMF-1 | IU/1 | Class C | FINISHED GOODS | ATLAS™ | UNREAMED TIBIA NAIL, (AP) | DIA. 8MM, LENGTH 280MM | 16 | No | Yes |  | No | N. A. | No | N. A. | No | Yes | No | Yes | M. L.: MFG/MD/2021/000369 |  | 1 | SUSHRUT PRODUCTS\ATLAS NAILING SYSTEM\ATLAS IMPLANTS\ATLAS TIBIA NAILS | 0 | Replaced new manufacturing license number MFG/MD/2021/000369 | N | IM NAILS |  | 1 | No | Yes | Yes | Yes | N. A.
I0117 | I0117.0829 | ATLAS UNREAMED TIBIA NAIL, (AP), DIA. 8MM, LENGTH 290MM |  | I0117.0800 | 03 | 2018-06-09 | N. A. | N. A. | N. A. | QPF/I0110 | N. A. | N. A. | N. A. | N. A. | N. A. | PS/I0117 | N. A. | N. A. | N. A. | N. A. | N. A. | I0117 | TMF-1 | IU/1 | Class C | FINISHED GOODS | ATLAS™ | ATLAS UNREAMED TIBIA NAIL, (AP) | DIA. 8MM, LENGTH 290MM | 16 | No | Yes |  | No | N. A. | No | N. A. | No | Yes | No | Yes | M. L.: MFG/MD/2021/000369 |  | 1 | SUSHRUT PRODUCTS\ATLAS NAILING SYSTEM\ATLAS IMPLANTS\ATLAS TIBIA NAILS | 0 | Replaced new manufacturing license number MFG/MD/2021/000369 | Y | IM NAILS |  | 1 | No | Yes | Yes | Yes | N. A.
I0117 | I0117.0830 | ATLAS UNREAMED TIBIA NAIL, (AP), DIA. 8MM, LENGTH 300MM |  | I0117.0800 | 03 | 2018-06-09 | N. A. | N. A. | N. A. | QPF/I0110 | N. A. | N. A. | N. A. | N. A. | N. A. | PS/I0117 | N. A. | N. A. | N. A. | N. A. | N. A. | I0117 | TMF-1 | IU/1 | Class C | FINISHED GOODS | ATLAS™ | ATLAS UNREAMED TIBIA NAIL, (AP) | DIA. 8MM, LENGTH 300MM | 16 | No | Yes |  | No | N. A. | No | N. A. | No | Yes | No | Yes | M. L.: MFG/MD/2021/000369 |  | 1 | SUSHRUT PRODUCTS\ATLAS NAILING SYSTEM\ATLAS IMPLANTS\ATLAS TIBIA NAILS | 0 | Replaced new manufacturing license number MFG/MD/2021/000369 | N | IM NAILS |  | 1 | No | Yes | Yes | Yes | N. A.
I0117 | I0117.0831 | ATLAS UNREAMED TIBIA NAIL, (AP), DIA. 8MM, LENGTH 310MM |  | I0117.0800 | 03 | 2018-06-09 | N. A. | N. A. | N. A. | QPF/I0110 | N. A. | N. A. | N. A. | N. A. | N. A. | PS/I0117 | N. A. | N. A. | N. A. | N. A. | N. A. | I0117 | TMF-1 | IU/1 | Class C | FINISHED GOODS | ATLAS™ | ATLAS UNREAMED TIBIA NAIL, (AP) | DIA. 8MM, LENGTH 310MM | 16 | No | Yes |  | No | N. A. | No | N. A. | No | Yes | No | Yes | M. L.: MFG/MD/2021/000369 |  | 1 | SUSHRUT PRODUCTS\ATLAS NAILING SYSTEM\ATLAS IMPLANTS\ATLAS TIBIA NAILS | 0 | Replaced new manufacturing license number MFG/MD/2021/000369 | Y | IM NAILS |  | 1 | No | Yes | Yes | Yes | N. A.
I0117 | I0117.0832 | ATLAS UNREAMED TIBIA NAIL, (AP), DIA. 8MM, LENGTH 320MM |  | I0117.0800 | 03 | 2018-06-09 | N. A. | N. A. | N. A. | QPF/I0110 | N. A. | N. A. | N. A. | N. A. | N. A. | PS/I0117 | N. A. | N. A. | N. A. | N. A. | N. A. | I0117 | TMF-1 | IU/1 | Class C | FINISHED GOODS | ATLAS™ | UNREAMED TIBIA NAIL, (AP) | DIA. 8MM, LENGTH 320MM | 16 | No | Yes |  | No | N. A. | No | N. A. | No | Yes | No | Yes | M. L.: MFG/MD/2021/000369 |  | 1 | SUSHRUT PRODUCTS\ATLAS NAILING SYSTEM\ATLAS IMPLANTS\ATLAS TIBIA NAILS | 0 | Replaced new manufacturing license number MFG/MD/2021/000369 | N | IM NAILS |  | 1 | No | Yes | Yes | Yes | N. A.
I0117 | I0117.0833 | ATLAS UNREAMED TIBIA NAIL, (AP), DIA. 8MM, LENGTH 330MM |  | I0117.0800 | 03 | 2018-06-09 | N. A. | N. A. | N. A. | QPF/I0110 | N. A. | N. A. | N. A. | N. A. | N. A. | PS/I0117 | N. A. | N. A. | N. A. | N. A. | N. A. | I0117 | TMF-1 | IU/1 | Class C | FINISHED GOODS | ATLAS™ | ATLAS UNREAMED TIBIA NAIL, (AP) | DIA. 8MM, LENGTH 330MM | 16 | No | Yes |  | No | N. A. | No | N. A. | No | Yes | No | Yes | M. L.: MFG/MD/2021/000369 |  | 1 | SUSHRUT PRODUCTS\ATLAS NAILING SYSTEM\ATLAS IMPLANTS\ATLAS TIBIA NAILS | 0 | Replaced new manufacturing license number MFG/MD/2021/000369 | Y | IM NAILS |  | 1 | No | Yes | Yes | Yes | N. A.
I0117 | I0117.0834 | ATLAS UNREAMED TIBIA NAIL, (AP), DIA. 8MM, LENGTH 340MM |  | I0117.0800 | 03 | 2018-06-09 | N. A. | N. A. | N. A. | QPF/I0110 | N. A. | N. A. | N. A. | N. A. | N. A. | PS/I0117 | N. A. | N. A. | N. A. | N. A. | N. A. | I0117 | TMF-1 | IU/1 | Class C | FINISHED GOODS | ATLAS™ | UNREAMED TIBIA NAIL, (AP) | DIA. 8MM, LENGTH 340MM | 16 | No | Yes |  | No | N. A. | No | N. A. | No | Yes | No | Yes | M. L.: MFG/MD/2021/000369 |  | 1 | SUSHRUT PRODUCTS\ATLAS NAILING SYSTEM\ATLAS IMPLANTS\ATLAS TIBIA NAILS | 0 | Replaced new manufacturing license number MFG/MD/2021/000369 | N | IM NAILS |  | 1 | No | Yes | Yes | Yes | N. A.
I0117 | I0117.0835 | ATLAS UNREAMED TIBIA NAIL, (AP), DIA. 8MM, LENGTH 350MM |  | I0117.0800 | 03 | 2018-06-09 | N. A. | N. A. | N. A. | QPF/I0110 | N. A. | N. A. | N. A. | N. A. | N. A. | PS/I0117 | N. A. | N. A. | N. A. | N. A. | N. A. | I0117 | TMF-1 | IU/1 | Class C | FINISHED GOODS | ATLAS™ | ATLAS UNREAMED TIBIA NAIL, (AP) | DIA. 8MM, LENGTH 350MM | 16 | No | Yes |  | No | N. A. | No | N. A. | No | Yes | No | Yes | M. L.: MFG/MD/2021/000369 |  | 1 | SUSHRUT PRODUCTS\ATLAS NAILING SYSTEM\ATLAS IMPLANTS\ATLAS TIBIA NAILS | 0 | Replaced new manufacturing license number MFG/MD/2021/000369 | Y | IM NAILS |  | 1 | No | Yes | Yes | Yes | N. A.
I0117 | I0117.0836 | ATLAS UNREAMED TIBIA NAIL, (AP), DIA. 8MM, LENGTH 360MM |  | I0117.0800 | 03 | 2018-06-09 | N. A. | N. A. | N. A. | QPF/I0110 | N. A. | N. A. | N. A. | N. A. | N. A. | PS/I0117 | N. A. | N. A. | N. A. | N. A. | N. A. | I0117 | TMF-1 | IU/1 | Class C | FINISHED GOODS | ATLAS™ | ATLAS UNREAMED TIBIA NAIL, (AP) | DIA. 8MM, LENGTH 360MM | 16 | No | Yes |  | No | N. A. | No | N. A. | No | Yes | No | Yes | M. L.: MFG/MD/2021/000369 |  | 1 | SUSHRUT PRODUCTS\ATLAS NAILING SYSTEM\ATLAS IMPLANTS\ATLAS TIBIA NAILS | 0 | Replaced new manufacturing license number MFG/MD/2021/000369 | N | IM NAILS |  | 1 | No | Yes | Yes | Yes | N. A.
I0117 | I0117.0837 | ATLAS UNREAMED TIBIA NAIL, (AP), DIA. 8MM, LENGTH 370MM |  | I0117.0800 | 03 | 2018-06-09 | N. A. | N. A. | N. A. | QPF/I0110 | N. A. | N. A. | N. A. | N. A. | N. A. | PS/I0117 | N. A. | N. A. | N. A. | N. A. | N. A. | I0117 | TMF-1 | IU/1 | Class C | FINISHED GOODS | ATLAS™ | ATLAS UNREAMED TIBIA NAIL, (AP) | DIA. 8MM, LENGTH 370MM | 16 | No | Yes |  | No | N. A. | No | N. A. | No | Yes | No | Yes | M. L.: MFG/MD/2021/000369 |  | 1 | SUSHRUT PRODUCTS\ATLAS NAILING SYSTEM\ATLAS IMPLANTS\ATLAS TIBIA NAILS | 0 | Replaced new manufacturing license number MFG/MD/2021/000369 | Y | IM NAILS |  | 1 | No | Yes | Yes | Yes | N. A.
I0117 | I0117.0838 | ATLAS UNREAMED TIBIA NAIL, (AP), DIA. 8MM, LENGTH 380MM |  | I0117.0800 | 03 | 2018-06-09 | N. A. | N. A. | N. A. | QPF/I0110 | N. A. | N. A. | N. A. | N. A. | N. A. | PS/I0117 | N. A. | N. A. | N. A. | N. A. | N. A. | I0117 | TMF-1 | IU/1 | Class C | FINISHED GOODS | ATLAS™ | ATLAS UNREAMED TIBIA NAIL, (AP) | DIA. 8MM, LENGTH 380MM | 16 | No | Yes |  | No | N. A. | No | N. A. | No | Yes | No | Yes | M. L.: MFG/MD/2021/000369 |  | 1 | SUSHRUT PRODUCTS\ATLAS NAILING SYSTEM\ATLAS IMPLANTS\ATLAS TIBIA NAILS | 0 | Replaced new manufacturing license number MFG/MD/2021/000369 | N | IM NAILS |  | 1 | No | Yes | Yes | Yes | N. A.
I0117 | I0117.0840 | ATLAS UNREAMED TIBIA NAIL, (AP), DIA. 8MM, LENGTH 400MM |  | I0117.0800 | 03 | 2018-06-09 | N. A. | N. A. | N. A. | QPF/I0110 | N. A. | N. A. | N. A. | N. A. | N. A. | PS/I0117 | N. A. | N. A. | N. A. | N. A. | N. A. | I0117 | TMF-1 | IU/1 | Class C | FINISHED GOODS | ATLAS™ | ATLAS UNREAMED TIBIA NAIL, (AP) | DIA. 8MM, LENGTH 400MM | 16 | No | Yes |  | No | N. A. | No | N. A. | No | Yes | No | Yes | M. L.: MFG/MD/2021/000369 |  | 1 | SUSHRUT PRODUCTS\ATLAS NAILING SYSTEM\ATLAS IMPLANTS\ATLAS TIBIA NAILS | 0 | Replaced new manufacturing license number MFG/MD/2021/000369 | Y | IM NAILS |  | 1 | No | Yes | Yes | Yes | N. A.
I0117 | I0117.0842 | ATLAS UNREAMED TIBIA NAIL, (AP), DIA. 8MM, LENGTH 420MM |  | I0117.0800 | 03 | 2018-06-09 | N. A. | N. A. | N. A. | QPF/I0110 | N. A. | N. A. | N. A. | N. A. | N. A. | PS/I0117 | N. A. | N. A. | N. A. | N. A. | N. A. | I0117 | TMF-1 | IU/1 | Class C | FINISHED GOODS | ATLAS™ | ATLAS UNREAMED TIBIA NAIL, (AP) | DIA. 8MM, LENGTH 420MM | 16 | No | Yes |  | No | N. A. | No | N. A. | No | Yes | No | Yes | M. L.: MFG/MD/2021/000369 |  | 1 | SUSHRUT PRODUCTS\ATLAS NAILING SYSTEM\ATLAS IMPLANTS\ATLAS TIBIA NAILS | 0 | Replaced new manufacturing license number MFG/MD/2021/000369 | Y | IM NAILS |  | 1 | No | Yes | Yes | Yes | N. A.
I0117 | I0117.0926 | ATLAS TIBIA NAIL, (AP), DIA. 9MM, LENGTH 260MM |  | I0117.0900 | 02 | 2018-06-13 | N. A. | N. A. | N. A. | QPF/I0110 | N. A. | N. A. | N. A. | N. A. | N. A. | PS/I0117 | N. A. | N. A. | N. A. | N. A. | N. A. | I0117 | TMF-1 | IU/1 | Class C | FINISHED GOODS | ATLAS™ | ATLAS TIBIA NAIL, (AP) | DIA. 9MM, LENGTH 260MM | 16 | No | Yes |  | No | N. A. | No | N. A. | No | Yes | No | Yes | M. L.: MFG/MD/2021/000369 |  | 1 | SUSHRUT PRODUCTS\ATLAS NAILING SYSTEM\ATLAS IMPLANTS\ATLAS TIBIA NAILS | 0 | Replaced new manufacturing license number MFG/MD/2021/000369 | Y | IM NAILS |  | 1 | No | Yes | Yes | Yes | N. A.
I0110 | I0117.0927 | ATLAS TIBIA NAIL, (AP), DIA. 9MM, LENGTH 270MM |  | I0117.0900 | 02 | 2018-06-13 | N. A. | N. A. | N. A. | QPF/I0110 | N. A. | N. A. | N. A. | N. A. | N. A. | PS/I0117 | N. A. | N. A. | N. A. | N. A. | N. A. | I0110 | TMF-1 | IU/1 | Class C | FINISHED GOODS | ATLAS™ | TIBIA NAIL, (AP) | DIA. 9MM, LENGTH 270MM | 16 | No | Yes |  | No | N. A. | No | N. A. | No | Yes | No | Yes | M. L.: MFG/MD/2021/000369 |  | 1 | SUSHRUT PRODUCTS\ATLAS NAILING SYSTEM\ATLAS IMPLANTS\ATLAS TIBIA NAILS | 0 | Replaced new manufacturing license number MFG/MD/2021/000369 | Y | IM NAILS |  | 1 | No | Yes | Yes | Yes | N. A.
I0110 | I0117.0928 | ATLAS TIBIA NAIL, (AP), DIA. 9MM, LENGTH 280MM |  | I0117.0900 | 02 | 2018-06-13 | N. A. | N. A. | N. A. | QPF/I0110 | N. A. | N. A. | N. A. | N. A. | N. A. | PS/I0117 | N. A. | N. A. | N. A. | N. A. | N. A. | I0110 | TMF-1 | IU/1 | Class C | FINISHED GOODS | ATLAS™ | ATLAS TIBIA NAIL, (AP) | DIA. 9MM, LENGTH 280MM | 16 | No | Yes |  | No | N. A. | No | N. A. | No | Yes | No | Yes | M. L.: MFG/MD/2021/000369 |  | 1 | SUSHRUT PRODUCTS\ATLAS NAILING SYSTEM\ATLAS IMPLANTS\ATLAS TIBIA NAILS | 0 | Replaced new manufacturing license number MFG/MD/2021/000369 | N | IM NAILS |  | 1 | No | Yes | Yes | Yes | N. A.
I0110 | I0117.0929 | ATLAS TIBIA NAIL, (AP), DIA. 9MM, LENGTH 290MM |  | I0117.0900 | 02 | 2018-06-13 | N. A. | N. A. | N. A. | QPF/I0110 | N. A. | N. A. | N. A. | N. A. | N. A. | PS/I0117 | N. A. | N. A. | N. A. | N. A. | N. A. | I0110 | TMF-1 | IU/1 | Class C | FINISHED GOODS | ATLAS™ | ATLAS TIBIA NAIL, (AP) | DIA. 9MM, LENGTH 290MM | 16 | No | Yes |  | No | N. A. | No | N. A. | No | Yes | No | Yes | M. L.: MFG/MD/2021/000369 |  | 1 | SUSHRUT PRODUCTS\ATLAS NAILING SYSTEM\ATLAS IMPLANTS\ATLAS TIBIA NAILS | 0 | Replaced new manufacturing license number MFG/MD/2021/000369 | Y | IM NAILS |  | 1 | No | Yes | Yes | Yes | N. A.
I0110 | I0117.0930 | ATLAS TIBIA NAIL, (AP), DIA. 9MM, LENGTH 300MM |  | I0117.0900 | 02 | 2018-06-13 | N. A. | N. A. | N. A. | QPF/I0110 | N. A. | N. A. | N. A. | N. A. | N. A. | PS/I0117 | N. A. | N. A. | N. A. | N. A. | N. A. | I0110 | TMF-1 | IU/1 | Class C | FINISHED GOODS | ATLAS™ | TIBIA NAIL, (AP) | DIA. 9MM, LENGTH 300MM | 16 | No | Yes |  | No | N. A. | No | N. A. | No | Yes | No | Yes | M. L.: MFG/MD/2021/000369 |  | 1 | SUSHRUT PRODUCTS\ATLAS NAILING SYSTEM\ATLAS IMPLANTS\ATLAS TIBIA NAILS | 0 | Replaced new manufacturing license number MFG/MD/2021/000369 | N | IM NAILS |  | 1 | No | Yes | Yes | Yes | N. A.
I0110 | I0117.0931 | ATLAS TIBIA NAIL, (AP), DIA. 9MM, LENGTH 310MM |  | I0117.0900 | 02 | 2018-06-13 | N. A. | N. A. | N. A. | QPF/I0110 | N. A. | N. A. | N. A. | N. A. | N. A. | PS/I0117 | N. A. | N. A. | N. A. | N. A. | N. A. | I0110 | TMF-1 | IU/1 | Class C | FINISHED GOODS | ATLAS™ | ATLAS TIBIA NAIL, (AP) | DIA. 9MM, LENGTH 310MM | 16 | No | Yes |  | No | N. A. | No | N. A. | No | Yes | No | Yes | M. L.: MFG/MD/2021/000369 |  | 1 | SUSHRUT PRODUCTS\ATLAS NAILING SYSTEM\ATLAS IMPLANTS\ATLAS TIBIA NAILS | 0 | Replaced new manufacturing license number MFG/MD/2021/000369 | Y | IM NAILS |  | 1 | No | Yes | Yes | Yes | N. A.
I0110 | I0117.0932 | ATLAS TIBIA NAIL, (AP), DIA. 9MM, LENGTH 320MM |  | I0117.0900 | 02 | 2018-06-13 | N. A. | N. A. | N. A. | QPF/I0110 | N. A. | N. A. | N. A. | N. A. | N. A. | PS/I0117 | N. A. | N. A. | N. A. | N. A. | N. A. | I0110 | TMF-1 | IU/1 | Class C | FINISHED GOODS | ATLAS™ | TIBIA NAIL, (AP) | DIA. 9MM, LENGTH 320MM | 16 | No | Yes |  | No | N. A. | No | N. A. | No | Yes | No | Yes | M. L.: MFG/MD/2021/000369 |  | 1 | SUSHRUT PRODUCTS\ATLAS NAILING SYSTEM\ATLAS IMPLANTS\ATLAS TIBIA NAILS | 0 | Replaced new manufacturing license number MFG/MD/2021/000369 | N | IM NAILS |  | 1 | No | Yes | Yes | Yes | N. A.
I0110 | I0117.0933 | ATLAS TIBIA NAIL, (AP), DIA. 9MM, LENGTH 330MM |  | I0117.0900 | 02 | 2018-06-13 | N. A. | N. A. | N. A. | QPF/I0110 | N. A. | N. A. | N. A. | N. A. | N. A. | PS/I0117 | N. A. | N. A. | N. A. | N. A. | N. A. | I0110 | TMF-1 | IU/1 | Class C | FINISHED GOODS | ATLAS™ | ATLAS TIBIA NAIL, (AP) | DIA. 9MM, LENGTH 330MM | 16 | No | Yes |  | No | N. A. | No | N. A. | No | Yes | No | Yes | M. L.: MFG/MD/2021/000369 |  | 1 | SUSHRUT PRODUCTS\ATLAS NAILING SYSTEM\ATLAS IMPLANTS\ATLAS TIBIA NAILS | 0 | Replaced new manufacturing license number MFG/MD/2021/000369 | Y | IM NAILS |  | 1 | No | Yes | Yes | Yes | N. A.
I0110 | I0117.0934 | ATLAS TIBIA NAIL, (AP), DIA. 9MM, LENGTH 340MM |  | I0117.0900 | 02 | 2018-06-13 | N. A. | N. A. | N. A. | QPF/I0110 | N. A. | N. A. | N. A. | N. A. | N. A. | PS/I0117 | N. A. | N. A. | N. A. | N. A. | N. A. | I0110 | TMF-1 | IU/1 | Class C | FINISHED GOODS | ATLAS™ | TIBIA NAIL, (AP) | DIA. 9MM, LENGTH 340MM | 16 | No | Yes |  | No | N. A. | No | N. A. | No | Yes | No | Yes | M. L.: MFG/MD/2021/000369 |  | 1 | SUSHRUT PRODUCTS\ATLAS NAILING SYSTEM\ATLAS IMPLANTS\ATLAS TIBIA NAILS | 0 | Replaced new manufacturing license number MFG/MD/2021/000369 | N | IM NAILS |  | 1 | No | Yes | Yes | Yes | N. A.
I0110 | I0117.0935 | ATLAS TIBIA NAIL, (AP), DIA. 9MM, LENGTH 350MM |  | I0117.0900 | 02 | 2018-06-13 | N. A. | N. A. | N. A. | QPF/I0110 | N. A. | N. A. | N. A. | N. A. | N. A. | PS/I0117 | N. A. | N. A. | N. A. | N. A. | N. A. | I0110 | TMF-1 | IU/1 | Class C | FINISHED GOODS | ATLAS™ | ATLAS TIBIA NAIL, (AP) | DIA. 9MM, LENGTH 350MM | 16 | No | Yes |  | No | N. A. | No | N. A. | No | Yes | No | Yes | M. L.: MFG/MD/2021/000369 |  | 1 | SUSHRUT PRODUCTS\ATLAS NAILING SYSTEM\ATLAS IMPLANTS\ATLAS TIBIA NAILS | 0 | Replaced new manufacturing license number MFG/MD/2021/000369 | Y | IM NAILS |  | 1 | No | Yes | Yes | Yes | N. A.
I0110 | I0117.0936 | ATLAS TIBIA NAIL, (AP), DIA. 9MM, LENGTH 360MM |  | I0117.0900 | 02 | 2018-06-13 | N. A. | N. A. | N. A. | QPF/I0110 | N. A. | N. A. | N. A. | N. A. | N. A. | PS/I0117 | N. A. | N. A. | N. A. | N. A. | N. A. | I0110 | TMF-1 | IU/1 | Class C | FINISHED GOODS | ATLAS™ | TIBIA NAIL, (AP) | DIA. 9MM, LENGTH 360MM | 16 | No | Yes |  | No | N. A. | No | N. A. | No | Yes | No | Yes | M. L.: MFG/MD/2021/000369 |  | 1 | SUSHRUT PRODUCTS\ATLAS NAILING SYSTEM\ATLAS IMPLANTS\ATLAS TIBIA NAILS | 0 | Replaced new manufacturing license number MFG/MD/2021/000369 | N | IM NAILS |  | 1 | No | Yes | Yes | Yes | N. A.
I0110 | I0117.0937 | ATLAS TIBIA NAIL, (AP), DIA. 9MM, LENGTH 370MM |  | I0117.0900 | 02 | 2018-06-13 | N. A. | N. A. | N. A. | QPF/I0110 | N. A. | N. A. | N. A. | N. A. | N. A. | PS/I0117 | N. A. | N. A. | N. A. | N. A. | N. A. | I0110 | TMF-1 | IU/1 | Class C | FINISHED GOODS | ATLAS™ | ATLAS TIBIA NAIL, (AP) | DIA. 9MM, LENGTH 370MM | 16 | No | Yes |  | No | N. A. | No | N. A. | No | Yes | No | Yes | M. L.: MFG/MD/2021/000369 |  | 1 | SUSHRUT PRODUCTS\ATLAS NAILING SYSTEM\ATLAS IMPLANTS\ATLAS TIBIA NAILS | 0 | Replaced new manufacturing license number MFG/MD/2021/000369 | Y | IM NAILS |  | 1 | No | Yes | Yes | Yes | N. A.
I0110 | I0117.0938 | ATLAS TIBIA NAIL, (AP), DIA. 9MM, LENGTH 380MM |  | I0117.0900 | 02 | 2018-06-13 | N. A. | N. A. | N. A. | QPF/I0110 | N. A. | N. A. | N. A. | N. A. | N. A. | PS/I0117 | N. A. | N. A. | N. A. | N. A. | N. A. | I0110 | TMF-1 | IU/1 | Class C | FINISHED GOODS | ATLAS™ | ATLAS TIBIA NAIL, (AP) | DIA. 9MM, LENGTH 380MM | 16 | No | Yes |  | No | N. A. | No | N. A. | No | Yes | No | Yes | M. L.: MFG/MD/2021/000369 |  | 1 | SUSHRUT PRODUCTS\ATLAS NAILING SYSTEM\ATLAS IMPLANTS\ATLAS TIBIA NAILS | 0 | Replaced new manufacturing license number MFG/MD/2021/000369 | N | IM NAILS |  | 1 | No | Yes | Yes | Yes | N. A.
I0110 | I0117.0940 | ATLAS TIBIA NAIL, (AP), DIA. 9MM, LENGTH 400MM |  | I0117.0900 | 02 | 2018-06-13 | N. A. | N. A. | N. A. | QPF/I0110 | N. A. | N. A. | N. A. | N. A. | N. A. | PS/I0117 | N. A. | N. A. | N. A. | N. A. | N. A. | I0110 | TMF-1 | IU/1 | Class C | FINISHED GOODS | ATLAS™ | ATLAS TIBIA NAIL, (AP) | DIA. 9MM, LENGTH 400MM | 16 | No | Yes |  | No | N. A. | No | N. A. | No | Yes | No | Yes | M. L.: MFG/MD/2021/000369 |  | 1 | SUSHRUT PRODUCTS\ATLAS NAILING SYSTEM\ATLAS IMPLANTS\ATLAS TIBIA NAILS | 0 | Replaced new manufacturing license number MFG/MD/2021/000369 | N | IM NAILS |  | 1 | No | Yes | Yes | Yes | N. A.
I0110 | I0117.0942 | ATLAS TIBIA NAIL, (AP), DIA. 9MM, LENGTH 420MM |  | I0117.0900 | 02 | 2018-06-13 | N. A. | N. A. | N. A. | QPF/I0110 | N. A. | N. A. | N. A. | N. A. | N. A. | PS/I0117 | N. A. | N. A. | N. A. | N. A. | N. A. | I0110 | TMF-1 | IU/1 | Class C | FINISHED GOODS | ATLAS™ | ATLAS TIBIA NAIL, (AP) | DIA. 9MM, LENGTH 420MM | 16 | No | Yes |  | No | N. A. | No | N. A. | No | Yes | No | Yes | M. L.: MFG/MD/2021/000369 |  | 1 | SUSHRUT PRODUCTS\ATLAS NAILING SYSTEM\ATLAS IMPLANTS\ATLAS TIBIA NAILS | 0 | Replaced new manufacturing license number MFG/MD/2021/000369 | Y | IM NAILS |  | 1 | No | Yes | Yes | Yes | N. A.
I0110 | I0117.1027 | ATLAS TIBIA NAIL, (AP), DIA. 10MM, LENGTH 270MM |  | I0117.1000 | 02 | 2018-06-13 | N. A. | N. A. | N. A. | QPF/I0110 | N. A. | N. A. | N. A. | N. A. | N. A. | PS/I0117 | N. A. | N. A. | N. A. | N. A. | N. A. | I0110 | TMF-1 | IU/1 | Class C | FINISHED GOODS | ATLAS™ | ATLAS TIBIA NAIL, (AP) | DIA. 10MM, LENGTH 270MM | 16 | No | Yes |  | No | N. A. | No | N. A. | No | Yes | No | Yes | M. L.: MFG/MD/2021/000369 |  | 1 | SUSHRUT PRODUCTS\ATLAS NAILING SYSTEM\ATLAS IMPLANTS\ATLAS TIBIA NAILS | 0 | Replaced new manufacturing license number MFG/MD/2021/000369 | N | IM NAILS |  | 1 | No | Yes | Yes | Yes | N. A.
I0110 | I0117.1028 | ATLAS TIBIA NAIL, (AP), DIA. 10MM, LENGTH 280MM |  | I0117.1000 | 02 | 2018-06-13 | N. A. | N. A. | N. A. | QPF/I0110 | N. A. | N. A. | N. A. | N. A. | N. A. | PS/I0117 | N. A. | N. A. | N. A. | N. A. | N. A. | I0110 | TMF-1 | IU/1 | Class C | FINISHED GOODS | ATLAS™ | TIBIA NAIL, (AP) | DIA. 10MM, LENGTH 280MM | 16 | No | Yes |  | No | N. A. | No | N. A. | No | Yes | No | Yes | M. L.: MFG/MD/2021/000369 |  | 1 | SUSHRUT PRODUCTS\ATLAS NAILING SYSTEM\ATLAS IMPLANTS\ATLAS TIBIA NAILS | 0 | Replaced new manufacturing license number MFG/MD/2021/000369 | N | IM NAILS |  | 1 | No | Yes | Yes | Yes | N. A.
I0110 | I0117.1029 | ATLAS TIBIA NAIL, (AP), DIA. 10MM, LENGTH 290MM |  | I0117.1000 | 02 | 2018-06-13 | N. A. | N. A. | N. A. | QPF/I0110 | N. A. | N. A. | N. A. | N. A. | N. A. | PS/I0117 | N. A. | N. A. | N. A. | N. A. | N. A. | I0110 | TMF-1 | IU/1 | Class C | FINISHED GOODS | ATLAS™ | ATLAS TIBIA NAIL, (AP) | DIA. 10MM, LENGTH 290MM | 16 | No | Yes |  | No | N. A. | No | N. A. | No | Yes | No | Yes | M. L.: MFG/MD/2021/000369 |  | 1 | SUSHRUT PRODUCTS\ATLAS NAILING SYSTEM\ATLAS IMPLANTS\ATLAS TIBIA NAILS | 0 | Replaced new manufacturing license number MFG/MD/2021/000369 | N | IM NAILS |  | 1 | No | Yes | Yes | Yes | N. A.
I0110 | I0117.1030 | ATLAS TIBIA NAIL, (AP), DIA. 10MM, LENGTH 300MM |  | I0117.1000 | 02 | 2018-06-13 | N. A. | N. A. | N. A. | QPF/I0110 | N. A. | N. A. | N. A. | N. A. | N. A. | PS/I0117 | N. A. | N. A. | N. A. | N. A. | N. A. | I0110 | TMF-1 | IU/1 | Class C | FINISHED GOODS | ATLAS™ | TIBIA NAIL, (AP) | DIA. 10MM, LENGTH 300MM | 16 | No | Yes |  | No | N. A. | No | N. A. | No | Yes | No | Yes | M. L.: MFG/MD/2021/000369 |  | 1 | SUSHRUT PRODUCTS\ATLAS NAILING SYSTEM\ATLAS IMPLANTS\ATLAS TIBIA NAILS | 0 | Replaced new manufacturing license number MFG/MD/2021/000369 | N | IM NAILS |  | 1 | No | Yes | Yes | Yes | N. A.
I0110 | I0117.1031 | ATLAS TIBIA NAIL, (AP), DIA. 10MM, LENGTH 310MM |  | I0117.1000 | 02 | 2018-06-13 | N. A. | N. A. | N. A. | QPF/I0110 | N. A. | N. A. | N. A. | N. A. | N. A. | PS/I0117 | N. A. | N. A. | N. A. | N. A. | N. A. | I0110 | TMF-1 | IU/1 | Class C | FINISHED GOODS | ATLAS™ | ATLAS TIBIA NAIL, (AP) | DIA. 10MM, LENGTH 310MM | 16 | No | Yes |  | No | N. A. | No | N. A. | No | Yes | No | Yes | M. L.: MFG/MD/2021/000369 |  | 1 | SUSHRUT PRODUCTS\ATLAS NAILING SYSTEM\ATLAS IMPLANTS\ATLAS TIBIA NAILS | 0 | Replaced new manufacturing license number MFG/MD/2021/000369 | N | IM NAILS |  | 1 | No | Yes | Yes | Yes | N. A.
I0110 | I0117.1032 | ATLAS TIBIA NAIL, (AP), DIA. 10MM, LENGTH 320MM |  | I0117.1000 | 02 | 2018-06-13 | N. A. | N. A. | N. A. | QPF/I0110 | N. A. | N. A. | N. A. | N. A. | N. A. | PS/I0117 | N. A. | N. A. | N. A. | N. A. | N. A. | I0110 | TMF-1 | IU/1 | Class C | FINISHED GOODS | ATLAS™ | TIBIA NAIL, (AP) | DIA. 10MM, LENGTH 320MM | 16 | No | Yes |  | No | N. A. | No | N. A. | No | Yes | No | Yes | M. L.: MFG/MD/2021/000369 |  | 1 | SUSHRUT PRODUCTS\ATLAS NAILING SYSTEM\ATLAS IMPLANTS\ATLAS TIBIA NAILS | 0 | Replaced new manufacturing license number MFG/MD/2021/000369 | N | IM NAILS |  | 1 | No | Yes | Yes | Yes | N. A.
I0110 | I0117.1033 | ATLAS TIBIA NAIL, (AP), DIA. 10MM, LENGTH 330MM |  | I0117.1000 | 02 | 2018-06-13 | N. A. | N. A. | N. A. | QPF/I0110 | N. A. | N. A. | N. A. | N. A. | N. A. | PS/I0117 | N. A. | N. A. | N. A. | N. A. | N. A. | I0110 | TMF-1 | IU/1 | Class C | FINISHED GOODS | ATLAS™ | ATLAS TIBIA NAIL, (AP) | DIA. 10MM, LENGTH 330MM | 16 | No | Yes |  | No | N. A. | No | N. A. | No | Yes | No | Yes | M. L.: MFG/MD/2021/000369 |  | 1 | SUSHRUT PRODUCTS\ATLAS NAILING SYSTEM\ATLAS IMPLANTS\ATLAS TIBIA NAILS | 0 | Replaced new manufacturing license number MFG/MD/2021/000369 | N | IM NAILS |  | 1 | No | Yes | Yes | Yes | N. A.
I0110 | I0117.1034 | ATLAS TIBIA NAIL, (AP), DIA. 10MM, LENGTH 340MM |  | I0117.1000 | 02 | 2018-06-13 | N. A. | N. A. | N. A. | QPF/I0110 | N. A. | N. A. | N. A. | N. A. | N. A. | PS/I0117 | N. A. | N. A. | N. A. | N. A. | N. A. | I0110 | TMF-1 | IU/1 | Class C | FINISHED GOODS | ATLAS™ | TIBIA NAIL, (AP) | DIA. 10MM, LENGTH 340MM | 16 | No | Yes |  | No | N. A. | No | N. A. | No | Yes | No | Yes | M. L.: MFG/MD/2021/000369 |  | 1 | SUSHRUT PRODUCTS\ATLAS NAILING SYSTEM\ATLAS IMPLANTS\ATLAS TIBIA NAILS | 0 | Replaced new manufacturing license number MFG/MD/2021/000369 | N | IM NAILS |  | 1 | No | Yes | Yes | Yes | N. A.
I0110 | I0117.1035 | ATLAS TIBIA NAIL, (AP), DIA. 10MM, LENGTH 350MM |  | I0117.1000 | 02 | 2018-06-13 | N. A. | N. A. | N. A. | QPF/I0110 | N. A. | N. A. | N. A. | N. A. | N. A. | PS/I0117 | N. A. | N. A. | N. A. | N. A. | N. A. | I0110 | TMF-1 | IU/1 | Class C | FINISHED GOODS | ATLAS™ | ATLAS TIBIA NAIL, (AP) | DIA. 10MM, LENGTH 350MM | 16 | No | Yes |  | No | N. A. | No | N. A. | No | Yes | No | Yes | M. L.: MFG/MD/2021/000369 |  | 1 | SUSHRUT PRODUCTS\ATLAS NAILING SYSTEM\ATLAS IMPLANTS\ATLAS TIBIA NAILS | 0 | Replaced new manufacturing license number MFG/MD/2021/000369 | N | IM NAILS |  | 1 | No | Yes | Yes | Yes | N. A.
I0110 | I0117.1036 | ATLAS TIBIA NAIL, (AP), DIA. 10MM, LENGTH 360MM |  | I0117.1000 | 02 | 2018-06-13 | N. A. | N. A. | N. A. | QPF/I0110 | N. A. | N. A. | N. A. | N. A. | N. A. | PS/I0117 | N. A. | N. A. | N. A. | N. A. | N. A. | I0110 | TMF-1 | IU/1 | Class C | FINISHED GOODS | ATLAS™ | TIBIA NAIL, (AP) | DIA. 10MM, LENGTH 360MM | 16 | No | Yes |  | No | N. A. | No | N. A. | No | Yes | No | Yes | M. L.: MFG/MD/2021/000369 |  | 1 | SUSHRUT PRODUCTS\ATLAS NAILING SYSTEM\ATLAS IMPLANTS\ATLAS TIBIA NAILS | 0 | Replaced new manufacturing license number MFG/MD/2021/000369 | N | IM NAILS |  | 1 | No | Yes | Yes | Yes | N. A.
I0110 | I0117.1037 | ATLAS TIBIA NAIL, (AP), DIA. 10MM, LENGTH 370MM |  | I0117.1000 | 02 | 2018-06-13 | N. A. | N. A. | N. A. | QPF/I0110 | N. A. | N. A. | N. A. | N. A. | N. A. | PS/I0117 | N. A. | N. A. | N. A. | N. A. | N. A. | I0110 | TMF-1 | IU/1 | Class C | FINISHED GOODS | ATLAS™ | ATLAS TIBIA NAIL, (AP) | DIA. 10MM, LENGTH 370MM | 16 | No | Yes |  | No | N. A. | No | N. A. | No | Yes | No | Yes | M. L.: MFG/MD/2021/000369 |  | 1 | SUSHRUT PRODUCTS\ATLAS NAILING SYSTEM\ATLAS IMPLANTS\ATLAS TIBIA NAILS | 0 | Replaced new manufacturing license number MFG/MD/2021/000369 | N | IM NAILS |  | 1 | No | Yes | Yes | Yes | N. A.
I0110 | I0117.1038 | ATLAS TIBIA NAIL, (AP), DIA. 10MM, LENGTH 380MM |  | I0117.1000 | 02 | 2018-06-13 | N. A. | N. A. | N. A. | QPF/I0110 | N. A. | N. A. | N. A. | N. A. | N. A. | PS/I0117 | N. A. | N. A. | N. A. | N. A. | N. A. | I0110 | TMF-1 | IU/1 | Class C | FINISHED GOODS | ATLAS™ | TIBIA NAIL, (AP) | DIA. 10MM, LENGTH 380MM | 16 | No | Yes |  | No | N. A. | No | N. A. | No | Yes | No | Yes | M. L.: MFG/MD/2021/000369 |  | 1 | SUSHRUT PRODUCTS\ATLAS NAILING SYSTEM\ATLAS IMPLANTS\ATLAS TIBIA NAILS | 0 | Replaced new manufacturing license number MFG/MD/2021/000369 | N | IM NAILS |  | 1 | No | Yes | Yes | Yes | N. A.
I0110 | I0117.1039 | ATLAS TIBIA NAIL, (AP), DIA. 10MM, LENGTH 390MM |  | I0117.1000 | 02 | 2018-06-13 | N. A. | N. A. | N. A. | QPF/I0110 | N. A. | N. A. | N. A. | N. A. | N. A. | PS/I0117 | N. A. | N. A. | N. A. | N. A. | N. A. | I0110 | TMF-1 | IU/1 | Class C | FINISHED GOODS | ATLAS™ | ATLAS TIBIA NAIL, (AP) | DIA. 10MM, LENGTH 390MM | 16 | No | Yes |  | No | N. A. | No | N. A. | No | Yes | No | Yes | M. L.: MFG/MD/2021/000369 |  | 1 | SUSHRUT PRODUCTS\ATLAS NAILING SYSTEM\ATLAS IMPLANTS\ATLAS TIBIA NAILS | 0 | Replaced new manufacturing license number MFG/MD/2021/000369 | N | IM NAILS |  | 1 | No | Yes | Yes | Yes | N. A.
I0110 | I0117.1040 | ATLAS TIBIA NAIL, (AP), DIA. 10MM, LENGTH 400MM |  | I0117.1000 | 02 | 2018-06-13 | N. A. | N. A. | N. A. | QPF/I0110 | N. A. | N. A. | N. A. | N. A. | N. A. | PS/I0117 | N. A. | N. A. | N. A. | N. A. | N. A. | I0110 | TMF-1 | IU/1 | Class C | FINISHED GOODS | ATLAS™ | ATLAS TIBIA NAIL, (AP) | DIA. 10MM, LENGTH 400MM | 16 | No | Yes |  | No | N. A. | No | N. A. | No | Yes | No | Yes | M. L.: MFG/MD/2021/000369 |  | 1 | SUSHRUT PRODUCTS\ATLAS NAILING SYSTEM\ATLAS IMPLANTS\ATLAS TIBIA NAILS | 0 | Replaced new manufacturing license number MFG/MD/2021/000369 | N | IM NAILS |  | 1 | No | Yes | Yes | Yes | N. A.
I0110 | I0117.1042 | ATLAS TIBIA NAIL, (AP), DIA. 10MM, LENGTH 420MM |  | I0117.1000 | 02 | 2018-06-13 | N. A. | N. A. | N. A. | QPF/I0110 | N. A. | N. A. | N. A. | N. A. | N. A. | PS/I0117 | N. A. | N. A. | N. A. | N. A. | N. A. | I0110 | TMF-1 | IU/1 | Class C | FINISHED GOODS | ATLAS™ | ATLAS TIBIA NAIL, (AP) | DIA. 10MM, LENGTH 420MM | 16 | No | Yes |  | No | N. A. | No | N. A. | No | Yes | No | Yes | M. L.: MFG/MD/2021/000369 |  | 1 | SUSHRUT PRODUCTS\ATLAS NAILING SYSTEM\ATLAS IMPLANTS\ATLAS TIBIA NAILS | 0 | Replaced new manufacturing license number MFG/MD/2021/000369 | Y | IM NAILS |  | 1 | No | Yes | Yes | Yes | N. A.
I0110 | I0117.1127 | ATLAS TIBIA NAIL, (AP), DIA. 11MM, LENGTH 270MM |  | I0117.1100 | 02 | 2018-06-13 | N. A. | N. A. | N. A. | QPF/I0110 | N. A. | N. A. | N. A. | N. A. | N. A. | PS/I0117 | N. A. | N. A. | N. A. | N. A. | N. A. | I0110 | TMF-1 | IU/1 | Class C | FINISHED GOODS | ATLAS™ | ATLAS TIBIA NAIL, (AP) | DIA. 11MM, LENGTH 270MM | 16 | No | Yes |  | No | N. A. | No | N. A. | No | Yes | No | Yes | M. L.: MFG/MD/2021/000369 |  | 1 | SUSHRUT PRODUCTS\ATLAS NAILING SYSTEM\ATLAS IMPLANTS\ATLAS TIBIA NAILS | 0 | Replaced new manufacturing license number MFG/MD/2021/000369 | Y | IM NAILS |  | 1 | No | Yes | Yes | Yes | N. A.
I0110 | I0117.1128 | ATLAS TIBIA NAIL, (AP), DIA. 11MM, LENGTH 280MM |  | I0117.1100 | 02 | 2018-06-13 | N. A. | N. A. | N. A. | QPF/I0110 | N. A. | N. A. | N. A. | N. A. | N. A. | PS/I0117 | N. A. | N. A. | N. A. | N. A. | N. A. | I0110 | TMF-1 | IU/1 | Class C | FINISHED GOODS | ATLAS™ | ATLAS TIBIA NAIL, (AP) | DIA. 11MM, LENGTH 280MM | 16 | No | Yes |  | No | N. A. | No | N. A. | No | Yes | No | Yes | M. L.: MFG/MD/2021/000369 |  | 1 | SUSHRUT PRODUCTS\ATLAS NAILING SYSTEM\ATLAS IMPLANTS\ATLAS TIBIA NAILS | 0 | Replaced new manufacturing license number MFG/MD/2021/000369 | Y | IM NAILS |  | 1 | No | Yes | Yes | Yes | N. A.
I0110 | I0117.1129 | ATLAS TIBIA NAIL, (AP), DIA. 11MM, LENGTH 290MM |  | I0117.1100 | 02 | 2018-06-13 | N. A. | N. A. | N. A. | QPF/I0110 | N. A. | N. A. | N. A. | N. A. | N. A. | PS/I0117 | N. A. | N. A. | N. A. | N. A. | N. A. | I0110 | TMF-1 | IU/1 | Class C | FINISHED GOODS | ATLAS™ | ATLAS TIBIA NAIL, (AP) | DIA. 11MM, LENGTH 290MM | 16 | No | Yes |  | No | N. A. | No | N. A. | No | Yes | No | Yes | M. L.: MFG/MD/2021/000369 |  | 1 | SUSHRUT PRODUCTS\ATLAS NAILING SYSTEM\ATLAS IMPLANTS\ATLAS TIBIA NAILS | 0 | Replaced new manufacturing license number MFG/MD/2021/000369 | Y | IM NAILS |  | 1 | No | Yes | Yes | Yes | N. A.
I0110 | I0117.1130 | ATLAS TIBIA NAIL, (AP), DIA. 11MM, LENGTH 300MM |  | I0117.1100 | 02 | 2018-06-13 | N. A. | N. A. | N. A. | QPF/I0110 | N. A. | N. A. | N. A. | N. A. | N. A. | PS/I0117 | N. A. | N. A. | N. A. | N. A. | N. A. | I0110 | TMF-1 | IU/1 | Class C | FINISHED GOODS | ATLAS™ | ATLAS TIBIA NAIL, (AP) | DIA. 11MM, LENGTH 300MM | 16 | No | Yes |  | No | N. A. | No | N. A. | No | Yes | No | Yes | M. L.: MFG/MD/2021/000369 |  | 1 | SUSHRUT PRODUCTS\ATLAS NAILING SYSTEM\ATLAS IMPLANTS\ATLAS TIBIA NAILS | 0 | Replaced new manufacturing license number MFG/MD/2021/000369 | Y | IM NAILS |  | 1 | No | Yes | Yes | Yes | N. A.
I0110 | I0117.1131 | ATLAS TIBIA NAIL, (AP), DIA. 11MM, LENGTH 310MM |  | I0117.1100 | 02 | 2018-06-13 | N. A. | N. A. | N. A. | QPF/I0110 | N. A. | N. A. | N. A. | N. A. | N. A. | PS/I0117 | N. A. | N. A. | N. A. | N. A. | N. A. | I0110 | TMF-1 | IU/1 | Class C | FINISHED GOODS | ATLAS™ | ATLAS TIBIA NAIL, (AP) | DIA. 11MM, LENGTH 310MM | 16 | No | Yes |  | No | N. A. | No | N. A. | No | Yes | No | Yes | M. L.: MFG/MD/2021/000369 |  | 1 | SUSHRUT PRODUCTS\ATLAS NAILING SYSTEM\ATLAS IMPLANTS\ATLAS TIBIA NAILS | 0 | Replaced new manufacturing license number MFG/MD/2021/000369 | Y | IM NAILS |  | 1 | No | Yes | Yes | Yes | N. A.
I0110 | I0117.1132 | ATLAS TIBIA NAIL, (AP), DIA. 11MM, LENGTH 320MM |  | I0117.1100 | 02 | 2018-06-13 | N. A. | N. A. | N. A. | QPF/I0110 | N. A. | N. A. | N. A. | N. A. | N. A. | PS/I0117 | N. A. | N. A. | N. A. | N. A. | N. A. | I0110 | TMF-1 | IU/1 | Class C | FINISHED GOODS | ATLAS™ | TIBIA NAIL, (AP) | DIA. 11MM, LENGTH 320MM | 16 | No | Yes |  | No | N. A. | No | N. A. | No | Yes | No | Yes | M. L.: MFG/MD/2021/000369 |  | 1 | SUSHRUT PRODUCTS\ATLAS NAILING SYSTEM\ATLAS IMPLANTS\ATLAS TIBIA NAILS | 0 | Replaced new manufacturing license number MFG/MD/2021/000369 | N | IM NAILS |  | 1 | No | Yes | Yes | Yes | N. A.
I0110 | I0117.1133 | ATLAS TIBIA NAIL, (AP), DIA. 11MM, LENGTH 330MM |  | I0117.1100 | 02 | 2018-06-13 | N. A. | N. A. | N. A. | QPF/I0110 | N. A. | N. A. | N. A. | N. A. | N. A. | PS/I0117 | N. A. | N. A. | N. A. | N. A. | N. A. | I0110 | TMF-1 | IU/1 | Class C | FINISHED GOODS | ATLAS™ | ATLAS TIBIA NAIL, (AP) | DIA. 11MM, LENGTH 330MM | 16 | No | Yes |  | No | N. A. | No | N. A. | No | Yes | No | Yes | M. L.: MFG/MD/2021/000369 |  | 1 | SUSHRUT PRODUCTS\ATLAS NAILING SYSTEM\ATLAS IMPLANTS\ATLAS TIBIA NAILS | 0 | Replaced new manufacturing license number MFG/MD/2021/000369 | Y | IM NAILS |  | 1 | No | Yes | Yes | Yes | N. A.
I0110 | I0117.1134 | ATLAS TIBIA NAIL, (AP), DIA. 11MM, LENGTH 340MM |  | I0117.1100 | 02 | 2018-06-13 | N. A. | N. A. | N. A. | QPF/I0110 | N. A. | N. A. | N. A. | N. A. | N. A. | PS/I0117 | N. A. | N. A. | N. A. | N. A. | N. A. | I0110 | TMF-1 | IU/1 | Class C | FINISHED GOODS | ATLAS™ | ATLAS TIBIA NAIL, (AP) | DIA. 11MM, LENGTH 340MM | 16 | No | Yes |  | No | N. A. | No | N. A. | No | Yes | No | Yes | M. L.: MFG/MD/2021/000369 |  | 1 | SUSHRUT PRODUCTS\ATLAS NAILING SYSTEM\ATLAS IMPLANTS\ATLAS TIBIA NAILS | 0 | Replaced new manufacturing license number MFG/MD/2021/000369 | N | IM NAILS |  | 1 | No | Yes | Yes | Yes | N. A.
I0110 | I0117.1135 | ATLAS TIBIA NAIL, (AP), DIA. 11MM, LENGTH 350MM |  | I0117.1100 | 02 | 2018-06-13 | N. A. | N. A. | N. A. | QPF/I0110 | N. A. | N. A. | N. A. | N. A. | N. A. | PS/I0117 | N. A. | N. A. | N. A. | N. A. | N. A. | I0110 | TMF-1 | IU/1 | Class C | FINISHED GOODS | ATLAS™ | ATLAS TIBIA NAIL, (AP) | DIA. 11MM, LENGTH 350MM | 16 | No | Yes |  | No | N. A. | No | N. A. | No | Yes | No | Yes | M. L.: MFG/MD/2021/000369 |  | 1 | SUSHRUT PRODUCTS\ATLAS NAILING SYSTEM\ATLAS IMPLANTS\ATLAS TIBIA NAILS | 0 | Replaced new manufacturing license number MFG/MD/2021/000369 | Y | IM NAILS |  | 1 | No | Yes | Yes | Yes | N. A.
I0110 | I0117.1136 | ATLAS TIBIA NAIL, (AP), DIA. 11MM, LENGTH 360MM |  | I0117.1100 | 02 | 2018-06-13 | N. A. | N. A. | N. A. | QPF/I0110 | N. A. | N. A. | N. A. | N. A. | N. A. | PS/I0117 | N. A. | N. A. | N. A. | N. A. | N. A. | I0110 | TMF-1 | IU/1 | Class C | FINISHED GOODS | ATLAS™ | ATLAS TIBIA NAIL, (AP) | DIA. 11MM, LENGTH 360MM | 16 | No | Yes |  | No | N. A. | No | N. A. | No | Yes | No | Yes | M. L.: MFG/MD/2021/000369 |  | 1 | SUSHRUT PRODUCTS\ATLAS NAILING SYSTEM\ATLAS IMPLANTS\ATLAS TIBIA NAILS | 0 | Replaced new manufacturing license number MFG/MD/2021/000369 | N | IM NAILS |  | 1 | No | Yes | Yes | Yes | N. A.
I0110 | I0117.1137 | ATLAS TIBIA NAIL, (AP), DIA. 11MM, LENGTH 370MM |  | I0117.1100 | 02 | 2018-06-13 | N. A. | N. A. | N. A. | QPF/I0110 | N. A. | N. A. | N. A. | N. A. | N. A. | PS/I0117 | N. A. | N. A. | N. A. | N. A. | N. A. | I0110 | TMF-1 | IU/1 | Class C | FINISHED GOODS | ATLAS™ | ATLAS TIBIA NAIL, (AP) | DIA. 11MM, LENGTH 370MM | 16 | No | Yes |  | No | N. A. | No | N. A. | No | Yes | No | Yes | M. L.: MFG/MD/2021/000369 |  | 1 | SUSHRUT PRODUCTS\ATLAS NAILING SYSTEM\ATLAS IMPLANTS\ATLAS TIBIA NAILS | 0 | Replaced new manufacturing license number MFG/MD/2021/000369 | Y | IM NAILS |  | 1 | No | Yes | Yes | Yes | N. A.
I0110 | I0117.1138 | ATLAS TIBIA NAIL, (AP), DIA. 11MM, LENGTH 380MM |  | I0117.1100 | 02 | 2018-06-13 | N. A. | N. A. | N. A. | QPF/I0110 | N. A. | N. A. | N. A. | N. A. | N. A. | PS/I0117 | N. A. | N. A. | N. A. | N. A. | N. A. | I0110 | TMF-1 | IU/1 | Class C | FINISHED GOODS | ATLAS™ | ATLAS TIBIA NAIL, (AP) | DIA. 11MM, LENGTH 380MM | 16 | No | Yes |  | No | N. A. | No | N. A. | No | Yes | No | Yes | M. L.: MFG/MD/2021/000369 |  | 1 | SUSHRUT PRODUCTS\ATLAS NAILING SYSTEM\ATLAS IMPLANTS\ATLAS TIBIA NAILS | 0 | Replaced new manufacturing license number MFG/MD/2021/000369 | N | IM NAILS |  | 1 | No | Yes | Yes | Yes | N. A.
I0110 | I0117.1140 | ATLAS TIBIA NAIL, (AP), DIA. 11MM, LENGTH 400MM |  | I0117.1100 | 02 | 2018-06-13 | N. A. | N. A. | N. A. | QPF/I0110 | N. A. | N. A. | N. A. | N. A. | N. A. | PS/I0117 | N. A. | N. A. | N. A. | N. A. | N. A. | I0110 | TMF-1 | IU/1 | Class C | FINISHED GOODS | ATLAS™ | ATLAS TIBIA NAIL, (AP) | DIA. 11MM, LENGTH 400MM | 16 | No | Yes |  | No | N. A. | No | N. A. | No | Yes | No | Yes | M. L.: MFG/MD/2021/000369 |  | 1 | SUSHRUT PRODUCTS\ATLAS NAILING SYSTEM\ATLAS IMPLANTS\ATLAS TIBIA NAILS | 0 | Replaced new manufacturing license number MFG/MD/2021/000369 | N | IM NAILS |  | 1 | No | Yes | Yes | Yes | N. A.
I0110 | I0117.1141 | ATLAS TIBIA NAIL, (AP), DIA. 11MM, LENGTH 410MM |  | I0117.1100 | 02 | 2018-06-13 | N. A. | N. A. | N. A. | QPF/I0110 | N. A. | N. A. | N. A. | N. A. | N. A. | PS/I0117 | N. A. | N. A. | N. A. | N. A. | N. A. | I0110 | TMF-1 | IU/1 | Class C | FINISHED GOODS | ATLAS™ | ATLAS TIBIA NAIL, (AP) | DIA. 11MM, LENGTH 410MM | 16 | No | Yes |  | No | N. A. | No | N. A. | No | Yes | No | Yes | M. L.: MFG/MD/2021/000369 |  | 1 | SUSHRUT PRODUCTS\ATLAS NAILING SYSTEM\ATLAS IMPLANTS\ATLAS TIBIA NAILS | 0 | Replaced new manufacturing license number MFG/MD/2021/000369 | Y | IM NAILS |  | 1 | No | Yes | Yes | Yes | N. A.
I0110 | I0117.1142 | ATLAS TIBIA NAIL, (AP), DIA. 11MM, LENGTH 420MM |  | I0117.1100 | 02 | 2018-06-13 | N. A. | N. A. | N. A. | QPF/I0110 | N. A. | N. A. | N. A. | N. A. | N. A. | PS/I0117 | N. A. | N. A. | N. A. | N. A. | N. A. | I0110 | TMF-1 | IU/1 | Class C | FINISHED GOODS | ATLAS™ | ATLAS TIBIA NAIL, (AP) | DIA. 11MM, LENGTH 420MM | 16 | No | Yes |  | No | N. A. | No | N. A. | No | Yes | No | Yes | M. L.: MFG/MD/2021/000369 |  | 1 | SUSHRUT PRODUCTS\ATLAS NAILING SYSTEM\ATLAS IMPLANTS\ATLAS TIBIA NAILS | 0 | Replaced new manufacturing license number MFG/MD/2021/000369 | Y | IM NAILS |  | 1 | No | Yes | Yes | Yes | N. A.
I0110 | I0117.1143 | ATLAS TIBIA NAIL, (AP), DIA. 11MM, LENGTH 430MM |  | I0117.1100 | 02 | 2018-06-13 | N. A. | N. A. | N. A. | QPF/I0110 | N. A. | N. A. | N. A. | N. A. | N. A. | PS/I0117 | N. A. | N. A. | N. A. | N. A. | N. A. | I0110 | TMF-1 | IU/1 | Class C | FINISHED GOODS | ATLAS™ | ATLAS TIBIA NAIL, (AP) | DIA. 11MM, LENGTH 430MM | 16 | No | Yes |  | No | N. A. | No | N. A. | No | Yes | No | Yes | M. L.: MFG/MD/2021/000369 |  | 1 | SUSHRUT PRODUCTS\ATLAS NAILING SYSTEM\ATLAS IMPLANTS\ATLAS TIBIA NAILS | 0 | Replaced new manufacturing license number MFG/MD/2021/000369 | Y | IM NAILS |  | 1 | No | Yes | Yes | Yes | N. A.
I0110 | I0117.1144 | ATLAS TIBIA NAIL, (AP), DIA. 11MM, LENGTH 440MM |  | I0117.1100 | 02 | 2018-06-13 | N. A. | N. A. | N. A. | QPF/I0110 | N. A. | N. A. | N. A. | N. A. | N. A. | PS/I0117 | N. A. | N. A. | N. A. | N. A. | N. A. | I0110 | TMF-1 | IU/1 | Class C | FINISHED GOODS | ATLAS™ | ATLAS TIBIA NAIL, (AP) | DIA. 11MM, LENGTH 440MM | 16 | No | Yes |  | No | N. A. | No | N. A. | No | Yes | No | Yes | M. L.: MFG/MD/2021/000369 |  | 1 | SUSHRUT PRODUCTS\ATLAS NAILING SYSTEM\ATLAS IMPLANTS\ATLAS TIBIA NAILS | 0 | Replaced new manufacturing license number MFG/MD/2021/000369 | Y | IM NAILS |  | 1 | No | Yes | Yes | Yes | N. A.
I0110 | I0117.1227 | ATLAS TIBIA NAIL, (AP), DIA. 12MM, LENGTH 270MM |  | I0117.1200 | 02 | 2018-06-13 | N. A. | N. A. | N. A. | QPF/I0110 | N. A. | N. A. | N. A. | N. A. | N. A. | PS/I0117 | N. A. | N. A. | N. A. | N. A. | N. A. | I0110 | TMF-1 | IU/1 | Class C | FINISHED GOODS | ATLAS™ | ATLAS TIBIA NAIL, (AP) | DIA. 12MM, LENGTH 270MM | 16 | No | Yes |  | No | N. A. | No | N. A. | No | Yes | No | Yes | M. L.: MFG/MD/2021/000369 |  | 1 | SUSHRUT PRODUCTS\ATLAS NAILING SYSTEM\ATLAS IMPLANTS\ATLAS TIBIA NAILS | 0 | Replaced new manufacturing license number MFG/MD/2021/000369 | Y | IM NAILS |  | 1 | No | Yes | Yes | Yes | N. A.
I0110 | I0117.1228 | ATLAS TIBIA NAIL, (AP), DIA. 12MM, LENGTH 280MM |  | I0117.1200 | 02 | 2018-06-13 | N. A. | N. A. | N. A. | QPF/I0110 | N. A. | N. A. | N. A. | N. A. | N. A. | PS/I0117 | N. A. | N. A. | N. A. | N. A. | N. A. | I0110 | TMF-1 | IU/1 | Class C | FINISHED GOODS | ATLAS™ | ATLAS TIBIA NAIL, (AP) | DIA. 12MM, LENGTH 280MM | 16 | No | Yes |  | No | N. A. | No | N. A. | No | Yes | No | Yes | M. L.: MFG/MD/2021/000369 |  | 1 | SUSHRUT PRODUCTS\ATLAS NAILING SYSTEM\ATLAS IMPLANTS\ATLAS TIBIA NAILS | 0 | Replaced new manufacturing license number MFG/MD/2021/000369 | Y | IM NAILS |  | 1 | No | Yes | Yes | Yes | N. A.
I0110 | I0117.1229 | ATLAS TIBIA NAIL, (AP), DIA. 12MM, LENGTH 290MM |  | I0117.1200 | 02 | 2018-06-13 | N. A. | N. A. | N. A. | QPF/I0110 | N. A. | N. A. | N. A. | N. A. | N. A. | PS/I0117 | N. A. | N. A. | N. A. | N. A. | N. A. | I0110 | TMF-1 | IU/1 | Class C | FINISHED GOODS | ATLAS™ | ATLAS TIBIA NAIL, (AP) | DIA. 12MM, LENGTH 290MM | 16 | No | Yes |  | No | N. A. | No | N. A. | No | Yes | No | Yes | M. L.: MFG/MD/2021/000369 |  | 1 | SUSHRUT PRODUCTS\ATLAS NAILING SYSTEM\ATLAS IMPLANTS\ATLAS TIBIA NAILS | 0 | Replaced new manufacturing license number MFG/MD/2021/000369 | Y | IM NAILS |  | 1 | No | Yes | Yes | Yes | N. A.
I0110 | I0117.1230 | ATLAS TIBIA NAIL, (AP), DIA. 12MM, LENGTH 300MM |  | I0117.1200 | 02 | 2018-06-13 | N. A. | N. A. | N. A. | QPF/I0110 | N. A. | N. A. | N. A. | N. A. | N. A. | PS/I0117 | N. A. | N. A. | N. A. | N. A. | N. A. | I0110 | TMF-1 | IU/1 | Class C | FINISHED GOODS | ATLAS™ | ATLAS TIBIA NAIL, (AP) | DIA. 12MM, LENGTH 300MM | 16 | No | Yes |  | No | N. A. | No | N. A. | No | Yes | No | Yes | M. L.: MFG/MD/2021/000369 |  | 1 | SUSHRUT PRODUCTS\ATLAS NAILING SYSTEM\ATLAS IMPLANTS\ATLAS TIBIA NAILS | 0 | Replaced new manufacturing license number MFG/MD/2021/000369 | Y | IM NAILS |  | 1 | No | Yes | Yes | Yes | N. A.
I0110 | I0117.1231 | ATLAS TIBIA NAIL, (AP), DIA. 12MM, LENGTH 310MM |  | I0117.1200 | 02 | 2018-06-13 | N. A. | N. A. | N. A. | QPF/I0110 | N. A. | N. A. | N. A. | N. A. | N. A. | PS/I0117 | N. A. | N. A. | N. A. | N. A. | N. A. | I0110 | TMF-1 | IU/1 | Class C | FINISHED GOODS | ATLAS™ | ATLAS TIBIA NAIL, (AP) | DIA. 12MM, LENGTH 310MM | 16 | No | Yes |  | No | N. A. | No | N. A. | No | Yes | No | Yes | M. L.: MFG/MD/2021/000369 |  | 1 | SUSHRUT PRODUCTS\ATLAS NAILING SYSTEM\ATLAS IMPLANTS\ATLAS TIBIA NAILS | 0 | Replaced new manufacturing license number MFG/MD/2021/000369 | Y | IM NAILS |  | 1 | No | Yes | Yes | Yes | N. A.
I0110 | I0117.1232 | ATLAS TIBIA NAIL, (AP), DIA. 12MM, LENGTH 320MM |  | I0117.1200 | 02 | 2018-06-13 | N. A. | N. A. | N. A. | QPF/I0110 | N. A. | N. A. | N. A. | N. A. | N. A. | PS/I0117 | N. A. | N. A. | N. A. | N. A. | N. A. | I0110 | TMF-1 | IU/1 | Class C | FINISHED GOODS | ATLAS™ | ATLAS TIBIA NAIL, (AP) | DIA. 12MM, LENGTH 320MM | 16 | No | Yes |  | No | N. A. | No | N. A. | No | Yes | No | Yes | M. L.: MFG/MD/2021/000369 |  | 1 | SUSHRUT PRODUCTS\ATLAS NAILING SYSTEM\ATLAS IMPLANTS\ATLAS TIBIA NAILS | 0 | Replaced new manufacturing license number MFG/MD/2021/000369 | Y | IM NAILS |  | 1 | No | Yes | Yes | Yes | N. A.
I0110 | I0117.1233 | ATLAS TIBIA NAIL, (AP), DIA. 12MM, LENGTH 330MM |  | I0117.1200 | 02 | 2018-06-13 | N. A. | N. A. | N. A. | QPF/I0110 | N. A. | N. A. | N. A. | N. A. | N. A. | PS/I0117 | N. A. | N. A. | N. A. | N. A. | N. A. | I0110 | TMF-1 | IU/1 | Class C | FINISHED GOODS | ATLAS™ | ATLAS TIBIA NAIL, (AP) | DIA. 12MM, LENGTH 330MM | 16 | No | Yes |  | No | N. A. | No | N. A. | No | Yes | No | Yes | M. L.: MFG/MD/2021/000369 |  | 1 | SUSHRUT PRODUCTS\ATLAS NAILING SYSTEM\ATLAS IMPLANTS\ATLAS TIBIA NAILS | 0 | Replaced new manufacturing license number MFG/MD/2021/000369 | Y | IM NAILS |  | 1 | No | Yes | Yes | Yes | N. A.
I0110 | I0117.1234 | ATLAS TIBIA NAIL, (AP), DIA. 12MM, LENGTH 340MM |  | I0117.1200 | 02 | 2018-06-13 | N. A. | N. A. | N. A. | QPF/I0110 | N. A. | N. A. | N. A. | N. A. | N. A. | PS/I0117 | N. A. | N. A. | N. A. | N. A. | N. A. | I0110 | TMF-1 | IU/1 | Class C | FINISHED GOODS | ATLAS™ | ATLAS TIBIA NAIL, (AP) | DIA. 12MM, LENGTH 340MM | 16 | No | Yes |  | No | N. A. | No | N. A. | No | Yes | No | Yes | M. L.: MFG/MD/2021/000369 |  | 1 | SUSHRUT PRODUCTS\ATLAS NAILING SYSTEM\ATLAS IMPLANTS\ATLAS TIBIA NAILS | 0 | Replaced new manufacturing license number MFG/MD/2021/000369 | Y | IM NAILS |  | 1 | No | Yes | Yes | Yes | N. A.
I0110 | I0117.1235 | ATLAS TIBIA NAIL, (AP), DIA. 12MM, LENGTH 350MM |  | I0117.1200 | 02 | 2018-06-13 | N. A. | N. A. | N. A. | QPF/I0110 | N. A. | N. A. | N. A. | N. A. | N. A. | PS/I0117 | N. A. | N. A. | N. A. | N. A. | N. A. | I0110 | TMF-1 | IU/1 | Class C | FINISHED GOODS | ATLAS™ | ATLAS TIBIA NAIL, (AP) | DIA. 12MM, LENGTH 350MM | 16 | No | Yes |  | No | N. A. | No | N. A. | No | Yes | No | Yes | M. L.: MFG/MD/2021/000369 |  | 1 | SUSHRUT PRODUCTS\ATLAS NAILING SYSTEM\ATLAS IMPLANTS\ATLAS TIBIA NAILS | 0 | Replaced new manufacturing license number MFG/MD/2021/000369 | Y | IM NAILS |  | 1 | No | Yes | Yes | Yes | N. A.
I0110 | I0117.1236 | ATLAS TIBIA NAIL, (AP), DIA. 12MM, LENGTH 360MM |  | I0117.1200 | 02 | 2018-06-13 | N. A. | N. A. | N. A. | QPF/I0110 | N. A. | N. A. | N. A. | N. A. | N. A. | PS/I0117 | N. A. | N. A. | N. A. | N. A. | N. A. | I0110 | TMF-1 | IU/1 | Class C | FINISHED GOODS | ATLAS™ | ATLAS TIBIA NAIL, (AP) | DIA. 12MM, LENGTH 360MM | 16 | No | Yes |  | No | N. A. | No | N. A. | No | Yes | No | Yes | M. L.: MFG/MD/2021/000369 |  | 1 | SUSHRUT PRODUCTS\ATLAS NAILING SYSTEM\ATLAS IMPLANTS\ATLAS TIBIA NAILS | 0 | Replaced new manufacturing license number MFG/MD/2021/000369 | Y | IM NAILS |  | 1 | No | Yes | Yes | Yes | N. A.
I0110 | I0117.1237 | ATLAS TIBIA NAIL, (AP), DIA. 12MM, LENGTH 370MM |  | I0117.1200 | 02 | 2018-06-13 | N. A. | N. A. | N. A. | QPF/I0110 | N. A. | N. A. | N. A. | N. A. | N. A. | PS/I0117 | N. A. | N. A. | N. A. | N. A. | N. A. | I0110 | TMF-1 | IU/1 | Class C | FINISHED GOODS | ATLAS™ | ATLAS TIBIA NAIL, (AP) | DIA. 12MM, LENGTH 370MM | 16 | No | Yes |  | No | N. A. | No | N. A. | No | Yes | No | Yes | M. L.: MFG/MD/2021/000369 |  | 1 | SUSHRUT PRODUCTS\ATLAS NAILING SYSTEM\ATLAS IMPLANTS\ATLAS TIBIA NAILS | 0 | Replaced new manufacturing license number MFG/MD/2021/000369 | Y | IM NAILS |  | 1 | No | Yes | Yes | Yes | N. A.
I0110 | I0117.1238 | ATLAS TIBIA NAIL, (AP), DIA. 12MM, LENGTH 380MM |  | I0117.1200 | 02 | 2018-06-13 | N. A. | N. A. | N. A. | QPF/I0110 | N. A. | N. A. | N. A. | N. A. | N. A. | PS/I0117 | N. A. | N. A. | N. A. | N. A. | N. A. | I0110 | TMF-1 | IU/1 | Class C | FINISHED GOODS | ATLAS™ | ATLAS TIBIA NAIL, (AP) | DIA. 12MM, LENGTH 380MM | 16 | No | Yes |  | No | N. A. | No | N. A. | No | Yes | No | Yes | M. L.: MFG/MD/2021/000369 |  | 1 | SUSHRUT PRODUCTS\ATLAS NAILING SYSTEM\ATLAS IMPLANTS\ATLAS TIBIA NAILS | 0 | Replaced new manufacturing license number MFG/MD/2021/000369 | Y | IM NAILS |  | 1 | No | Yes | Yes | Yes | N. A.
I0110 | I0117.1240 | ATLAS TIBIA NAIL, (AP), DIA. 12MM, LENGTH 400MM |  | I0117.1200 | 02 | 2018-06-13 | N. A. | N. A. | N. A. | QPF/I0110 | N. A. | N. A. | N. A. | N. A. | N. A. | PS/I0117 | N. A. | N. A. | N. A. | N. A. | N. A. | I0110 | TMF-1 | IU/1 | Class C | FINISHED GOODS | ATLAS™ | ATLAS TIBIA NAIL, (AP) | DIA. 12MM, LENGTH 400MM | 16 | No | Yes |  | No | N. A. | No | N. A. | No | Yes | No | Yes | M. L.: MFG/MD/2021/000369 |  | 1 | SUSHRUT PRODUCTS\ATLAS NAILING SYSTEM\ATLAS IMPLANTS\ATLAS TIBIA NAILS | 0 | Replaced new manufacturing license number MFG/MD/2021/000369 | Y | IM NAILS |  | 1 | No | Yes | Yes | Yes | N. A.
I0110 | I0117.1242 | ATLAS TIBIA NAIL, (AP), DIA. 12MM, LENGTH 420MM |  | I0117.1200 | 02 | 2018-06-13 | N. A. | N. A. | N. A. | QPF/I0110 | N. A. | N. A. | N. A. | N. A. | N. A. | PS/I0117 | N. A. | N. A. | N. A. | N. A. | N. A. | I0110 | TMF-1 | IU/1 | Class C | FINISHED GOODS | ATLAS™ | ATLAS TIBIA NAIL, (AP) | DIA. 12MM, LENGTH 420MM | 16 | No | Yes |  | No | N. A. | No | N. A. | No | Yes | No | Yes | M. L.: MFG/MD/2021/000369 |  | 1 | SUSHRUT PRODUCTS\ATLAS NAILING SYSTEM\ATLAS IMPLANTS\ATLAS TIBIA NAILS | 0 | Replaced new manufacturing license number MFG/MD/2021/000369 | Y | IM NAILS |  | 1 | No | Yes | Yes | Yes | N. A.
I0118 | I0118.2044 | ATLAS TIFLEX NAIL DIA. 2.0MM; 440MM LONG |  | I0118.0000 | N. A. | N. A. | N. A. | N. A. | N. A. | QPF/I0118 | N. A. | N. A. | N. A. | N. A. | N. A. | PS/I0118 | 01 | 2018-03-03 | 2022-12-01 | 2019-12-01 | N. A. | I0118 | TMF-1 | IU/7 | Class C | FINISHED GOODS | ATLAS™ | ATLAS TIFLEX NAIL | DIA. 2.0MM; 440MM LONG | 16 | No | Yes |  | No | N. A. | No | N. A. | No | Yes | No | Yes | M. L.: MFG/MD/2021/000369 |  | 1 | SUSHRUT PRODUCTS\ATLAS NAILING SYSTEM\TIFLEX IMPLANTS\TIFLEX NAILS | 0 | Replaced new manufacturing license number MFG/MD/2021/000369 | N | IM NAILS |  | 1 | No | Yes | Yes | Yes | N. A.
I0118 | I0118.2544 | ATLAS TIFLEX NAIL DIA. 2.5MM; 440MM LONG |  | I0118.0000 | N. A. | N. A. | N. A. | N. A. | N. A. | QPF/I0118 | N. A. | N. A. | N. A. | N. A. | N. A. | PS/I0118 | 01 | 2018-03-03 | 2022-12-01 | 2019-12-01 | N. A. | I0118 | TMF-1 | IU/7 | Class C | FINISHED GOODS | ATLAS™ | TIFLEX NAIL | DIA. 2.5MM; 440MM LONG | 16 | No | Yes |  | No | N. A. | No | N. A. | No | Yes | No | Yes | M. L.: MFG/MD/2021/000369 |  | 1 | SUSHRUT PRODUCTS\ATLAS NAILING SYSTEM\TIFLEX IMPLANTS\TIFLEX NAILS | 0 | Replaced new manufacturing license number MFG/MD/2021/000369 | N | IM NAILS |  | 1 | No | Yes | Yes | Yes | N. A.
I0118 | I0118.3044 | ATLAS TIFLEX NAIL DIA. 3.0MM; 440MM LONG |  | I0118.0000 | N. A. | N. A. | N. A. | N. A. | N. A. | QPF/I0118 | N. A. | N. A. | N. A. | N. A. | N. A. | PS/I0118 | 01 | 2018-03-03 | 2022-12-01 | 2019-12-01 | N. A. | I0118 | TMF-1 | IU/7 | Class C | FINISHED GOODS | ATLAS™ | TIFLEX NAIL | DIA. 3.0MM; 440MM LONG | 16 | No | Yes |  | No | N. A. | No | N. A. | No | Yes | No | Yes | M. L.: MFG/MD/2021/000369 |  | 1 | SUSHRUT PRODUCTS\ATLAS NAILING SYSTEM\TIFLEX IMPLANTS\TIFLEX NAILS | 0 | Replaced new manufacturing license number MFG/MD/2021/000369 | N | IM NAILS |  | 1 | No | Yes | Yes | Yes | N. A.
I0118 | I0118.3544 | ATLAS TIFLEX NAIL DIA. 3.5MM; 440MM LONG |  | I0118.0000 | N. A. | N. A. | N. A. | N. A. | N. A. | QPF/I0118 | N. A. | N. A. | N. A. | N. A. | N. A. | PS/I0118 | 01 | 2018-03-03 | 2022-12-01 | 2019-12-01 | N. A. | I0118 | TMF-1 | IU/7 | Class C | FINISHED GOODS | ATLAS™ | TIFLEX NAIL | DIA. 3.5MM; 440MM LONG | 16 | No | Yes |  | No | N. A. | No | N. A. | No | Yes | No | Yes | M. L.: MFG/MD/2021/000369 |  | 1 | SUSHRUT PRODUCTS\ATLAS NAILING SYSTEM\TIFLEX IMPLANTS\TIFLEX NAILS | 0 | Replaced new manufacturing license number MFG/MD/2021/000369 | N | IM NAILS |  | 1 | No | Yes | Yes | Yes | N. A.
I0118 | I0118.4044 | ATLAS TIFLEX NAIL DIA. 4.0MM; 440MM LONG |  | I0118.0000 | N. A. | N. A. | N. A. | N. A. | N. A. | QPF/I0118 | N. A. | N. A. | N. A. | N. A. | N. A. | PS/I0118 | 01 | 2018-03-03 | 2022-12-01 | 2019-12-01 | N. A. | I0118 | TMF-1 | IU/7 | Class C | FINISHED GOODS | ATLAS™ | ATLAS TIFLEX NAIL | DIA. 4.0MM; 440MM LONG | 16 | No | Yes |  | No | N. A. | No | N. A. | No | Yes | No | Yes | M. L.: MFG/MD/2021/000369 |  | 1 | SUSHRUT PRODUCTS\ATLAS NAILING SYSTEM\TIFLEX IMPLANTS\TIFLEX NAILS | 0 | Replaced new manufacturing license number MFG/MD/2021/000369 | N | IM NAILS |  | 1 | No | Yes | Yes | Yes | N. A.
I0137.0900 | I0137.0917 | ATLAS HFN UNIVERSAL, SHORT, 9MM X 17CM |  | I0137.0900 | 06 | 2018-09-01 | N. A. | N. A. | N. A. | QPF/I0137 | 05 | 2022-09-08 | N. A. | N. A. | N. A. | PS/I0137.0900 | 03 | 2022-11-03 | 2025-11-02 | N. A. | N. A. | I0137 | TMF-HFN | IU/7 | Class C | FINISHED GOODS | ATLAS™ HFN | Hip Fracture Nails | Universal, Short, 9mm X 17cm | 16 | No | Yes |  | No | N. A. | No | N. A. | No | Yes | No | Yes | M. L.: MFG/MD/2021/000369 |  | 1 | ADLER PRODUCTS\ATLAS HF NAILING SYSTEM\ATLAS HFN IMPLANTS | 0 | Applicability of CE marking and notify body number of product change as per ECR no- E011021 Date-24OCT2021 | N | IM NAILS |  | 1 | No | Yes | Yes | Yes | N. A.
I0137.1000 | I0137.1017 | ATLAS HFN UNIVERSAL, SHORT, 10MM X 17CM |  | I0137.1000 | 06 | 2018-09-01 | N. A. | N. A. | N. A. | QPF/I0137 | 05 | 2022-09-08 | N. A. | N. A. | N. A. | PS/I0137.1000 | 03 | 2022-10-28 | 2025-10-27 | N. A. | N. A. | I0137 | TMF-HFN | IU/7 | Class C | FINISHED GOODS | ATLAS™ HFN | Hip Fracture Nails | Universal, Short, 10mm X 17cm | 16 | No | Yes |  | No | N. A. | No | N. A. | No | Yes | No | Yes | M. L.: MFG/MD/2021/000369 |  | 1 | ADLER PRODUCTS\ATLAS HF NAILING SYSTEM\ATLAS HFN IMPLANTS | 0 | Applicability of CE marking and notify body number of product change as per ECR no- E011021 Date-24OCT2021 | N | IM NAILS |  | 1 | No | Yes | Yes | Yes | N. A.
I0137.1100 | I0137.1117 | ATLAS HFN UNIVERSAL, SHORT 11MM X 17CM |  | I0137.1100 | 06 | 2018-09-01 | N. A. | N. A. | N. A. | QPF/I0137 | 05 | 2022-09-08 | N. A. | N. A. | N. A. | PS/I0137.1100 | 03 | 2022-10-28 | 2025-10-27 | N. A. | N. A. | I0137 | TMF-HFN | IU/7 | Class C | FINISHED GOODS | ATLAS™ HFN | Hip Fracture Nails | Universal, Short, 11mm X 17cm | 16 | No | Yes |  | No | N. A. | No | N. A. | No | Yes | No | Yes | M. L.: MFG/MD/2021/000369 |  | 1 | ADLER PRODUCTS\ATLAS HF NAILING SYSTEM\ATLAS HFN IMPLANTS | 0 | Applicability of CE marking and notify body number of product change as per ECR no- E011021 Date-24OCT2021 | N | IM NAILS |  | 1 | No | Yes | Yes | Yes | N. A.
I0138.0900 | I0138.0926 | ATLAS HFN 9MM LONG LEFT - 26CM |  | I0138.0900 | 06 | 2018-09-01 | N. A. | N. A. | N. A. | QPF/I0138 | 05 | 2022-09-08 | N. A. | N. A. | N. A. | PS/I0138.0900 | 04 | 2022-11-05 | 2025-11-04 | N. A. | N. A. | I0138 | TMF-HFN | IU/7 | Class C | FINISHED GOODS | ATLAS™ HFN | Hip Fracture Nails | Long, Left - 9mm X 26cm | 16 | No | Yes |  | No | N. A. | No | N. A. | No | Yes | No | Yes | M. L.: MFG/MD/2021/000369 |  | 1 | ADLER PRODUCTS\ATLAS HF NAILING SYSTEM\ATLAS HFN IMPLANTS | 0 | Applicability of CE marking and notify body number of product change as per ECR no- E011021 Date-24OCT2021 | N | IM NAILS |  | 1 | No | Yes | Yes | Yes | N. A.
I0138.0900 | I0138.0928 | ATLAS HFN 9MM LONG LEFT - 28CM |  | I0138.0900 | 06 | 2018-09-01 | N. A. | N. A. | N. A. | QPF/I0138 | 05 | 2022-09-08 | N. A. | N. A. | N. A. | PS/I0138.0900 | 04 | 2022-11-05 | 2025-11-04 | N. A. | N. A. | I0138 | TMF-HFN | IU/7 | Class C | FINISHED GOODS | ATLAS™ HFN | Hip Fracture Nails | Long, Left - 9mm X 28cm | 16 | No | Yes |  | No | N. A. | No | N. A. | No | Yes | No | Yes | M. L.: MFG/MD/2021/000369 |  | 1 | ADLER PRODUCTS\ATLAS HF NAILING SYSTEM\ATLAS HFN IMPLANTS | 0 | Applicability of CE marking and notify body number of product change as per ECR no- E011021 Date-24OCT2021 | N | IM NAILS |  | 1 | No | Yes | Yes | Yes | N. A.
I0138.0900 | I0138.0930 | ATLAS HFN 9MM LONG LEFT - 30CM |  | I0138.0900 | 06 | 2018-09-01 | N. A. | N. A. | N. A. | QPF/I0138 | 05 | 2022-09-08 | N. A. | N. A. | N. A. | PS/I0138.0900 | 04 | 2022-11-05 | 2025-11-04 | N. A. | N. A. | I0138 | TMF-HFN | IU/7 | Class C | FINISHED GOODS | ATLAS™ HFN | Hip Fracture Nails | Long, Left - 9mm X 30cm | 16 | No | Yes |  | No | N. A. | No | N. A. | No | Yes | No | Yes | M. L.: MFG/MD/2021/000369 |  | 1 | ADLER PRODUCTS\ATLAS HF NAILING SYSTEM\ATLAS HFN IMPLANTS | 0 | Applicability of CE marking and notify body number of product change as per ECR no- E011021 Date-24OCT2021 | N | IM NAILS |  | 1 | No | Yes | Yes | Yes | N. A.
I0138.0900 | I0138.0932 | ATLAS HFN 9MM LONG LEFT - 32CM |  | I0138.0900 | 06 | 2018-09-01 | N. A. | N. A. | N. A. | QPF/I0138 | 05 | 2022-09-08 | N. A. | N. A. | N. A. | PS/I0138.0900 | 04 | 2022-11-05 | 2025-11-04 | N. A. | N. A. | I0138 | TMF-HFN | IU/7 | Class C | FINISHED GOODS | ATLAS™ HFN | Hip Fracture Nails | Long, Left - 9mm X 32cm | 16 | No | Yes |  | No | N. A. | No | N. A. | No | Yes | No | Yes | M. L.: MFG/MD/2021/000369 |  | 1 | ADLER PRODUCTS\ATLAS HF NAILING SYSTEM\ATLAS HFN IMPLANTS | 0 | Applicability of CE marking and notify body number of product change as per ECR no- E011021 Date-24OCT2021 | N | IM NAILS |  | 1 | No | Yes | Yes | Yes | N. A.
I0138.0900 | I0138.0934 | ATLAS HFN 9MM LONG LEFT - 34CM |  | I0138.0900 | 06 | 2018-09-01 | N. A. | N. A. | N. A. | QPF/I0138 | 05 | 2022-09-08 | N. A. | N. A. | N. A. | PS/I0138.0900 | 04 | 2022-11-05 | 2025-11-04 | N. A. | N. A. | I0138 | TMF-HFN | IU/7 | Class C | FINISHED GOODS | ATLAS™ HFN | Hip Fracture Nails | Long, Left - 9mm X 34cm | 16 | No | Yes |  | No | N. A. | No | N. A. | No | Yes | No | Yes | M. L.: MFG/MD/2021/000369 |  | 1 | ADLER PRODUCTS\ATLAS HF NAILING SYSTEM\ATLAS HFN IMPLANTS | 0 | Applicability of CE marking and notify body number of product change as per ECR no- E011021 Date-24OCT2021 | N | IM NAILS |  | 1 | No | Yes | Yes | Yes | N. A.
I0138.0900 | I0138.0936 | ATLAS HFN 9MM LONG LEFT - 36CM |  | I0138.0900 | 06 | 2018-09-01 | N. A. | N. A. | N. A. | QPF/I0138 | 05 | 2022-09-08 | N. A. | N. A. | N. A. | PS/I0138.0900 | 04 | 2022-11-05 | 2025-11-04 | N. A. | N. A. | I0138 | TMF-HFN | IU/7 | Class C | FINISHED GOODS | ATLAS™ HFN | Hip Fracture Nails | Long, Left - 9mm X 36cm | 16 | No | Yes |  | No | N. A. | No | N. A. | No | Yes | No | Yes | M. L.: MFG/MD/2021/000369 |  | 1 | ADLER PRODUCTS\ATLAS HF NAILING SYSTEM\ATLAS HFN IMPLANTS | 0 | Applicability of CE marking and notify body number of product change as per ECR no- E011021 Date-24OCT2021 | N | IM NAILS |  | 1 | No | Yes | Yes | Yes | N. A.
I0138.0900 | I0138.0938 | ATLAS HFN 9MM LONG LEFT - 38CM |  | I0138.0900 | 06 | 2018-09-01 | N. A. | N. A. | N. A. | QPF/I0138 | 05 | 2022-09-08 | N. A. | N. A. | N. A. | PS/I0138.0900 | 04 | 2022-11-05 | 2025-11-04 | N. A. | N. A. | I0138 | TMF-HFN | IU/7 | Class C | FINISHED GOODS | ATLAS™ HFN | Hip Fracture Nails | Long, Left - 9mm X 38cm | 16 | No | Yes |  | No | N. A. | No | N. A. | No | Yes | No | Yes | M. L.: MFG/MD/2021/000369 |  | 1 | ADLER PRODUCTS\ATLAS HF NAILING SYSTEM\ATLAS HFN IMPLANTS | 0 | Applicability of CE marking and notify body number of product change as per ECR no- E011021 Date-24OCT2021 | N | IM NAILS |  | 1 | No | Yes | Yes | Yes | N. A.
I0138.0900 | I0138.0940 | ATLAS HFN 9MM LONG LEFT - 40CM |  | I0138.0900 | 06 | 2018-09-01 | N. A. | N. A. | N. A. | QPF/I0138 | 05 | 2022-09-08 | N. A. | N. A. | N. A. | PS/I0138.0900 | 04 | 2022-11-05 | 2025-11-04 | N. A. | N. A. | I0138 | TMF-HFN | IU/7 | Class C | FINISHED GOODS | ATLAS™ HFN | Hip Fracture Nails | Long, Left - 9mm X 40cm | 16 | No | Yes |  | No | N. A. | No | N. A. | No | Yes | No | Yes | M. L.: MFG/MD/2021/000369 |  | 1 | ADLER PRODUCTS\ATLAS HF NAILING SYSTEM\ATLAS HFN IMPLANTS | 0 | Applicability of CE marking and notify body number of product change as per ECR no- E011021 Date-24OCT2021 | N | IM NAILS |  | 1 | No | Yes | Yes | Yes | N. A.
I0138.0900 | I0138.0942 | ATLAS HFN 9MM LONG LEFT - 42CM |  | I0138.0900 | 06 | 2018-09-01 | N. A. | N. A. | N. A. | QPF/I0138 | 05 | 2022-09-08 | N. A. | N. A. | N. A. | PS/I0138.0900 | 04 | 2022-11-05 | 2025-11-04 | N. A. | N. A. | I0138 | TMF-HFN | IU/7 | Class C | FINISHED GOODS | ATLAS™ HFN | Hip Fracture Nails | Long, Left - 9mm X 42cm | 16 | No | Yes |  | No | N. A. | No | N. A. | No | Yes | No | Yes | M. L.: MFG/MD/2021/000369 |  | 1 | ADLER PRODUCTS\ATLAS HF NAILING SYSTEM\ATLAS HFN IMPLANTS | 0 | Applicability of CE marking and notify body number of product change as per ECR no- E011021 Date-24OCT2021 | N | IM NAILS |  | 1 | No | Yes | Yes | Yes | N. A.
I0138.0900 | I0138.0944 | ATLAS HFN 9MM LONG LEFT - 44CM |  | I0138.0900 | 06 | 2018-09-01 | N. A. | N. A. | N. A. | QPF/I0138 | 05 | 2022-09-08 | N. A. | N. A. | N. A. | PS/I0138.0900 | 04 | 2022-11-05 | 2025-11-04 | N. A. | N. A. | I0138 | TMF-HFN | IU/7 | Class C | FINISHED GOODS | ATLAS™ HFN | Hip Fracture Nails | Long, Left - 9mm X 44cm | 16 | No | Yes |  | No | N. A. | No | N. A. | No | Yes | No | Yes | M. L.: MFG/MD/2021/000369 |  | 1 | ADLER PRODUCTS\ATLAS HF NAILING SYSTEM\ATLAS HFN IMPLANTS | 0 | Applicability of CE marking and notify body number of product change as per ECR no- E011021 Date-24OCT2021 | N | IM NAILS |  | 1 | No | Yes | Yes | Yes | N. A.
I0138.0900 | I0138.0946 | ATLAS HFN 9MM LONG LEFT - 46CM |  | I0138.0900 | 06 | 2018-09-01 | N. A. | N. A. | N. A. | QPF/I0138 | 05 | 2022-09-08 | N. A. | N. A. | N. A. | PS/I0138.0900 | 04 | 2022-11-05 | 2025-11-04 | N. A. | N. A. | I0138 | TMF-HFN | IU/7 | Class C | FINISHED GOODS | ATLAS™ HFN | Hip Fracture Nails | Long, Left - 9mm X 46cm | 16 | No | Yes |  | No | N. A. | No | N. A. | No | Yes | No | Yes | M. L.: MFG/MD/2021/000369 |  | 1 | ADLER PRODUCTS\ATLAS HF NAILING SYSTEM\ATLAS HFN IMPLANTS | 0 | Applicability of CE marking and notify body number of product change as per ECR no- E011021 Date-24OCT2021 | N | IM NAILS |  | 1 | No | Yes | Yes | Yes | N. A.
I0138.1000 | I0138.1026 | ATLAS HFN 10MM LONG LEFT - 26CM |  | I0138.1000 | 07 | 2018-09-01 | N. A. | N. A. | N. A. | QPF/I0138 | 05 | 2022-09-08 | N. A. | N. A. | N. A. | PS/I0138.1000 | 04 | 2022-11-05 | 2025-11-04 | N. A. | N. A. | I0138 | TMF-HFN | IU/7 | Class C | FINISHED GOODS | ATLAS™ HFN | Hip Fracture Nails | Long, Left - 10mm X 26cm | 16 | No | Yes |  | No | N. A. | No | N. A. | No | Yes | No | Yes | M. L.: MFG/MD/2021/000369 |  | 1 | ADLER PRODUCTS\ATLAS HF NAILING SYSTEM\ATLAS HFN IMPLANTS | 0 | Applicability of CE marking and notify body number of product change as per ECR no- E011021 Date-24OCT2021 | N | IM NAILS |  | 1 | No | Yes | Yes | Yes | N. A.
I0138.1000 | I0138.1028 | ATLAS HFN 10MM LONG LEFT - 28CM |  | I0138.1000 | 07 | 2018-09-01 | N. A. | N. A. | N. A. | QPF/I0138 | 05 | 2022-09-08 | N. A. | N. A. | N. A. | PS/I0138.1000 | 04 | 2022-11-05 | 2025-11-04 | N. A. | N. A. | I0138 | TMF-HFN | IU/7 | Class C | FINISHED GOODS | ATLAS™ HFN | Hip Fracture Nails | Long, Left - 10mm X 28cm | 16 | No | Yes |  | No | N. A. | No | N. A. | No | Yes | No | Yes | M. L.: MFG/MD/2021/000369 |  | 1 | ADLER PRODUCTS\ATLAS HF NAILING SYSTEM\ATLAS HFN IMPLANTS | 0 | Applicability of CE marking and notify body number of product change as per ECR no- E011021 Date-24OCT2021 | N | IM NAILS |  | 1 | No | Yes | Yes | Yes | N. A.
I0138.1000 | I0138.1030 | ATLAS HFN 10MM LONG LEFT - 30CM |  | I0138.1000 | 07 | 2018-09-01 | N. A. | N. A. | N. A. | QPF/I0138 | 05 | 2022-09-08 | N. A. | N. A. | N. A. | PS/I0138.1000 | 04 | 2022-11-05 | 2025-11-04 | N. A. | N. A. | I0138 | TMF-HFN | IU/7 | Class C | FINISHED GOODS | ATLAS™ HFN | Hip Fracture Nails | Long, Left - 10mm X 30cm | 16 | No | Yes |  | No | N. A. | No | N. A. | No | Yes | No | Yes | M. L.: MFG/MD/2021/000369 |  | 1 | ADLER PRODUCTS\ATLAS HF NAILING SYSTEM\ATLAS HFN IMPLANTS | 0 | Applicability of CE marking and notify body number of product change as per ECR no- E011021 Date-24OCT2021 | N | IM NAILS |  | 1 | No | Yes | Yes | Yes | N. A.
I0138.1000 | I0138.1032 | ATLAS HFN 10MM LONG LEFT - 32CM |  | I0138.1000 | 07 | 2018-09-01 | N. A. | N. A. | N. A. | QPF/I0138 | 05 | 2022-09-08 | N. A. | N. A. | N. A. | PS/I0138.1000 | 04 | 2022-11-05 | 2025-11-04 | N. A. | N. A. | I0138 | TMF-HFN | IU/7 | Class C | FINISHED GOODS | ATLAS™ HFN | Hip Fracture Nails | Long, Left - 10mm X 32cm | 16 | No | Yes |  | No | N. A. | No | N. A. | No | Yes | No | Yes | M. L.: MFG/MD/2021/000369 |  | 1 | ADLER PRODUCTS\ATLAS HF NAILING SYSTEM\ATLAS HFN IMPLANTS | 0 | Applicability of CE marking and notify body number of product change as per ECR no- E011021 Date-24OCT2021 | N | IM NAILS |  | 1 | No | Yes | Yes | Yes | N. A.
I0138.1000 | I0138.1034 | ATLAS HFN 10MM LONG LEFT - 34CM |  | I0138.1000 | 07 | 2018-09-01 | N. A. | N. A. | N. A. | QPF/I0138 | 05 | 2022-09-08 | N. A. | N. A. | N. A. | PS/I0138.1000 | 04 | 2022-11-05 | 2025-11-04 | N. A. | N. A. | I0138 | TMF-HFN | IU/7 | Class C | FINISHED GOODS | ATLAS™ HFN | Hip Fracture Nails | Long, Left - 10mm X 34cm | 16 | No | Yes |  | No | N. A. | No | N. A. | No | Yes | No | Yes | M. L.: MFG/MD/2021/000369 |  | 1 | ADLER PRODUCTS\ATLAS HF NAILING SYSTEM\ATLAS HFN IMPLANTS | 0 | Applicability of CE marking and notify body number of product change as per ECR no- E011021 Date-24OCT2021 | N | IM NAILS |  | 1 | No | Yes | Yes | Yes | N. A.
I0138.1000 | I0138.1036 | ATLAS HFN 10MM LONG LEFT - 36CM |  | I0138.1000 | 07 | 2018-09-01 | N. A. | N. A. | N. A. | QPF/I0138 | 05 | 2022-09-08 | N. A. | N. A. | N. A. | PS/I0138.1000 | 04 | 2022-11-05 | 2025-11-04 | N. A. | N. A. | I0138 | TMF-HFN | IU/7 | Class C | FINISHED GOODS | ATLAS™ HFN | Hip Fracture Nails | Long, Left - 10mm X 36cm | 16 | No | Yes |  | No | N. A. | No | N. A. | No | Yes | No | Yes | M. L.: MFG/MD/2021/000369 |  | 1 | ADLER PRODUCTS\ATLAS HF NAILING SYSTEM\ATLAS HFN IMPLANTS | 0 | Applicability of CE marking and notify body number of product change as per ECR no- E011021 Date-24OCT2021 | N | IM NAILS |  | 1 | No | Yes | Yes | Yes | N. A.
I0138.1000 | I0138.1038 | ATLAS HFN 10MM LONG LEFT - 38CM |  | I0138.1000 | 07 | 2018-09-01 | N. A. | N. A. | N. A. | QPF/I0138 | 05 | 2022-09-08 | N. A. | N. A. | N. A. | PS/I0138.1000 | 04 | 2022-11-05 | 2025-11-04 | N. A. | N. A. | I0138 | TMF-HFN | IU/7 | Class C | FINISHED GOODS | ATLAS™ HFN | Hip Fracture Nails | Long, Left - 10mm X 38cm | 16 | No | Yes |  | No | N. A. | No | N. A. | No | Yes | No | Yes | M. L.: MFG/MD/2021/000369 |  | 1 | ADLER PRODUCTS\ATLAS HF NAILING SYSTEM\ATLAS HFN IMPLANTS | 0 | Applicability of CE marking and notify body number of product change as per ECR no- E011021 Date-24OCT2021 | N | IM NAILS |  | 1 | No | Yes | Yes | Yes | N. A.
I0138.1000 | I0138.1040 | ATLAS HFN 10MM LONG LEFT - 40CM |  | I0138.1000 | 07 | 2018-09-01 | N. A. | N. A. | N. A. | QPF/I0138 | 05 | 2022-09-08 | N. A. | N. A. | N. A. | PS/I0138.1000 | 04 | 2022-11-05 | 2025-11-04 | N. A. | N. A. | I0138 | TMF-HFN | IU/7 | Class C | FINISHED GOODS | ATLAS™ HFN | Hip Fracture Nails | Long, Left - 10mm X 40cm | 16 | No | Yes |  | No | N. A. | No | N. A. | No | Yes | No | Yes | M. L.: MFG/MD/2021/000369 |  | 1 | ADLER PRODUCTS\ATLAS HF NAILING SYSTEM\ATLAS HFN IMPLANTS | 0 | Applicability of CE marking and notify body number of product change as per ECR no- E011021 Date-24OCT2021 | N | IM NAILS |  | 1 | No | Yes | Yes | Yes | N. A.
I0138.1000 | I0138.1042 | ATLAS HFN 10MM LONG LEFT - 42CM |  | I0138.1000 | 07 | 2018-09-01 | N. A. | N. A. | N. A. | QPF/I0138 | 05 | 2022-09-08 | N. A. | N. A. | N. A. | PS/I0138.1000 | 04 | 2022-11-05 | 2025-11-04 | N. A. | N. A. | I0138 | TMF-HFN | IU/7 | Class C | FINISHED GOODS | ATLAS™ HFN | Hip Fracture Nails | Long, Left - 10mm X 42cm | 16 | No | Yes |  | No | N. A. | No | N. A. | No | Yes | No | Yes | M. L.: MFG/MD/2021/000369 |  | 1 | ADLER PRODUCTS\ATLAS HF NAILING SYSTEM\ATLAS HFN IMPLANTS | 0 | Applicability of CE marking and notify body number of product change as per ECR no- E011021 Date-24OCT2021 | N | IM NAILS |  | 1 | No | Yes | Yes | Yes | N. A.
I0138.1000 | I0138.1044 | ATLAS HFN 10MM LONG LEFT - 44CM |  | I0138.1000 | 07 | 2018-09-01 | N. A. | N. A. | N. A. | QPF/I0138 | 05 | 2022-09-08 | N. A. | N. A. | N. A. | PS/I0138.1000 | 04 | 2022-11-05 | 2025-11-04 | N. A. | N. A. | I0138 | TMF-HFN | IU/7 | Class C | FINISHED GOODS | ATLAS™ HFN | Hip Fracture Nails | Long, Left - 10mm X 44cm | 16 | No | Yes |  | No | N. A. | No | N. A. | No | Yes | No | Yes | M. L.: MFG/MD/2021/000369 |  | 1 | ADLER PRODUCTS\ATLAS HF NAILING SYSTEM\ATLAS HFN IMPLANTS | 0 | Applicability of CE marking and notify body number of product change as per ECR no- E011021 Date-24OCT2021 | N | IM NAILS |  | 1 | No | Yes | Yes | Yes | N. A.
I0138.1000 | I0138.1046 | ATLAS HFN 10MM LONG LEFT - 46CM |  | I0138.1000 | 07 | 2018-09-01 | N. A. | N. A. | N. A. | QPF/I0138 | 05 | 2022-09-08 | N. A. | N. A. | N. A. | PS/I0138.1000 | 04 | 2022-11-05 | 2025-11-04 | N. A. | N. A. | I0138 | TMF-HFN | IU/7 | Class C | FINISHED GOODS | ATLAS™ HFN | Hip Fracture Nails | Long, Left - 10mm X 46cm | 16 | No | Yes |  | No | N. A. | No | N. A. | No | Yes | No | Yes | M. L.: MFG/MD/2021/000369 |  | 1 | ADLER PRODUCTS\ATLAS HF NAILING SYSTEM\ATLAS HFN IMPLANTS | 0 | Applicability of CE marking and notify body number of product change as per ECR no- E011021 Date-24OCT2021 | N | IM NAILS |  | 1 | No | Yes | Yes | Yes | N. A.
I0138.1100 | I0138.1126 | ATLAS HFN 11MM LONG LEFT - 26CM |  | I0138.1100 | 06 | 2018-09-01 | N. A. | N. A. | N. A. | QPF/I0138 | 05 | 2022-09-08 | N. A. | N. A. | N. A. | PS/I0138.1100 | 04 | 2022-11-05 | 2025-11-04 | N. A. | N. A. | I0138 | TMF-HFN | IU/7 | Class C | FINISHED GOODS | ATLAS™ HFN | Hip Fracture Nails | Long, Left - 11mm X 26cm | 16 | No | Yes |  | No | N. A. | No | N. A. | No | Yes | No | Yes | M. L.: MFG/MD/2021/000369 |  | 1 | ADLER PRODUCTS\ATLAS HF NAILING SYSTEM\ATLAS HFN IMPLANTS | 0 | Applicability of CE marking and notify body number of product change as per ECR no- E011021 Date-24OCT2021 | N | IM NAILS |  | 1 | No | Yes | Yes | Yes | N. A.
I0138.1100 | I0138.1128 | ATLAS HFN 11MM LONG LEFT - 28CM |  | I0138.1100 | 06 | 2018-09-01 | N. A. | N. A. | N. A. | QPF/I0138 | 05 | 2022-09-08 | N. A. | N. A. | N. A. | PS/I0138.1100 | 04 | 2022-11-05 | 2025-11-04 | N. A. | N. A. | I0138 | TMF-HFN | IU/7 | Class C | FINISHED GOODS | ATLAS™ HFN | Hip Fracture Nails | Long, Left - 11mm X 28cm | 16 | No | Yes |  | No | N. A. | No | N. A. | No | Yes | No | Yes | M. L.: MFG/MD/2021/000369 |  | 1 | ADLER PRODUCTS\ATLAS HF NAILING SYSTEM\ATLAS HFN IMPLANTS | 0 | Applicability of CE marking and notify body number of product change as per ECR no- E011021 Date-24OCT2021 | N | IM NAILS |  | 1 | No | Yes | Yes | Yes | N. A.
I0138.1100 | I0138.1130 | ATLAS HFN 11MM LONG LEFT - 30CM |  | I0138.1100 | 06 | 2018-09-01 | N. A. | N. A. | N. A. | QPF/I0138 | 05 | 2022-09-08 | N. A. | N. A. | N. A. | PS/I0138.1100 | 04 | 2022-11-05 | 2025-11-04 | N. A. | N. A. | I0138 | TMF-HFN | IU/7 | Class C | FINISHED GOODS | ATLAS™ HFN | Hip Fracture Nails | Long, Left - 11mm X 30cm | 16 | No | Yes |  | No | N. A. | No | N. A. | No | Yes | No | Yes | M. L.: MFG/MD/2021/000369 |  | 1 | ADLER PRODUCTS\ATLAS HF NAILING SYSTEM\ATLAS HFN IMPLANTS | 0 | Applicability of CE marking and notify body number of product change as per ECR no- E011021 Date-24OCT2021 | N | IM NAILS |  | 1 | No | Yes | Yes | Yes | N. A.
I0138.1100 | I0138.1132 | ATLAS HFN 11MM LONG LEFT - 32CM |  | I0138.1100 | 06 | 2018-09-01 | N. A. | N. A. | N. A. | QPF/I0138 | 05 | 2022-09-08 | N. A. | N. A. | N. A. | PS/I0138.1100 | 04 | 2022-11-05 | 2025-11-04 | N. A. | N. A. | I0138 | TMF-HFN | IU/7 | Class C | FINISHED GOODS | ATLAS™ HFN | Hip Fracture Nails | Long, Left - 11mm X 32cm | 16 | No | Yes |  | No | N. A. | No | N. A. | No | Yes | No | Yes | M. L.: MFG/MD/2021/000369 |  | 1 | ADLER PRODUCTS\ATLAS HF NAILING SYSTEM\ATLAS HFN IMPLANTS | 0 | Applicability of CE marking and notify body number of product change as per ECR no- E011021 Date-24OCT2021 | N | IM NAILS |  | 1 | No | Yes | Yes | Yes | N. A.
I0138.1100 | I0138.1134 | ATLAS HFN 11MM LONG LEFT - 34CM |  | I0138.1100 | 06 | 2018-09-01 | N. A. | N. A. | N. A. | QPF/I0138 | 05 | 2022-09-08 | N. A. | N. A. | N. A. | PS/I0138.1100 | 04 | 2022-11-05 | 2025-11-04 | N. A. | N. A. | I0138 | TMF-HFN | IU/7 | Class C | FINISHED GOODS | ATLAS™ HFN | Hip Fracture Nails | Long, Left - 11mm X 34cm | 16 | No | Yes |  | No | N. A. | No | N. A. | No | Yes | No | Yes | M. L.: MFG/MD/2021/000369 |  | 1 | ADLER PRODUCTS\ATLAS HF NAILING SYSTEM\ATLAS HFN IMPLANTS | 0 | Applicability of CE marking and notify body number of product change as per ECR no- E011021 Date-24OCT2021 | N | IM NAILS |  | 1 | No | Yes | Yes | Yes | N. A.
I0138.1100 | I0138.1136 | ATLAS HFN 11MM LONG LEFT - 36CM |  | I0138.1100 | 06 | 2018-09-01 | N. A. | N. A. | N. A. | QPF/I0138 | 05 | 2022-09-08 | N. A. | N. A. | N. A. | PS/I0138.1100 | 04 | 2022-11-05 | 2025-11-04 | N. A. | N. A. | I0138 | TMF-HFN | IU/7 | Class C | FINISHED GOODS | ATLAS™ HFN | Hip Fracture Nails | Long, Left - 11mm X 36cm | 16 | No | Yes |  | No | N. A. | No | N. A. | No | Yes | No | Yes | M. L.: MFG/MD/2021/000369 |  | 1 | ADLER PRODUCTS\ATLAS HF NAILING SYSTEM\ATLAS HFN IMPLANTS | 0 | Applicability of CE marking and notify body number of product change as per ECR no- E011021 Date-24OCT2021 | N | IM NAILS |  | 1 | No | Yes | Yes | Yes | N. A.
I0138.1100 | I0138.1138 | ATLAS HFN 11MM LONG LEFT - 38CM |  | I0138.1100 | 06 | 2018-09-01 | N. A. | N. A. | N. A. | QPF/I0138 | 05 | 2022-09-08 | N. A. | N. A. | N. A. | PS/I0138.1100 | 04 | 2022-11-05 | 2025-11-04 | N. A. | N. A. | I0138 | TMF-HFN | IU/7 | Class C | FINISHED GOODS | ATLAS™ HFN | Hip Fracture Nails | Long, Left - 11mm X 38cm | 16 | No | Yes |  | No | N. A. | No | N. A. | No | Yes | No | Yes | M. L.: MFG/MD/2021/000369 |  | 1 | ADLER PRODUCTS\ATLAS HF NAILING SYSTEM\ATLAS HFN IMPLANTS | 0 | Applicability of CE marking and notify body number of product change as per ECR no- E011021 Date-24OCT2021 | N | IM NAILS |  | 1 | No | Yes | Yes | Yes | N. A.
I0138.1100 | I0138.1140 | ATLAS HFN 11MM LONG LEFT - 40CM |  | I0138.1100 | 06 | 2018-09-01 | N. A. | N. A. | N. A. | QPF/I0138 | 05 | 2022-09-08 | N. A. | N. A. | N. A. | PS/I0138.1100 | 04 | 2022-11-05 | 2025-11-04 | N. A. | N. A. | I0138 | TMF-HFN | IU/7 | Class C | FINISHED GOODS | ATLAS™ HFN | Hip Fracture Nails | Long, Left - 11mm X 40cm | 16 | No | Yes |  | No | N. A. | No | N. A. | No | Yes | No | Yes | M. L.: MFG/MD/2021/000369 |  | 1 | ADLER PRODUCTS\ATLAS HF NAILING SYSTEM\ATLAS HFN IMPLANTS | 0 | Applicability of CE marking and notify body number of product change as per ECR no- E011021 Date-24OCT2021 | N | IM NAILS |  | 1 | No | Yes | Yes | Yes | N. A.
I0138.1100 | I0138.1142 | ATLAS HFN 11MM LONG LEFT - 42CM |  | I0138.1100 | 06 | 2018-09-01 | N. A. | N. A. | N. A. | QPF/I0138 | 05 | 2022-09-08 | N. A. | N. A. | N. A. | PS/I0138.1100 | 04 | 2022-11-05 | 2025-11-04 | N. A. | N. A. | I0138 | TMF-HFN | IU/7 | Class C | FINISHED GOODS | ATLAS™ HFN | Hip Fracture Nails | Long, Left - 11mm X 42cm | 16 | No | Yes |  | No | N. A. | No | N. A. | No | Yes | No | Yes | M. L.: MFG/MD/2021/000369 |  | 1 | ADLER PRODUCTS\ATLAS HF NAILING SYSTEM\ATLAS HFN IMPLANTS | 0 | Applicability of CE marking and notify body number of product change as per ECR no- E011021 Date-24OCT2021 | N | IM NAILS |  | 1 | No | Yes | Yes | Yes | N. A.
I0138.1100 | I0138.1144 | ATLAS HFN 11MM LONG LEFT - 44CM |  | I0138.1100 | 06 | 2018-09-01 | N. A. | N. A. | N. A. | QPF/I0138 | 05 | 2022-09-08 | N. A. | N. A. | N. A. | PS/I0138.1100 | 04 | 2022-11-05 | 2025-11-04 | N. A. | N. A. | I0138 | TMF-HFN | IU/7 | Class C | FINISHED GOODS | ATLAS™ HFN | Hip Fracture Nails | Long, Left - 11mm X 44cm | 16 | No | Yes |  | No | N. A. | No | N. A. | No | Yes | No | Yes | M. L.: MFG/MD/2021/000369 |  | 1 | ADLER PRODUCTS\ATLAS HF NAILING SYSTEM\ATLAS HFN IMPLANTS | 0 | Applicability of CE marking and notify body number of product change as per ECR no- E011021 Date-24OCT2021 | N | IM NAILS |  | 1 | No | Yes | Yes | Yes | N. A.
I0138.1100 | I0138.1146 | ATLAS HFN 11MM LONG LEFT - 46CM |  | I0138.1100 | 06 | 2018-09-01 | N. A. | N. A. | N. A. | QPF/I0138 | 05 | 2022-09-08 | N. A. | N. A. | N. A. | PS/I0138.1100 | 04 | 2022-11-05 | 2025-11-04 | N. A. | N. A. | I0138 | TMF-HFN | IU/7 | Class C | FINISHED GOODS | ATLAS™ HFN | Hip Fracture Nails | Long, Left - 11mm X 46cm | 16 | No | Yes |  | No | N. A. | No | N. A. | No | Yes | No | Yes | M. L.: MFG/MD/2021/000369 |  | 1 | ADLER PRODUCTS\ATLAS HF NAILING SYSTEM\ATLAS HFN IMPLANTS | 0 | Applicability of CE marking and notify body number of product change as per ECR no- E011021 Date-24OCT2021 | N | IM NAILS |  | 1 | No | Yes | Yes | Yes | N. A.
I0139.0900 | I0139.0926 | ATLAS HFN 9MM LONG RIGHT - 26CM |  | I0139.0900 | 06 | 2018-09-01 | N. A. | N. A. | N. A. | QPF/I0138 | 05 | 2022-09-08 | N. A. | N. A. | N. A. | PS/I0139.0900 | 04 | 2022-11-05 | 2025-11-04 | N. A. | N. A. | I0138 | TMF-HFN | IU/7 | Class C | FINISHED GOODS | ATLAS™ HFN | Hip Fracture Nails | Long, Right - 9mm X 26cm | 16 | No | Yes |  | No | N. A. | No | N. A. | No | Yes | No | Yes | M. L.: MFG/MD/2021/000369 |  | 1 | ADLER PRODUCTS\ATLAS HF NAILING SYSTEM\ATLAS HFN IMPLANTS | 0 | Applicability of CE marking and notify body number of product change as per ECR no- E011021 Date-24OCT2021 | N | IM NAILS |  | 1 | No | Yes | Yes | Yes | N. A.
I0139.0900 | I0139.0928 | ATLAS HFN 9MM LONG RIGHT - 28CM |  | I0139.0900 | 06 | 2018-09-01 | N. A. | N. A. | N. A. | QPF/I0138 | 05 | 2022-09-08 | N. A. | N. A. | N. A. | PS/I0139.0900 | 04 | 2022-11-05 | 2025-11-04 | N. A. | N. A. | I0138 | TMF-HFN | IU/7 | Class C | FINISHED GOODS | ATLAS™ HFN | Hip Fracture Nails | Long, Right - 9mm X 28cm | 16 | No | Yes |  | No | N. A. | No | N. A. | No | Yes | No | Yes | M. L.: MFG/MD/2021/000369 |  | 1 | ADLER PRODUCTS\ATLAS HF NAILING SYSTEM\ATLAS HFN IMPLANTS | 0 | Applicability of CE marking and notify body number of product change as per ECR no- E011021 Date-24OCT2021 | N | IM NAILS |  | 1 | No | Yes | Yes | Yes | N. A.
I0139.0900 | I0139.0930 | ATLAS HFN 9MM LONG RIGHT - 30CM |  | I0139.0900 | 06 | 2018-09-01 | N. A. | N. A. | N. A. | QPF/I0138 | 05 | 2022-09-08 | N. A. | N. A. | N. A. | PS/I0139.0900 | 04 | 2022-11-05 | 2025-11-04 | N. A. | N. A. | I0138 | TMF-HFN | IU/7 | Class C | FINISHED GOODS | ATLAS™ HFN | Hip Fracture Nails | Long, Right - 9mm X 30cm | 16 | No | Yes |  | No | N. A. | No | N. A. | No | Yes | No | Yes | M. L.: MFG/MD/2021/000369 |  | 1 | ADLER PRODUCTS\ATLAS HF NAILING SYSTEM\ATLAS HFN IMPLANTS | 0 | Applicability of CE marking and notify body number of product change as per ECR no- E011021 Date-24OCT2021 | N | IM NAILS |  | 1 | No | Yes | Yes | Yes | N. A.
I0139.0900 | I0139.0932 | ATLAS HFN 9MM LONG RIGHT - 32CM |  | I0139.0900 | 06 | 2018-09-01 | N. A. | N. A. | N. A. | QPF/I0138 | 05 | 2022-09-08 | N. A. | N. A. | N. A. | PS/I0139.0900 | 04 | 2022-11-05 | 2025-11-04 | N. A. | N. A. | I0138 | TMF-HFN | IU/7 | Class C | FINISHED GOODS | ATLAS™ HFN | Hip Fracture Nails | Long, Right - 9mm X 32cm | 16 | No | Yes |  | No | N. A. | No | N. A. | No | Yes | No | Yes | M. L.: MFG/MD/2021/000369 |  | 1 | ADLER PRODUCTS\ATLAS HF NAILING SYSTEM\ATLAS HFN IMPLANTS | 0 | Applicability of CE marking and notify body number of product change as per ECR no- E011021 Date-24OCT2021 | N | IM NAILS |  | 1 | No | Yes | Yes | Yes | N. A.
I0139.0900 | I0139.0934 | ATLAS HFN 9MM LONG RIGHT - 34CM |  | I0139.0900 | 06 | 2018-09-01 | N. A. | N. A. | N. A. | QPF/I0138 | 05 | 2022-09-08 | N. A. | N. A. | N. A. | PS/I0139.0900 | 04 | 2022-11-05 | 2025-11-04 | N. A. | N. A. | I0138 | TMF-HFN | IU/7 | Class C | FINISHED GOODS | ATLAS™ HFN | Hip Fracture Nails | Long, Right - 9mm X 34cm | 16 | No | Yes |  | No | N. A. | No | N. A. | No | Yes | No | Yes | M. L.: MFG/MD/2021/000369 |  | 1 | ADLER PRODUCTS\ATLAS HF NAILING SYSTEM\ATLAS HFN IMPLANTS | 0 | Applicability of CE marking and notify body number of product change as per ECR no- E011021 Date-24OCT2021 | N | IM NAILS |  | 1 | No | Yes | Yes | Yes | N. A.
I0139.0900 | I0139.0936 | ATLAS HFN 9MM LONG RIGHT - 36CM |  | I0139.0900 | 06 | 2018-09-01 | N. A. | N. A. | N. A. | QPF/I0138 | 05 | 2022-09-08 | N. A. | N. A. | N. A. | PS/I0139.0900 | 04 | 2022-11-05 | 2025-11-04 | N. A. | N. A. | I0138 | TMF-HFN | IU/7 | Class C | FINISHED GOODS | ATLAS™ HFN | Hip Fracture Nails | Long, Right - 9mm X 36cm | 16 | No | Yes |  | No | N. A. | No | N. A. | No | Yes | No | Yes | M. L.: MFG/MD/2021/000369 |  | 1 | ADLER PRODUCTS\ATLAS HF NAILING SYSTEM\ATLAS HFN IMPLANTS | 0 | Applicability of CE marking and notify body number of product change as per ECR no- E011021 Date-24OCT2021 | N | IM NAILS |  | 1 | No | Yes | Yes | Yes | N. A.
I0139.0900 | I0139.0938 | ATLAS HFN 9MM LONG RIGHT - 38CM |  | I0139.0900 | 06 | 2018-09-01 | N. A. | N. A. | N. A. | QPF/I0138 | 05 | 2022-09-08 | N. A. | N. A. | N. A. | PS/I0139.0900 | 04 | 2022-11-05 | 2025-11-04 | N. A. | N. A. | I0138 | TMF-HFN | IU/7 | Class C | FINISHED GOODS | ATLAS™ HFN | Hip Fracture Nails | Long, Right - 9mm X 38cm | 16 | No | Yes |  | No | N. A. | No | N. A. | No | Yes | No | Yes | M. L.: MFG/MD/2021/000369 |  | 1 | ADLER PRODUCTS\ATLAS HF NAILING SYSTEM\ATLAS HFN IMPLANTS | 0 | Applicability of CE marking and notify body number of product change as per ECR no- E011021 Date-24OCT2021 | N | IM NAILS |  | 1 | No | Yes | Yes | Yes | N. A.
I0139.0900 | I0139.0940 | ATLAS HFN 9MM LONG RIGHT - 40CM |  | I0139.0900 | 06 | 2018-09-01 | N. A. | N. A. | N. A. | QPF/I0138 | 05 | 2022-09-08 | N. A. | N. A. | N. A. | PS/I0139.0900 | 04 | 2022-11-05 | 2025-11-04 | N. A. | N. A. | I0138 | TMF-HFN | IU/7 | Class C | FINISHED GOODS | ATLAS™ HFN | Hip Fracture Nails | Long, Right - 9mm X 40cm | 16 | No | Yes |  | No | N. A. | No | N. A. | No | Yes | No | Yes | M. L.: MFG/MD/2021/000369 |  | 1 | ADLER PRODUCTS\ATLAS HF NAILING SYSTEM\ATLAS HFN IMPLANTS | 0 | Applicability of CE marking and notify body number of product change as per ECR no- E011021 Date-24OCT2021 | N | IM NAILS |  | 1 | No | Yes | Yes | Yes | N. A.
I0139.0900 | I0139.0942 | ATLAS HFN 9MM LONG RIGHT - 42CM |  | I0139.0900 | 06 | 2018-09-01 | N. A. | N. A. | N. A. | QPF/I0138 | 05 | 2022-09-08 | N. A. | N. A. | N. A. | PS/I0139.0900 | 04 | 2022-11-05 | 2025-11-04 | N. A. | N. A. | I0138 | TMF-HFN | IU/7 | Class C | FINISHED GOODS | ATLAS™ HFN | Hip Fracture Nails | Long, Right - 9mm X 42cm | 16 | No | Yes |  | No | N. A. | No | N. A. | No | Yes | No | Yes | M. L.: MFG/MD/2021/000369 |  | 1 | ADLER PRODUCTS\ATLAS HF NAILING SYSTEM\ATLAS HFN IMPLANTS | 0 | Applicability of CE marking and notify body number of product change as per ECR no- E011021 Date-24OCT2021 | N | IM NAILS |  | 1 | No | Yes | Yes | Yes | N. A.
I0139.0900 | I0139.0944 | ATLAS HFN 9MM LONG RIGHT - 44CM |  | I0139.0900 | 06 | 2018-09-01 | N. A. | N. A. | N. A. | QPF/I0138 | 05 | 2022-09-08 | N. A. | N. A. | N. A. | PS/I0139.0900 | 04 | 2022-11-05 | 2025-11-04 | N. A. | N. A. | I0138 | TMF-HFN | IU/7 | Class C | FINISHED GOODS | ATLAS™ HFN | Hip Fracture Nails | Long, Right - 9mm X 44cm | 16 | No | Yes |  | No | N. A. | No | N. A. | No | Yes | No | Yes | M. L.: MFG/MD/2021/000369 |  | 1 | ADLER PRODUCTS\ATLAS HF NAILING SYSTEM\ATLAS HFN IMPLANTS | 0 | Applicability of CE marking and notify body number of product change as per ECR no- E011021 Date-24OCT2021 | N | IM NAILS |  | 1 | No | Yes | Yes | Yes | N. A.
I0139.0900 | I0139.0946 | ATLAS HFN 9MM LONG RIGHT - 46CM |  | I0139.0900 | 06 | 2018-09-01 | N. A. | N. A. | N. A. | QPF/I0138 | 05 | 2022-09-08 | N. A. | N. A. | N. A. | PS/I0139.0900 | 04 | 2022-11-05 | 2025-11-04 | N. A. | N. A. | I0138 | TMF-HFN | IU/7 | Class C | FINISHED GOODS | ATLAS™ HFN | Hip Fracture Nails | Long, Right - 9mm X 46cm | 16 | No | Yes |  | No | N. A. | No | N. A. | No | Yes | No | Yes | M. L.: MFG/MD/2021/000369 |  | 1 | ADLER PRODUCTS\ATLAS HF NAILING SYSTEM\ATLAS HFN IMPLANTS | 0 | Applicability of CE marking and notify body number of product change as per ECR no- E011021 Date-24OCT2021 | N | IM NAILS |  | 1 | No | Yes | Yes | Yes | N. A.
I0139.1000 | I0139.1026 | ATLAS HFN 10MM LONG RIGHT - 26CM |  | I0139.1000 | 06 | 2018-09-01 | N. A. | N. A. | N. A. | QPF/I0138 | 05 | 2022-09-08 | N. A. | N. A. | N. A. | PS/I0139.1000 | 04 | 2022-11-05 | 2025-11-04 | N. A. | N. A. | I0138 | TMF-HFN | IU/7 | Class C | FINISHED GOODS | ATLAS™ HFN | Hip Fracture Nails | Long, Right - 10mm X 26cm | 16 | No | Yes |  | No | N. A. | No | N. A. | No | Yes | No | Yes | M. L.: MFG/MD/2021/000369 |  | 1 | ADLER PRODUCTS\ATLAS HF NAILING SYSTEM\ATLAS HFN IMPLANTS | 0 | Applicability of CE marking and notify body number of product change as per ECR no- E011021 Date-24OCT2021 | N | IM NAILS |  | 1 | No | Yes | Yes | Yes | N. A.
I0139.1000 | I0139.1028 | ATLAS HFN 10MM LONG RIGHT - 28CM |  | I0139.1000 | 06 | 2018-09-01 | N. A. | N. A. | N. A. | QPF/I0138 | 05 | 2022-09-08 | N. A. | N. A. | N. A. | PS/I0139.1000 | 04 | 2022-11-05 | 2025-11-04 | N. A. | N. A. | I0138 | TMF-HFN | IU/7 | Class C | FINISHED GOODS | ATLAS™ HFN | Hip Fracture Nails | Long, Right - 10mm X 28cm | 16 | No | Yes |  | No | N. A. | No | N. A. | No | Yes | No | Yes | M. L.: MFG/MD/2021/000369 |  | 1 | ADLER PRODUCTS\ATLAS HF NAILING SYSTEM\ATLAS HFN IMPLANTS | 0 | Applicability of CE marking and notify body number of product change as per ECR no- E011021 Date-24OCT2021 | N | IM NAILS |  | 1 | No | Yes | Yes | Yes | N. A.
I0139.1000 | I0139.1030 | ATLAS HFN 10MM LONG RIGHT - 30CM |  | I0139.1000 | 06 | 2018-09-01 | N. A. | N. A. | N. A. | QPF/I0138 | 05 | 2022-09-08 | N. A. | N. A. | N. A. | PS/I0139.1000 | 04 | 2022-11-05 | 2025-11-04 | N. A. | N. A. | I0138 | TMF-HFN | IU/7 | Class C | FINISHED GOODS | ATLAS™ HFN | Hip Fracture Nails | Long, Right - 10mm X 30cm | 16 | No | Yes |  | No | N. A. | No | N. A. | No | Yes | No | Yes | M. L.: MFG/MD/2021/000369 |  | 1 | ADLER PRODUCTS\ATLAS HF NAILING SYSTEM\ATLAS HFN IMPLANTS | 0 | Applicability of CE marking and notify body number of product change as per ECR no- E011021 Date-24OCT2021 | N | IM NAILS |  | 1 | No | Yes | Yes | Yes | N. A.
I0139.1000 | I0139.1032 | ATLAS HFN 10MM LONG RIGHT - 32CM |  | I0139.1000 | 06 | 2018-09-01 | N. A. | N. A. | N. A. | QPF/I0138 | 05 | 2022-09-08 | N. A. | N. A. | N. A. | PS/I0139.1000 | 04 | 2022-11-05 | 2025-11-04 | N. A. | N. A. | I0138 | TMF-HFN | IU/7 | Class C | FINISHED GOODS | ATLAS™ HFN | Hip Fracture Nails | Long, Right - 10mm X 32cm | 16 | No | Yes |  | No | N. A. | No | N. A. | No | Yes | No | Yes | M. L.: MFG/MD/2021/000369 |  | 1 | ADLER PRODUCTS\ATLAS HF NAILING SYSTEM\ATLAS HFN IMPLANTS | 0 | Applicability of CE marking and notify body number of product change as per ECR no- E011021 Date-24OCT2021 | N | IM NAILS |  | 1 | No | Yes | Yes | Yes | N. A.
I0139.1000 | I0139.1034 | ATLAS HFN 10MM LONG RIGHT - 34CM |  | I0139.1000 | 06 | 2018-09-01 | N. A. | N. A. | N. A. | QPF/I0138 | 05 | 2022-09-08 | N. A. | N. A. | N. A. | PS/I0139.1000 | 04 | 2022-11-05 | 2025-11-04 | N. A. | N. A. | I0138 | TMF-HFN | IU/7 | Class C | FINISHED GOODS | ATLAS™ HFN | Hip Fracture Nails | Long, Right - 10mm X 34cm | 16 | No | Yes |  | No | N. A. | No | N. A. | No | Yes | No | Yes | M. L.: MFG/MD/2021/000369 |  | 1 | ADLER PRODUCTS\ATLAS HF NAILING SYSTEM\ATLAS HFN IMPLANTS | 0 | Applicability of CE marking and notify body number of product change as per ECR no- E011021 Date-24OCT2021 | N | IM NAILS |  | 1 | No | Yes | Yes | Yes | N. A.
I0139.1000 | I0139.1036 | ATLAS HFN 10MM LONG RIGHT - 36CM |  | I0139.1000 | 06 | 2018-09-01 | N. A. | N. A. | N. A. | QPF/I0138 | 05 | 2022-09-08 | N. A. | N. A. | N. A. | PS/I0139.1000 | 04 | 2022-11-05 | 2025-11-04 | N. A. | N. A. | I0138 | TMF-HFN | IU/7 | Class C | FINISHED GOODS | ATLAS™ HFN | Hip Fracture Nails | Long, Right - 10mm X 36cm | 16 | No | Yes |  | No | N. A. | No | N. A. | No | Yes | No | Yes | M. L.: MFG/MD/2021/000369 |  | 1 | ADLER PRODUCTS\ATLAS HF NAILING SYSTEM\ATLAS HFN IMPLANTS | 0 | Applicability of CE marking and notify body number of product change as per ECR no- E011021 Date-24OCT2021 | N | IM NAILS |  | 1 | No | Yes | Yes | Yes | N. A.
I0139.1000 | I0139.1038 | ATLAS HFN 10MM LONG RIGHT - 38CM |  | I0139.1000 | 06 | 2018-09-01 | N. A. | N. A. | N. A. | QPF/I0138 | 05 | 2022-09-08 | N. A. | N. A. | N. A. | PS/I0139.1000 | 04 | 2022-11-05 | 2025-11-04 | N. A. | N. A. | I0138 | TMF-HFN | IU/7 | Class C | FINISHED GOODS | ATLAS™ HFN | Hip Fracture Nails | Long, Right - 10mm X 38cm | 16 | No | Yes |  | No | N. A. | No | N. A. | No | Yes | No | Yes | M. L.: MFG/MD/2021/000369 |  | 1 | ADLER PRODUCTS\ATLAS HF NAILING SYSTEM\ATLAS HFN IMPLANTS | 0 | Applicability of CE marking and notify body number of product change as per ECR no- E011021 Date-24OCT2021 | N | IM NAILS |  | 1 | No | Yes | Yes | Yes | N. A.
I0139.1000 | I0139.1040 | ATLAS HFN 10MM LONG RIGHT - 40CM |  | I0139.1000 | 06 | 2018-09-01 | N. A. | N. A. | N. A. | QPF/I0138 | 05 | 2022-09-08 | N. A. | N. A. | N. A. | PS/I0139.1000 | 04 | 2022-11-05 | 2025-11-04 | N. A. | N. A. | I0138 | TMF-HFN | IU/7 | Class C | FINISHED GOODS | ATLAS™ HFN | Hip Fracture Nails | Long, Right - 10mm X 40cm | 16 | No | Yes |  | No | N. A. | No | N. A. | No | Yes | No | Yes | M. L.: MFG/MD/2021/000369 |  | 1 | ADLER PRODUCTS\ATLAS HF NAILING SYSTEM\ATLAS HFN IMPLANTS | 0 | Applicability of CE marking and notify body number of product change as per ECR no- E011021 Date-24OCT2021 | N | IM NAILS |  | 1 | No | Yes | Yes | Yes | N. A.
I0139.1000 | I0139.1042 | ATLAS HFN 10MM LONG RIGHT - 42CM |  | I0139.1000 | 06 | 2018-09-01 | N. A. | N. A. | N. A. | QPF/I0138 | 05 | 2022-09-08 | N. A. | N. A. | N. A. | PS/I0139.1000 | 04 | 2022-11-05 | 2025-11-04 | N. A. | N. A. | I0138 | TMF-HFN | IU/7 | Class C | FINISHED GOODS | ATLAS™ HFN | Hip Fracture Nails | Long, Right - 10mm X 42cm | 16 | No | Yes |  | No | N. A. | No | N. A. | No | Yes | No | Yes | M. L.: MFG/MD/2021/000369 |  | 1 | ADLER PRODUCTS\ATLAS HF NAILING SYSTEM\ATLAS HFN IMPLANTS | 0 | Applicability of CE marking and notify body number of product change as per ECR no- E011021 Date-24OCT2021 | N | IM NAILS |  | 1 | No | Yes | Yes | Yes | N. A.
I0139.1000 | I0139.1044 | ATLAS HFN 10MM LONG RIGHT - 44CM |  | I0139.1000 | 06 | 2018-09-01 | N. A. | N. A. | N. A. | QPF/I0138 | 05 | 2022-09-08 | N. A. | N. A. | N. A. | PS/I0139.1000 | 04 | 2022-11-05 | 2025-11-04 | N. A. | N. A. | I0138 | TMF-HFN | IU/7 | Class C | FINISHED GOODS | ATLAS™ HFN | Hip Fracture Nails | Long, Right - 10mm X 44cm | 16 | No | Yes |  | No | N. A. | No | N. A. | No | Yes | No | Yes | M. L.: MFG/MD/2021/000369 |  | 1 | ADLER PRODUCTS\ATLAS HF NAILING SYSTEM\ATLAS HFN IMPLANTS | 0 | Applicability of CE marking and notify body number of product change as per ECR no- E011021 Date-24OCT2021 | N | IM NAILS |  | 1 | No | Yes | Yes | Yes | N. A.
I0139.1000 | I0139.1046 | ATLAS HFN 10MM LONG RIGHT - 46CM |  | I0139.1000 | 06 | 2018-09-01 | N. A. | N. A. | N. A. | QPF/I0138 | 05 | 2022-09-08 | N. A. | N. A. | N. A. | PS/I0139.1000 | 04 | 2022-11-05 | 2025-11-04 | N. A. | N. A. | I0138 | TMF-HFN | IU/7 | Class C | FINISHED GOODS | ATLAS™ HFN | Hip Fracture Nails | Long, Right - 10mm X 46cm | 16 | No | Yes |  | No | N. A. | No | N. A. | No | Yes | No | Yes | M. L.: MFG/MD/2021/000369 |  | 1 | ADLER PRODUCTS\ATLAS HF NAILING SYSTEM\ATLAS HFN IMPLANTS | 0 | Applicability of CE marking and notify body number of product change as per ECR no- E011021 Date-24OCT2021 | N | IM NAILS |  | 1 | No | Yes | Yes | Yes | N. A.
I0139.1100 | I0139.1126 | ATLAS HFN11MM LONG RIGHT - 26CM |  | I0139.1100 | 07 | 2018-09-01 | N. A. | N. A. | N. A. | QPF/I0138 | 05 | 2022-09-08 | N. A. | N. A. | N. A. | PS/I0139.1100 | 04 | 2022-11-05 | 2025-11-04 | N. A. | N. A. | I0138 | TMF-HFN | IU/7 | Class C | FINISHED GOODS | ATLAS™ HFN | Hip Fracture Nails | Long, Right - 11mm X 26cm | 16 | No | Yes |  | No | N. A. | No | N. A. | No | Yes | No | Yes | M. L.: MFG/MD/2021/000369 |  | 1 | ADLER PRODUCTS\ATLAS HF NAILING SYSTEM\ATLAS HFN IMPLANTS | 0 | Applicability of CE marking and notify body number of product change as per ECR no- E011021 Date-24OCT2021 | N | IM NAILS |  | 1 | No | Yes | Yes | Yes | N. A.
I0139.1100 | I0139.1128 | ATLAS HFN 11MM LONG RIGHT - 28CM |  | I0139.1100 | 07 | 2018-09-01 | N. A. | N. A. | N. A. | QPF/I0138 | 05 | 2022-09-08 | N. A. | N. A. | N. A. | PS/I0139.1100 | 04 | 2022-11-05 | 2025-11-04 | N. A. | N. A. | I0138 | TMF-HFN | IU/7 | Class C | FINISHED GOODS | ATLAS™ HFN | Hip Fracture Nails | Long, Right - 11mm X 28cm | 16 | No | Yes |  | No | N. A. | No | N. A. | No | Yes | No | Yes | M. L.: MFG/MD/2021/000369 |  | 1 | ADLER PRODUCTS\ATLAS HF NAILING SYSTEM\ATLAS HFN IMPLANTS | 0 | Applicability of CE marking and notify body number of product change as per ECR no- E011021 Date-24OCT2021 | N | IM NAILS |  | 1 | No | Yes | Yes | Yes | N. A.
I0139.1100 | I0139.1130 | ATLAS HFN 11MM LONG RIGHT - 30CM |  | I0139.1100 | 07 | 2018-09-01 | N. A. | N. A. | N. A. | QPF/I0138 | 05 | 2022-09-08 | N. A. | N. A. | N. A. | PS/I0139.1100 | 04 | 2022-11-05 | 2025-11-04 | N. A. | N. A. | I0138 | TMF-HFN | IU/7 | Class C | FINISHED GOODS | ATLAS™ HFN | Hip Fracture Nails | Long, Right - 11mm X 30cm | 16 | No | Yes |  | No | N. A. | No | N. A. | No | Yes | No | Yes | M. L.: MFG/MD/2021/000369 |  | 1 | ADLER PRODUCTS\ATLAS HF NAILING SYSTEM\ATLAS HFN IMPLANTS | 0 | Applicability of CE marking and notify body number of product change as per ECR no- E011021 Date-24OCT2021 | N | IM NAILS |  | 1 | No | Yes | Yes | Yes | N. A.
I0139.1100 | I0139.1132 | ATLAS HFN 11MM LONG RIGHT - 32CM |  | I0139.1100 | 07 | 2018-09-01 | N. A. | N. A. | N. A. | QPF/I0138 | 05 | 2022-09-08 | N. A. | N. A. | N. A. | PS/I0139.1100 | 04 | 2022-11-05 | 2025-11-04 | N. A. | N. A. | I0138 | TMF-HFN | IU/7 | Class C | FINISHED GOODS | ATLAS™ HFN | Hip Fracture Nails | Long, Right - 11mm X 32cm | 16 | No | Yes |  | No | N. A. | No | N. A. | No | Yes | No | Yes | M. L.: MFG/MD/2021/000369 |  | 1 | ADLER PRODUCTS\ATLAS HF NAILING SYSTEM\ATLAS HFN IMPLANTS | 0 | Applicability of CE marking and notify body number of product change as per ECR no- E011021 Date-24OCT2021 | N | IM NAILS |  | 1 | No | Yes | Yes | Yes | N. A.
I0139.1100 | I0139.1134 | ATLAS HFN 11MM LONG RIGHT - 34CM |  | I0139.1100 | 07 | 2018-09-01 | N. A. | N. A. | N. A. | QPF/I0138 | 05 | 2022-09-08 | N. A. | N. A. | N. A. | PS/I0139.1100 | 04 | 2022-11-05 | 2025-11-04 | N. A. | N. A. | I0138 | TMF-HFN | IU/7 | Class C | FINISHED GOODS | ATLAS™ HFN | Hip Fracture Nails | Long, Right - 11mm X 34cm | 16 | No | Yes |  | No | N. A. | No | N. A. | No | Yes | No | Yes | M. L.: MFG/MD/2021/000369 |  | 1 | ADLER PRODUCTS\ATLAS HF NAILING SYSTEM\ATLAS HFN IMPLANTS | 0 | Applicability of CE marking and notify body number of product change as per ECR no- E011021 Date-24OCT2021 | N | IM NAILS |  | 1 | No | Yes | Yes | Yes | N. A.
I0139.1100 | I0139.1136 | ATLAS HFN 11MM LONG RIGHT - 36CM |  | I0139.1100 | 07 | 2018-09-01 | N. A. | N. A. | N. A. | QPF/I0138 | 05 | 2022-09-08 | N. A. | N. A. | N. A. | PS/I0139.1100 | 04 | 2022-11-05 | 2025-11-04 | N. A. | N. A. | I0138 | TMF-HFN | IU/7 | Class C | FINISHED GOODS | ATLAS™ HFN | Hip Fracture Nails | Long, Right - 11mm X 36cm | 16 | No | Yes |  | No | N. A. | No | N. A. | No | Yes | No | Yes | M. L.: MFG/MD/2021/000369 |  | 1 | ADLER PRODUCTS\ATLAS HF NAILING SYSTEM\ATLAS HFN IMPLANTS | 0 | Applicability of CE marking and notify body number of product change as per ECR no- E011021 Date-24OCT2021 | N | IM NAILS |  | 1 | No | Yes | Yes | Yes | N. A.
I0139.1100 | I0139.1138 | ATLAS HFN 11MM LONG RIGHT - 38CM |  | I0139.1100 | 07 | 2018-09-01 | N. A. | N. A. | N. A. | QPF/I0138 | 05 | 2022-09-08 | N. A. | N. A. | N. A. | PS/I0139.1100 | 04 | 2022-11-05 | 2025-11-04 | N. A. | N. A. | I0138 | TMF-HFN | IU/7 | Class C | FINISHED GOODS | ATLAS™ HFN | Hip Fracture Nails | Long, Right - 11mm X 38cm | 16 | No | Yes |  | No | N. A. | No | N. A. | No | Yes | No | Yes | M. L.: MFG/MD/2021/000369 |  | 1 | ADLER PRODUCTS\ATLAS HF NAILING SYSTEM\ATLAS HFN IMPLANTS | 0 | Applicability of CE marking and notify body number of product change as per ECR no- E011021 Date-24OCT2021 | N | IM NAILS |  | 1 | No | Yes | Yes | Yes | N. A.
I0139.1100 | I0139.1140 | ATLAS HFN 11MM LONG RIGHT - 40CM |  | I0139.1100 | 07 | 2018-09-01 | N. A. | N. A. | N. A. | QPF/I0138 | 05 | 2022-09-08 | N. A. | N. A. | N. A. | PS/I0139.1100 | 04 | 2022-11-05 | 2025-11-04 | N. A. | N. A. | I0138 | TMF-HFN | IU/7 | Class C | FINISHED GOODS | ATLAS™ HFN | Hip Fracture Nails | Long, Right - 11mm X 40cm | 16 | No | Yes |  | No | N. A. | No | N. A. | No | Yes | No | Yes | M. L.: MFG/MD/2021/000369 |  | 1 | ADLER PRODUCTS\ATLAS HF NAILING SYSTEM\ATLAS HFN IMPLANTS | 0 | Applicability of CE marking and notify body number of product change as per ECR no- E011021 Date-24OCT2021 | N | IM NAILS |  | 1 | No | Yes | Yes | Yes | N. A.
I0139.1100 | I0139.1142 | ATLAS HFN 11MM LONG RIGHT - 42CM |  | I0139.1100 | 07 | 2018-09-01 | N. A. | N. A. | N. A. | QPF/I0138 | 05 | 2022-09-08 | N. A. | N. A. | N. A. | PS/I0139.1100 | 04 | 2022-11-05 | 2025-11-04 | N. A. | N. A. | I0138 | TMF-HFN | IU/7 | Class C | FINISHED GOODS | ATLAS™ HFN | Hip Fracture Nails | Long, Right - 11mm X 42cm | 16 | No | Yes |  | No | N. A. | No | N. A. | No | Yes | No | Yes | M. L.: MFG/MD/2021/000369 |  | 1 | ADLER PRODUCTS\ATLAS HF NAILING SYSTEM\ATLAS HFN IMPLANTS | 0 | Applicability of CE marking and notify body number of product change as per ECR no- E011021 Date-24OCT2021 | N | IM NAILS |  | 1 | No | Yes | Yes | Yes | N. A.
I0139.1100 | I0139.1144 | ATLAS HFN 11MM LONG RIGHT - 44CM |  | I0139.1100 | 07 | 2018-09-01 | N. A. | N. A. | N. A. | QPF/I0138 | 05 | 2022-09-08 | N. A. | N. A. | N. A. | PS/I0139.1100 | 04 | 2022-11-05 | 2025-11-04 | N. A. | N. A. | I0138 | TMF-HFN | IU/7 | Class C | FINISHED GOODS | ATLAS™ HFN | Hip Fracture Nails | Long, Right - 11mm X 44cm | 16 | No | Yes |  | No | N. A. | No | N. A. | No | Yes | No | Yes | M. L.: MFG/MD/2021/000369 |  | 1 | ADLER PRODUCTS\ATLAS HF NAILING SYSTEM\ATLAS HFN IMPLANTS | 0 | Applicability of CE marking and notify body number of product change as per ECR no- E011021 Date-24OCT2021 | N | IM NAILS |  | 1 | No | Yes | Yes | Yes | N. A.
I0139.1100 | I0139.1146 | ATLAS HFN 11MM LONG RIGHT - 46CM |  | I0139.1100 | 07 | 2018-09-01 | N. A. | N. A. | N. A. | QPF/I0138 | 05 | 2022-09-08 | N. A. | N. A. | N. A. | PS/I0139.1100 | 04 | 2022-11-05 | 2025-11-04 | N. A. | N. A. | I0138 | TMF-HFN | IU/7 | Class C | FINISHED GOODS | ATLAS™ HFN | Hip Fracture Nails | Long, Right - 11mm X 46cm | 16 | No | Yes |  | No | N. A. | No | N. A. | No | Yes | No | Yes | M. L.: MFG/MD/2021/000369 |  | 1 | ADLER PRODUCTS\ATLAS HF NAILING SYSTEM\ATLAS HFN IMPLANTS | 0 | Applicability of CE marking and notify body number of product change as per ECR no- E011021 Date-24OCT2021 | N | IM NAILS |  | 1 | No | Yes | Yes | Yes | N. A.
I0140 | I0140.1026 | ATLAS TFN, 10MM X 26CM |  | I0140.1000 | 04 | 2019-11-16 | N. A. | N. A. | N. A. | QPF/I0140 | N. A. | N. A. | N. A. | N. A. | N. A. | PS/I0140 | 04 | 2018-08-28 | N. A. | N. A. | N. A. | I0140 | TF-KN | IU/7 | Class C | FINISHED GOODS | ATLAS™ TFN | Tibia Fracture Nail | Tibia Fracture Nail, 10mm x 26cm | 16 | No | Yes |  | No | N. A. | No | N. A. | No | Yes | No | Yes | M. L.: MFG/MD/2021/000369 |  | 1 | ATLAS PRODUCTS\ATLAS IMPLANTS\KNEE NAILS | 0 | Applicability of CE marking and notify body number of product change as per ECR no- E011021 Date-24OCT2021 | N | IM NAILS |  | 1 | No | Yes | Yes | Yes | N. A.
I0140 | I0140.1028 | ATLAS TFN, 10MM X 28CM |  | I0140.1000 | 04 | 2019-11-16 | N. A. | N. A. | N. A. | QPF/I0140 | N. A. | N. A. | N. A. | N. A. | N. A. | PS/I0140 | 04 | 2018-08-28 | N. A. | N. A. | N. A. | I0140 | TF-KN | IU/7 | Class C | FINISHED GOODS | ATLAS™ TFN | Tibia Fracture Nail | Tibia Fracture Nail, 10mm x 28cm | 16 | No | Yes |  | No | N. A. | No | N. A. | No | Yes | No | Yes | M. L.: MFG/MD/2021/000369 |  | 1 | ATLAS PRODUCTS\ATLAS IMPLANTS\KNEE NAILS | 0 | Applicability of CE marking and notify body number of product change as per ECR no- E011021 Date-24OCT2021 | N | IM NAILS |  | 1 | No | Yes | Yes | Yes | N. A.
I0140 | I0140.1030 | ATLAS TFN, 10MM X 30CM |  | I0140.1000 | 04 | 2019-11-16 | N. A. | N. A. | N. A. | QPF/I0140 | N. A. | N. A. | N. A. | N. A. | N. A. | PS/I0140 | 04 | 2018-08-28 | N. A. | N. A. | N. A. | I0140 | TF-KN | IU/7 | Class C | FINISHED GOODS | ATLAS™ TFN | Tibia Fracture Nail | Tibia Fracture Nail, 10mm x 30cm | 16 | No | Yes |  | No | N. A. | No | N. A. | No | Yes | No | Yes | M. L.: MFG/MD/2021/000369 |  | 1 | ATLAS PRODUCTS\ATLAS IMPLANTS\KNEE NAILS | 0 | Applicability of CE marking and notify body number of product change as per ECR no- E011021 Date-24OCT2021 | N | IM NAILS |  | 1 | No | Yes | Yes | Yes | N. A.
I0140 | I0140.1032 | ATLAS TFN, 10MM X 32CM |  | I0140.1000 | 04 | 2019-11-16 | N. A. | N. A. | N. A. | QPF/I0140 | N. A. | N. A. | N. A. | N. A. | N. A. | PS/I0140 | 04 | 2018-08-28 | N. A. | N. A. | N. A. | I0140 | TF-KN | IU/7 | Class C | FINISHED GOODS | ATLAS™ TFN | Tibia Fracture Nail | Tibia Fracture Nail, 10mm x 32cm | 16 | No | Yes |  | No | N. A. | No | N. A. | No | Yes | No | Yes | M. L.: MFG/MD/2021/000369 |  | 1 | ATLAS PRODUCTS\ATLAS IMPLANTS\KNEE NAILS | 0 | Applicability of CE marking and notify body number of product change as per ECR no- E011021 Date-24OCT2021 | N | IM NAILS |  | 1 | No | Yes | Yes | Yes | N. A.
I0140 | I0140.1034 | ATLAS TFN, 10MM X 34CM |  | I0140.1000 | 04 | 2019-11-16 | N. A. | N. A. | N. A. | QPF/I0140 | N. A. | N. A. | N. A. | N. A. | N. A. | PS/I0140 | 04 | 2018-08-28 | N. A. | N. A. | N. A. | I0140 | TF-KN | IU/7 | Class C | FINISHED GOODS | ATLAS™ TFN | Tibia Fracture Nail | Tibia Fracture Nail, 10mm x 34cm | 16 | No | Yes |  | No | N. A. | No | N. A. | No | Yes | No | Yes | M. L.: MFG/MD/2021/000369 |  | 1 | ATLAS PRODUCTS\ATLAS IMPLANTS\KNEE NAILS | 0 | Applicability of CE marking and notify body number of product change as per ECR no- E011021 Date-24OCT2021 | N | IM NAILS |  | 1 | No | Yes | Yes | Yes | N. A.
I0140 | I0140.1036 | ATLAS TFN, 10MM X 36CM |  | I0140.1000 | 04 | 2019-11-16 | N. A. | N. A. | N. A. | QPF/I0140 | N. A. | N. A. | N. A. | N. A. | N. A. | PS/I0140 | 04 | 2018-08-28 | N. A. | N. A. | N. A. | I0140 | TF-KN | IU/7 | Class C | FINISHED GOODS | ATLAS™ TFN | Tibia Fracture Nail | Tibia Fracture Nail, 10mm x 36cm | 16 | No | Yes |  | No | N. A. | No | N. A. | No | Yes | No | Yes | M. L.: MFG/MD/2021/000369 |  | 1 | ATLAS PRODUCTS\ATLAS IMPLANTS\KNEE NAILS | 0 | Applicability of CE marking and notify body number of product change as per ECR no- E011021 Date-24OCT2021 | N | IM NAILS |  | 1 | No | Yes | Yes | Yes | N. A.
I0140 | I0140.1038 | ATLAS TFN, 10MM X 38CM |  | I0140.1000 | 04 | 2019-11-16 | N. A. | N. A. | N. A. | QPF/I0140 | N. A. | N. A. | N. A. | N. A. | N. A. | PS/I0140 | 04 | 2018-08-28 | N. A. | N. A. | N. A. | I0140 | TF-KN | IU/7 | Class C | FINISHED GOODS | ATLAS™ TFN | Tibia Fracture Nail | Tibia Fracture Nail, 10mm x 38cm | 16 | No | Yes |  | No | N. A. | No | N. A. | No | Yes | No | Yes | M. L.: MFG/MD/2021/000369 |  | 1 | ATLAS PRODUCTS\ATLAS IMPLANTS\KNEE NAILS | 0 | Applicability of CE marking and notify body number of product change as per ECR no- E011021 Date-24OCT2021 | N | IM NAILS |  | 1 | No | Yes | Yes | Yes | N. A.
I0140 | I0140.1040 | ATLAS TFN, 10MM X 40CM |  | I0140.1000 | 04 | 2019-11-16 | N. A. | N. A. | N. A. | QPF/I0140 | N. A. | N. A. | N. A. | N. A. | N. A. | PS/I0140 | 04 | 2018-08-28 | N. A. | N. A. | N. A. | I0140 | TF-KN | IU/7 | Class C | FINISHED GOODS | ATLAS™ TFN | Tibia Fracture Nail | Tibia Fracture Nail, 10mm x 40cm | 16 | No | Yes |  | No | N. A. | No | N. A. | No | Yes | No | Yes | M. L.: MFG/MD/2021/000369 |  | 1 | ATLAS PRODUCTS\ATLAS IMPLANTS\KNEE NAILS | 0 | Applicability of CE marking and notify body number of product change as per ECR no- E011021 Date-24OCT2021 | N | IM NAILS |  | 1 | No | Yes | Yes | Yes | N. A.
I0140 | I0140.1042 | ATLAS TFN, 10MM X 42CM |  | I0140.1000 | 04 | 2019-11-16 | N. A. | N. A. | N. A. | QPF/I0140 | N. A. | N. A. | N. A. | N. A. | N. A. | PS/I0140 | 04 | 2018-08-28 | N. A. | N. A. | N. A. | I0140 | TF-KN | IU/7 | Class C | FINISHED GOODS | ATLAS™ TFN | Tibia Fracture Nail | Tibia Fracture Nail, 10mm x 42cm | 16 | No | Yes |  | No | N. A. | No | N. A. | No | Yes | No | Yes | M. L.: MFG/MD/2021/000369 |  | 1 | ATLAS PRODUCTS\ATLAS IMPLANTS\KNEE NAILS | 0 | Applicability of CE marking and notify body number of product change as per ECR no- E011021 Date-24OCT2021 | N | IM NAILS |  | 1 | No | Yes | Yes | Yes | N. A.
I0140 | I0140.1044 | ATLAS TFN, 10MM X 44CM |  | I0140.1000 | 04 | 2019-11-16 | N. A. | N. A. | N. A. | QPF/I0140 | N. A. | N. A. | N. A. | N. A. | N. A. | PS/I0140 | 04 | 2018-08-28 | N. A. | N. A. | N. A. | I0140 | TF-KN | IU/7 | Class C | FINISHED GOODS | ATLAS™ TFN | Tibia Fracture Nail | Tibia Fracture Nail, 10mm x 44cm | 16 | No | Yes |  | No | N. A. | No | N. A. | No | Yes | No | Yes | M. L.: MFG/MD/2021/000369 |  | 1 | ATLAS PRODUCTS\ATLAS IMPLANTS\KNEE NAILS | 0 | Applicability of CE marking and notify body number of product change as per ECR no- E011021 Date-24OCT2021 | Y | IM NAILS |  | 1 | No | Yes | Yes | Yes | N. A.
I0140 | I0140.1046 | ATLAS TFN, 10MM X 46CM |  | I0140.1000 | 04 | 2019-11-16 | N. A. | N. A. | N. A. | QPF/I0140 | N. A. | N. A. | N. A. | N. A. | N. A. | PS/I0140 | 04 | 2018-08-28 | N. A. | N. A. | N. A. | I0140 | TF-KN | IU/7 | Class C | FINISHED GOODS | ATLAS™ TFN | Tibia Fracture Nail | Tibia Fracture Nail, 10mm x 46cm | 16 | No | Yes |  | No | N. A. | No | N. A. | No | Yes | No | Yes | M. L.: MFG/MD/2021/000369 |  | 1 | ATLAS PRODUCTS\ATLAS IMPLANTS\KNEE NAILS | 0 | Applicability of CE marking and notify body number of product change as per ECR no- E011021 Date-24OCT2021 | Y | IM NAILS |  | 1 | No | Yes | Yes | Yes | N. A.
I0140 | I0140.1048 | ATLAS TFN, 10MM X 48CM |  | I0140.1000 | 04 | 2019-11-16 | N. A. | N. A. | N. A. | QPF/I0140 | N. A. | N. A. | N. A. | N. A. | N. A. | PS/I0140 | 04 | 2018-08-28 | N. A. | N. A. | N. A. | I0140 | TF-KN | IU/7 | Class C | FINISHED GOODS | ATLAS™ TFN | Tibia Fracture Nail | Tibia Fracture Nail, 10mm x 48cm | 16 | No | Yes |  | No | N. A. | No | N. A. | No | Yes | No | Yes | M. L.: MFG/MD/2021/000369 |  | 1 | ATLAS PRODUCTS\ATLAS IMPLANTS\KNEE NAILS | 0 | Applicability of CE marking and notify body number of product change as per ECR no- E011021 Date-24OCT2021 | Y | IM NAILS |  | 1 | No | Yes | Yes | Yes | N. A.
I0140 | I0140.1050 | ATLAS TFN, 10MM X 50CM |  | I0140.1000 | 04 | 2019-11-16 | N. A. | N. A. | N. A. | QPF/I0140 | N. A. | N. A. | N. A. | N. A. | N. A. | PS/I0140 | 04 | 2018-08-28 | N. A. | N. A. | N. A. | I0140 | TF-KN | IU/7 | Class C | FINISHED GOODS | ATLAS™ TFN | Tibia Fracture Nail | Tibia Fracture Nail, 10mm x 50cm | 16 | No | Yes |  | No | N. A. | No | N. A. | No | Yes | No | Yes | M. L.: MFG/MD/2021/000369 |  | 1 | ATLAS PRODUCTS\ATLAS IMPLANTS\KNEE NAILS | 0 | Applicability of CE marking and notify body number of product change as per ECR no- E011021 Date-24OCT2021 | Y | IM NAILS |  | 1 | No | Yes | Yes | Yes | N. A.
I0140 | I0140.1126 | ATLAS TFN, 11.5MM X 26CM |  | I0140.1100 | N. A. | N. A. | N. A. | N. A. | N. A. | QPF/I0140 | N. A. | N. A. | N. A. | N. A. | N. A. | PS/I0140 | 04 | 2018-08-28 | N. A. | N. A. | N. A. | I0140 | TF-KN | IU/7 | Class C | FINISHED GOODS | ATLAS™ TFN | Tibia Fracture Nail | Tibia Fracture Nail, 11.5mm x 26cm | 16 | No | Yes |  | No | N. A. | No | N. A. | No | Yes | No | Yes | M. L.: MFG/MD/2021/000369 |  | 1 | ATLAS PRODUCTS\ATLAS IMPLANTS\KNEE NAILS | 0 | Applicability of CE marking and notify body number of product change as per ECR no- E011021 Date-24OCT2021 | N | IM NAILS |  | 1 | No | Yes | Yes | Yes | N. A.
I0140 | I0140.1128 | ATLAS TFN, 11.5MM X 28CM |  | I0140.1100 | N. A. | N. A. | N. A. | N. A. | N. A. | QPF/I0140 | N. A. | N. A. | N. A. | N. A. | N. A. | PS/I0140 | 04 | 2018-08-28 | N. A. | N. A. | N. A. | I0140 | TF-KN | IU/7 | Class C | FINISHED GOODS | ATLAS™ TFN | Tibia Fracture Nail | Tibia Fracture Nail, 11.5mm x 28cm | 16 | No | Yes |  | No | N. A. | No | N. A. | No | Yes | No | Yes | M. L.: MFG/MD/2021/000369 |  | 1 | ATLAS PRODUCTS\ATLAS IMPLANTS\KNEE NAILS | 0 | Applicability of CE marking and notify body number of product change as per ECR no- E011021 Date-24OCT2021 | N | IM NAILS |  | 1 | No | Yes | Yes | Yes | N. A.
I0140 | I0140.1130 | ATLAS TFN, 11.5MM X 30CM |  | I0140.1100 | N. A. | N. A. | N. A. | N. A. | N. A. | QPF/I0140 | N. A. | N. A. | N. A. | N. A. | N. A. | PS/I0140 | 04 | 2018-08-28 | N. A. | N. A. | N. A. | I0140 | TF-KN | IU/7 | Class C | FINISHED GOODS | ATLAS™ TFN | Tibia Fracture Nail | Tibia Fracture Nail, 11.5mm x 30cm | 16 | No | Yes |  | No | N. A. | No | N. A. | No | Yes | No | Yes | M. L.: MFG/MD/2021/000369 |  | 1 | ATLAS PRODUCTS\ATLAS IMPLANTS\KNEE NAILS | 0 | Applicability of CE marking and notify body number of product change as per ECR no- E011021 Date-24OCT2021 | N | IM NAILS |  | 1 | No | Yes | Yes | Yes | N. A.
I0140 | I0140.1132 | ATLAS TFN, 11.5MM X 32CM |  | I0140.1100 | N. A. | N. A. | N. A. | N. A. | N. A. | QPF/I0140 | N. A. | N. A. | N. A. | N. A. | N. A. | PS/I0140 | 04 | 2018-08-28 | N. A. | N. A. | N. A. | I0140 | TF-KN | IU/7 | Class C | FINISHED GOODS | ATLAS™ TFN | Tibia Fracture Nail | Tibia Fracture Nail, 11.5mm x 32cm | 16 | No | Yes |  | No | N. A. | No | N. A. | No | Yes | No | Yes | M. L.: MFG/MD/2021/000369 |  | 1 | ATLAS PRODUCTS\ATLAS IMPLANTS\KNEE NAILS | 0 | Applicability of CE marking and notify body number of product change as per ECR no- E011021 Date-24OCT2021 | N | IM NAILS |  | 1 | No | Yes | Yes | Yes | N. A.
I0140 | I0140.1134 | ATLAS TFN, 11.5MM X 34CM |  | I0140.1100 | N. A. | N. A. | N. A. | N. A. | N. A. | QPF/I0140 | N. A. | N. A. | N. A. | N. A. | N. A. | PS/I0140 | 04 | 2018-08-28 | N. A. | N. A. | N. A. | I0140 | TF-KN | IU/7 | Class C | FINISHED GOODS | ATLAS™ TFN | Tibia Fracture Nail | Tibia Fracture Nail, 11.5mm x 34cm | 16 | No | Yes |  | No | N. A. | No | N. A. | No | Yes | No | Yes | M. L.: MFG/MD/2021/000369 |  | 1 | ATLAS PRODUCTS\ATLAS IMPLANTS\KNEE NAILS | 0 | Applicability of CE marking and notify body number of product change as per ECR no- E011021 Date-24OCT2021 | N | IM NAILS |  | 1 | No | Yes | Yes | Yes | N. A.
I0140 | I0140.1136 | ATLAS TFN, 11.5MM X 36CM |  | I0140.1100 | N. A. | N. A. | N. A. | N. A. | N. A. | QPF/I0140 | N. A. | N. A. | N. A. | N. A. | N. A. | PS/I0140 | 04 | 2018-08-28 | N. A. | N. A. | N. A. | I0140 | TF-KN | IU/7 | Class C | FINISHED GOODS | ATLAS™ TFN | Tibia Fracture Nail | Tibia Fracture Nail, 11.5mm x 36cm | 16 | No | Yes |  | No | N. A. | No | N. A. | No | Yes | No | Yes | M. L.: MFG/MD/2021/000369 |  | 1 | ATLAS PRODUCTS\ATLAS IMPLANTS\KNEE NAILS | 0 | Applicability of CE marking and notify body number of product change as per ECR no- E011021 Date-24OCT2021 | N | IM NAILS |  | 1 | No | Yes | Yes | Yes | N. A.
I0140 | I0140.1138 | ATLAS TFN, 11.5MM X 38CM |  | I0140.1100 | N. A. | N. A. | N. A. | N. A. | N. A. | QPF/I0140 | N. A. | N. A. | N. A. | N. A. | N. A. | PS/I0140 | 04 | 2018-08-28 | N. A. | N. A. | N. A. | I0140 | TF-KN | IU/7 | Class C | FINISHED GOODS | ATLAS™ TFN | Tibia Fracture Nail | Tibia Fracture Nail, 11.5mm x 38cm | 16 | No | Yes |  | No | N. A. | No | N. A. | No | Yes | No | Yes | M. L.: MFG/MD/2021/000369 |  | 1 | ATLAS PRODUCTS\ATLAS IMPLANTS\KNEE NAILS | 0 | Applicability of CE marking and notify body number of product change as per ECR no- E011021 Date-24OCT2021 | N | IM NAILS |  | 1 | No | Yes | Yes | Yes | N. A.
I0140 | I0140.1140 | ATLAS TFN, 11.5MM X 40CM |  | I0140.1100 | N. A. | N. A. | N. A. | N. A. | N. A. | QPF/I0140 | N. A. | N. A. | N. A. | N. A. | N. A. | PS/I0140 | 04 | 2018-08-28 | N. A. | N. A. | N. A. | I0140 | TF-KN | IU/7 | Class C | FINISHED GOODS | ATLAS™ TFN | Tibia Fracture Nail | Tibia Fracture Nail, 11.5mm x 40cm | 16 | No | Yes |  | No | N. A. | No | N. A. | No | Yes | No | Yes | M. L.: MFG/MD/2021/000369 |  | 1 | ATLAS PRODUCTS\ATLAS IMPLANTS\KNEE NAILS | 0 | Applicability of CE marking and notify body number of product change as per ECR no- E011021 Date-24OCT2021 | N | IM NAILS |  | 1 | No | Yes | Yes | Yes | N. A.
I0140 | I0140.1142 | ATLAS TFN, 11.5MM X 42CM |  | I0140.1100 | N. A. | N. A. | N. A. | N. A. | N. A. | QPF/I0140 | N. A. | N. A. | N. A. | N. A. | N. A. | PS/I0140 | 04 | 2018-08-28 | N. A. | N. A. | N. A. | I0140 | TF-KN | IU/7 | Class C | FINISHED GOODS | ATLAS™ TFN | Tibia Fracture Nail | Tibia Fracture Nail, 11.5mm x 42cm | 16 | No | Yes |  | No | N. A. | No | N. A. | No | Yes | No | Yes | M. L.: MFG/MD/2021/000369 |  | 1 | ATLAS PRODUCTS\ATLAS IMPLANTS\KNEE NAILS | 0 | Applicability of CE marking and notify body number of product change as per ECR no- E011021 Date-24OCT2021 | N | IM NAILS |  | 1 | No | Yes | Yes | Yes | N. A.
I0140 | I0140.1144 | ATLAS TFN, 11.5MM X 44CM |  | I0140.1100 | N. A. | N. A. | N. A. | N. A. | N. A. | QPF/I0140 | N. A. | N. A. | N. A. | N. A. | N. A. | PS/I0140 | 04 | 2018-08-28 | N. A. | N. A. | N. A. | I0140 | TF-KN | IU/7 | Class C | FINISHED GOODS | ATLAS™ TFN | Tibia Fracture Nail | Tibia Fracture Nail, 11.5mm x 44cm | 16 | No | Yes |  | No | N. A. | No | N. A. | No | Yes | No | Yes | M. L.: MFG/MD/2021/000369 |  | 1 | ATLAS PRODUCTS\ATLAS IMPLANTS\KNEE NAILS | 0 | Applicability of CE marking and notify body number of product change as per ECR no- E011021 Date-24OCT2021 | Y | IM NAILS |  | 1 | No | Yes | Yes | Yes | N. A.
I0140 | I0140.1146 | ATLAS TFN, 11.5MM X 46CM |  | I0140.1100 | N. A. | N. A. | N. A. | N. A. | N. A. | QPF/I0140 | N. A. | N. A. | N. A. | N. A. | N. A. | PS/I0140 | 04 | 2018-08-28 | N. A. | N. A. | N. A. | I0140 | TF-KN | IU/7 | Class C | FINISHED GOODS | ATLAS™ TFN | Tibia Fracture Nail | Tibia Fracture Nail, 11.5mm x 46cm | 16 | No | Yes |  | No | N. A. | No | N. A. | No | Yes | No | Yes | M. L.: MFG/MD/2021/000369 |  | 1 | ATLAS PRODUCTS\ATLAS IMPLANTS\KNEE NAILS | 0 | Applicability of CE marking and notify body number of product change as per ECR no- E011021 Date-24OCT2021 | Y | IM NAILS |  | 1 | No | Yes | Yes | Yes | N. A.
I0140 | I0140.1148 | ATLAS TFN, 11.5MM X 48CM |  | I0140.1100 | N. A. | N. A. | N. A. | N. A. | N. A. | QPF/I0140 | N. A. | N. A. | N. A. | N. A. | N. A. | PS/I0140 | 04 | 2018-08-28 | N. A. | N. A. | N. A. | I0140 | TF-KN | IU/7 | Class C | FINISHED GOODS | ATLAS™ TFN | Tibia Fracture Nail | Tibia Fracture Nail, 11.5mm x 48cm | 16 | No | Yes |  | No | N. A. | No | N. A. | No | Yes | No | Yes | M. L.: MFG/MD/2021/000369 |  | 1 | ATLAS PRODUCTS\ATLAS IMPLANTS\KNEE NAILS | 0 | Applicability of CE marking and notify body number of product change as per ECR no- E011021 Date-24OCT2021 | Y | IM NAILS |  | 1 | No | Yes | Yes | Yes | N. A.
I0140 | I0140.1150 | ATLAS TFN, 11.5MM X 50CM |  | I0140.1150 | 04 | 2019-11-16 | N. A. | N. A. | N. A. | QPF/I0140 | N. A. | N. A. | N. A. | N. A. | N. A. | PS/I0140 | 04 | 2018-08-28 | N. A. | N. A. | N. A. | I0140 | TF-KN | IU/7 | Class C | FINISHED GOODS | ATLAS™ TFN | Tibia Fracture Nail | Tibia Fracture Nail, 11.5mm x 50cm | 16 | No | Yes |  | No | N. A. | No | N. A. | No | Yes | No | Yes | M. L.: MFG/MD/2021/000369 |  | 1 | ATLAS PRODUCTS\ATLAS IMPLANTS\KNEE NAILS | 0 | Applicability of CE marking and notify body number of product change as per ECR no- E011021 Date-24OCT2021 | Y | IM NAILS |  | 1 | No | Yes | Yes | Yes | N. A.
I0140 | I0140.1326 | ATLAS TFN, 13MM X 26CM |  | I0140.1300 | 04 | 2019-11-16 | N. A. | N. A. | N. A. | QPF/I0140 | N. A. | N. A. | N. A. | N. A. | N. A. | PS/I0140 | 04 | 2018-08-28 | N. A. | N. A. | N. A. | I0140 | TF-KN | IU/7 | Class C | FINISHED GOODS | ATLAS™ TFN | Tibia Fracture Nail | Tibia Fracture Nail, 13mm x 26cm | 16 | No | Yes |  | No | N. A. | No | N. A. | No | Yes | No | Yes | M. L.: MFG/MD/2021/000369 |  | 1 | ATLAS PRODUCTS\ATLAS IMPLANTS\KNEE NAILS | 0 | Applicability of CE marking and notify body number of product change as per ECR no- E011021 Date-24OCT2021 | Y | IM NAILS |  | 1 | No | Yes | Yes | Yes | N. A.
I0140 | I0140.1328 | ATLAS TFN, 13MM X 28CM |  | I0140.1300 | 04 | 2019-11-16 | N. A. | N. A. | N. A. | QPF/I0140 | N. A. | N. A. | N. A. | N. A. | N. A. | PS/I0140 | 04 | 2018-08-28 | N. A. | N. A. | N. A. | I0140 | TF-KN | IU/7 | Class C | FINISHED GOODS | ATLAS™ TFN | Tibia Fracture Nail | Tibia Fracture Nail, 13mm x 28cm | 16 | No | Yes |  | No | N. A. | No | N. A. | No | Yes | No | Yes | M. L.: MFG/MD/2021/000369 |  | 1 | ATLAS PRODUCTS\ATLAS IMPLANTS\KNEE NAILS | 0 | Applicability of CE marking and notify body number of product change as per ECR no- E011021 Date-24OCT2021 | Y | IM NAILS |  | 1 | No | Yes | Yes | Yes | N. A.
I0140 | I0140.1330 | ATLAS TFN, 13MM X 30CM |  | I0140.1300 | 04 | 2019-11-16 | N. A. | N. A. | N. A. | QPF/I0140 | N. A. | N. A. | N. A. | N. A. | N. A. | PS/I0140 | 04 | 2018-08-28 | N. A. | N. A. | N. A. | I0140 | TF-KN | IU/7 | Class C | FINISHED GOODS | ATLAS™ TFN | Tibia Fracture Nail | Tibia Fracture Nail, 13mm x 30cm | 16 | No | Yes |  | No | N. A. | No | N. A. | No | Yes | No | Yes | M. L.: MFG/MD/2021/000369 |  | 1 | ATLAS PRODUCTS\ATLAS IMPLANTS\KNEE NAILS | 0 | Applicability of CE marking and notify body number of product change as per ECR no- E011021 Date-24OCT2021 | Y | IM NAILS |  | 1 | No | Yes | Yes | Yes | N. A.
I0140 | I0140.1332 | ATLAS TFN, 13MM X 32CM |  | I0140.1300 | 04 | 2019-11-16 | N. A. | N. A. | N. A. | QPF/I0140 | N. A. | N. A. | N. A. | N. A. | N. A. | PS/I0140 | 04 | 2018-08-28 | N. A. | N. A. | N. A. | I0140 | TF-KN | IU/7 | Class C | FINISHED GOODS | ATLAS™ TFN | Tibia Fracture Nail | Tibia Fracture Nail, 13mm x 32cm | 16 | No | Yes |  | No | N. A. | No | N. A. | No | Yes | No | Yes | M. L.: MFG/MD/2021/000369 |  | 1 | ATLAS PRODUCTS\ATLAS IMPLANTS\KNEE NAILS | 0 | Applicability of CE marking and notify body number of product change as per ECR no- E011021 Date-24OCT2021 | Y | IM NAILS |  | 1 | No | Yes | Yes | Yes | N. A.
I0140 | I0140.1334 | ATLAS TFN, 13MM X 34CM |  | I0140.1300 | 04 | 2019-11-16 | N. A. | N. A. | N. A. | QPF/I0140 | N. A. | N. A. | N. A. | N. A. | N. A. | PS/I0140 | 04 | 2018-08-28 | N. A. | N. A. | N. A. | I0140 | TF-KN | IU/7 | Class C | FINISHED GOODS | ATLAS™ TFN | Tibia Fracture Nail | Tibia Fracture Nail, 13mm x 34cm | 16 | No | Yes |  | No | N. A. | No | N. A. | No | Yes | No | Yes | M. L.: MFG/MD/2021/000369 |  | 1 | ATLAS PRODUCTS\ATLAS IMPLANTS\KNEE NAILS | 0 | Applicability of CE marking and notify body number of product change as per ECR no- E011021 Date-24OCT2021 | Y | IM NAILS |  | 1 | No | Yes | Yes | Yes | N. A.
I0140 | I0140.1336 | ATLAS TFN, 13MM X 36CM |  | I0140.1300 | 04 | 2019-11-16 | N. A. | N. A. | N. A. | QPF/I0140 | N. A. | N. A. | N. A. | N. A. | N. A. | PS/I0140 | 04 | 2018-08-28 | N. A. | N. A. | N. A. | I0140 | TF-KN | IU/7 | Class C | FINISHED GOODS | ATLAS™ TFN | Tibia Fracture Nail | Tibia Fracture Nail, 13mm x 36cm | 16 | No | Yes |  | No | N. A. | No | N. A. | No | Yes | No | Yes | M. L.: MFG/MD/2021/000369 |  | 1 | ATLAS PRODUCTS\ATLAS IMPLANTS\KNEE NAILS | 0 | Applicability of CE marking and notify body number of product change as per ECR no- E011021 Date-24OCT2021 | Y | IM NAILS |  | 1 | No | Yes | Yes | Yes | N. A.
I0140 | I0140.1338 | ATLAS TFN, 13MM X 38CM |  | I0140.1300 | 04 | 2019-11-16 | N. A. | N. A. | N. A. | QPF/I0140 | N. A. | N. A. | N. A. | N. A. | N. A. | PS/I0140 | 04 | 2018-08-28 | N. A. | N. A. | N. A. | I0140 | TF-KN | IU/7 | Class C | FINISHED GOODS | ATLAS™ TFN | Tibia Fracture Nail | Tibia Fracture Nail, 13mm x 38cm | 16 | No | Yes |  | No | N. A. | No | N. A. | No | Yes | No | Yes | M. L.: MFG/MD/2021/000369 |  | 1 | ATLAS PRODUCTS\ATLAS IMPLANTS\KNEE NAILS | 0 | Applicability of CE marking and notify body number of product change as per ECR no- E011021 Date-24OCT2021 | Y | IM NAILS |  | 1 | No | Yes | Yes | Yes | N. A.
I0140 | I0140.1340 | ATLAS TFN, 13MM X 40CM |  | I0140.1300 | 04 | 2019-11-16 | N. A. | N. A. | N. A. | QPF/I0140 | N. A. | N. A. | N. A. | N. A. | N. A. | PS/I0140 | 04 | 2018-08-28 | N. A. | N. A. | N. A. | I0140 | TF-KN | IU/7 | Class C | FINISHED GOODS | ATLAS™ TFN | Tibia Fracture Nail | Tibia Fracture Nail, 13mm x 40cm | 16 | No | Yes |  | No | N. A. | No | N. A. | No | Yes | No | Yes | M. L.: MFG/MD/2021/000369 |  | 1 | ATLAS PRODUCTS\ATLAS IMPLANTS\KNEE NAILS | 0 | Applicability of CE marking and notify body number of product change as per ECR no- E011021 Date-24OCT2021 | Y | IM NAILS |  | 1 | No | Yes | Yes | Yes | N. A.
I0140 | I0140.1342 | ATLAS TFN, 13MM X 42CM |  | I0140.1300 | 04 | 2019-11-16 | N. A. | N. A. | N. A. | QPF/I0140 | N. A. | N. A. | N. A. | N. A. | N. A. | PS/I0140 | 04 | 2018-08-28 | N. A. | N. A. | N. A. | I0140 | TF-KN | IU/7 | Class C | FINISHED GOODS | ATLAS™ TFN | Tibia Fracture Nail | Tibia Fracture Nail, 13mm x 42cm | 16 | No | Yes |  | No | N. A. | No | N. A. | No | Yes | No | Yes | M. L.: MFG/MD/2021/000369 |  | 1 | ATLAS PRODUCTS\ATLAS IMPLANTS\KNEE NAILS | 0 | Applicability of CE marking and notify body number of product change as per ECR no- E011021 Date-24OCT2021 | Y | IM NAILS |  | 1 | No | Yes | Yes | Yes | N. A.
I0140 | I0140.1344 | ATLAS TFN, 13MM X 44CM |  | I0140.1300 | 04 | 2019-11-16 | N. A. | N. A. | N. A. | QPF/I0140 | N. A. | N. A. | N. A. | N. A. | N. A. | PS/I0140 | 04 | 2018-08-28 | N. A. | N. A. | N. A. | I0140 | TF-KN | IU/7 | Class C | FINISHED GOODS | ATLAS™ TFN | Tibia Fracture Nail | Tibia Fracture Nail, 13mm x 44cm | 16 | No | Yes |  | No | N. A. | No | N. A. | No | Yes | No | Yes | M. L.: MFG/MD/2021/000369 |  | 1 | ATLAS PRODUCTS\ATLAS IMPLANTS\KNEE NAILS | 0 | Applicability of CE marking and notify body number of product change as per ECR no- E011021 Date-24OCT2021 | Y | IM NAILS |  | 1 | No | Yes | Yes | Yes | N. A.
I0140 | I0140.1346 | ATLAS TFN, 13MM X 46CM |  | I0140.1300 | 04 | 2019-11-16 | N. A. | N. A. | N. A. | QPF/I0140 | N. A. | N. A. | N. A. | N. A. | N. A. | PS/I0140 | 04 | 2018-08-28 | N. A. | N. A. | N. A. | I0140 | TF-KN | IU/7 | Class C | FINISHED GOODS | ATLAS™ TFN | Tibia Fracture Nail | Tibia Fracture Nail, 13mm x 46cm | 16 | No | Yes |  | No | N. A. | No | N. A. | No | Yes | No | Yes | M. L.: MFG/MD/2021/000369 |  | 1 | ATLAS PRODUCTS\ATLAS IMPLANTS\KNEE NAILS | 0 | Applicability of CE marking and notify body number of product change as per ECR no- E011021 Date-24OCT2021 | Y | IM NAILS |  | 1 | No | Yes | Yes | Yes | N. A.
I0140 | I0140.1348 | ATLAS TFN, 13MM X 48CM |  | I0140.1300 | 04 | 2019-11-16 | N. A. | N. A. | N. A. | QPF/I0140 | N. A. | N. A. | N. A. | N. A. | N. A. | PS/I0140 | 04 | 2018-08-28 | N. A. | N. A. | N. A. | I0140 | TF-KN | IU/7 | Class C | FINISHED GOODS | ATLAS™ TFN | Tibia Fracture Nail | Tibia Fracture Nail, 13mm x 48cm | 16 | No | Yes |  | No | N. A. | No | N. A. | No | Yes | No | Yes | M. L.: MFG/MD/2021/000369 |  | 1 | ATLAS PRODUCTS\ATLAS IMPLANTS\KNEE NAILS | 0 | Applicability of CE marking and notify body number of product change as per ECR no- E011021 Date-24OCT2021 | Y | IM NAILS |  | 1 | No | Yes | Yes | Yes | N. A.
I0140 | I0140.1350 | ATLAS TFN, 13MM X 50CM |  | I0140.1300 | 04 | 2019-11-16 | N. A. | N. A. | N. A. | QPF/I0140 | N. A. | N. A. | N. A. | N. A. | N. A. | PS/I0140 | 04 | 2018-08-28 | N. A. | N. A. | N. A. | I0140 | TF-KN | IU/7 | Class C | FINISHED GOODS | ATLAS™ TFN | Tibia Fracture Nail | Tibia Fracture Nail, 13mm x 50cm | 16 | No | Yes |  | No | N. A. | No | N. A. | No | Yes | No | Yes | M. L.: MFG/MD/2021/000369 |  | 1 | ATLAS PRODUCTS\ATLAS IMPLANTS\KNEE NAILS | 0 | Applicability of CE marking and notify body number of product change as per ECR no- E011021 Date-24OCT2021 | Y | IM NAILS |  | 1 | No | Yes | Yes | Yes | N. A.
I0141 | I0141.0826 | ATLAS TFN, 8.5MM X 26CM |  | I0141.0800 | N. A. | N. A. | N. A. | N. A. | N. A. | QPF/I0141 | 04 | 2019-04-05 | N. A. | N. A. | N. A. | PS/I0141 | 05 | 2018-08-28 | 2022-12-01 | 2019-12-01 | N. A. | I0141 | TF-KN | IU/7 | Class C | FINISHED GOODS | ATLAS™ TFN | Tibia Fracture Nail | Tibia Fracture Nail, 8.5mm x 26cm | 16 | No | Yes |  | No | N. A. | No | N. A. | No | Yes | No | Yes | M. L.: MFG/MD/2021/000369 |  | 1 | ATLAS PRODUCTS\ATLAS IMPLANTS\KNEE NAILS | 0 | Applicability of CE marking and notify body number of product change as per ECR no- E011021 Date-24OCT2021 | N | IM NAILS |  | 1 | No | Yes | Yes | Yes | N. A.
I0141 | I0141.0828 | ATLAS TFN, 8.5MM X 28CM |  | I0141.0800 | N. A. | N. A. | N. A. | N. A. | N. A. | QPF/I0141 | 04 | 2019-04-05 | N. A. | N. A. | N. A. | PS/I0141 | 05 | 2018-08-28 | 2022-12-01 | 2019-12-01 | N. A. | I0141 | TF-KN | IU/7 | Class C | FINISHED GOODS | ATLAS™ TFN | Tibia Fracture Nail | Tibia Fracture Nail, 8.5mm x 28cm | 16 | No | Yes |  | No | N. A. | No | N. A. | No | Yes | No | Yes | M. L.: MFG/MD/2021/000369 |  | 1 | ATLAS PRODUCTS\ATLAS IMPLANTS\KNEE NAILS | 0 | Applicability of CE marking and notify body number of product change as per ECR no- E011021 Date-24OCT2021 | N | IM NAILS |  | 1 | No | Yes | Yes | Yes | N. A.
I0141 | I0141.0830 | ATLAS TFN, 8.5MM X 30CM |  | I0141.0800 | N. A. | N. A. | N. A. | N. A. | N. A. | QPF/I0141 | 04 | 2019-04-05 | N. A. | N. A. | N. A. | PS/I0141 | 05 | 2018-08-28 | 2022-12-01 | 2019-12-01 | N. A. | I0141 | TF-KN | IU/7 | Class C | FINISHED GOODS | ATLAS™ TFN | Tibia Fracture Nail | Tibia Fracture Nail, 8.5mm x 30cm | 16 | No | Yes |  | No | N. A. | No | N. A. | No | Yes | No | Yes | M. L.: MFG/MD/2021/000369 |  | 1 | ATLAS PRODUCTS\ATLAS IMPLANTS\KNEE NAILS | 0 | Applicability of CE marking and notify body number of product change as per ECR no- E011021 Date-24OCT2021 | N | IM NAILS |  | 1 | No | Yes | Yes | Yes | N. A.
I0141 | I0141.0832 | ATLAS TFN, 8.5MM X 32CM |  | I0141.0800 | N. A. | N. A. | N. A. | N. A. | N. A. | QPF/I0141 | 04 | 2019-04-05 | N. A. | N. A. | N. A. | PS/I0141 | 05 | 2018-08-28 | 2022-12-01 | 2019-12-01 | N. A. | I0141 | TF-KN | IU/7 | Class C | FINISHED GOODS | ATLAS™ TFN | Tibia Fracture Nail | Tibia Fracture Nail, 8.5mm x 32cm | 16 | No | Yes |  | No | N. A. | No | N. A. | No | Yes | No | Yes | M. L.: MFG/MD/2021/000369 |  | 1 | ATLAS PRODUCTS\ATLAS IMPLANTS\KNEE NAILS | 0 | Applicability of CE marking and notify body number of product change as per ECR no- E011021 Date-24OCT2021 | N | IM NAILS |  | 1 | No | Yes | Yes | Yes | N. A.
I0141 | I0141.0834 | ATLAS TFN, 8.5MM X 34CM |  | I0141.0800 | N. A. | N. A. | N. A. | N. A. | N. A. | QPF/I0141 | 04 | 2019-04-05 | N. A. | N. A. | N. A. | PS/I0141 | 05 | 2018-08-28 | 2022-12-01 | 2019-12-01 | N. A. | I0141 | TF-KN | IU/7 | Class C | FINISHED GOODS | ATLAS™ TFN | Tibia Fracture Nail | Tibia Fracture Nail, 8.5mm x 34cm | 16 | No | Yes |  | No | N. A. | No | N. A. | No | Yes | No | Yes | M. L.: MFG/MD/2021/000369 |  | 1 | ATLAS PRODUCTS\ATLAS IMPLANTS\KNEE NAILS | 0 | Applicability of CE marking and notify body number of product change as per ECR no- E011021 Date-24OCT2021 | N | IM NAILS |  | 1 | No | Yes | Yes | Yes | N. A.
I0141 | I0141.0836 | ATLAS TFN, 8.5MM X 36CM |  | I0141.0800 | N. A. | N. A. | N. A. | N. A. | N. A. | QPF/I0141 | 04 | 2019-04-05 | N. A. | N. A. | N. A. | PS/I0141 | 05 | 2018-08-28 | 2022-12-01 | 2019-12-01 | N. A. | I0141 | TF-KN | IU/7 | Class C | FINISHED GOODS | ATLAS™ TFN | Tibia Fracture Nail | Tibia Fracture Nail, 8.5mm x 36cm | 16 | No | Yes |  | No | N. A. | No | N. A. | No | Yes | No | Yes | M. L.: MFG/MD/2021/000369 |  | 1 | ATLAS PRODUCTS\ATLAS IMPLANTS\KNEE NAILS | 0 | Applicability of CE marking and notify body number of product change as per ECR no- E011021 Date-24OCT2021 | N | IM NAILS |  | 1 | No | Yes | Yes | Yes | N. A.
I0141 | I0141.0838 | ATLAS TFN, 8.5MM X 38CM |  | I0141.0800 | N. A. | N. A. | N. A. | N. A. | N. A. | QPF/I0141 | 04 | 2019-04-05 | N. A. | N. A. | N. A. | PS/I0141 | 05 | 2018-08-28 | 2022-12-01 | 2019-12-01 | N. A. | I0141 | TF-KN | IU/7 | Class C | FINISHED GOODS | ATLAS™ TFN | Tibia Fracture Nail | Tibia Fracture Nail, 8.5mm x 38cm | 16 | No | Yes |  | No | N. A. | No | N. A. | No | Yes | No | Yes | M. L.: MFG/MD/2021/000369 |  | 1 | ATLAS PRODUCTS\ATLAS IMPLANTS\KNEE NAILS | 0 | Applicability of CE marking and notify body number of product change as per ECR no- E011021 Date-24OCT2021 | N | IM NAILS |  | 1 | No | Yes | Yes | Yes | N. A.
I0141 | I0141.0840 | ATLAS TFN, 8.5MM X 40CM |  | I0141.0800 | N. A. | N. A. | N. A. | N. A. | N. A. | QPF/I0141 | 04 | 2019-04-05 | N. A. | N. A. | N. A. | PS/I0141 | 05 | 2018-08-28 | 2022-12-01 | 2019-12-01 | N. A. | I0141 | TF-KN | IU/7 | Class C | FINISHED GOODS | ATLAS™ TFN | Tibia Fracture Nail | Tibia Fracture Nail, 8.5mm x 40cm | 16 | No | Yes |  | No | N. A. | No | N. A. | No | Yes | No | Yes | M. L.: MFG/MD/2021/000369 |  | 1 | ATLAS PRODUCTS\ATLAS IMPLANTS\KNEE NAILS | 0 | Applicability of CE marking and notify body number of product change as per ECR no- E011021 Date-24OCT2021 | N | IM NAILS |  | 1 | No | Yes | Yes | Yes | N. A.
I0141 | I0141.1125 | KNEE NAIL, SHORT, 11.5MM X 25CM |  | I0141.1100 | #N/A | #N/A | N. A. | N. A. | N. A. | QPF/I0141 | #N/A | #N/A | #N/A | #N/A | #N/A | PS/I0141 | #N/A | #N/A | #N/A | #N/A | #N/A | I0141 | TF-KN | IU/7 | Class C | FINISHED GOODS | ATLAS™ | KNEE NAIL, SHORT, 11.5MM X 25CM |  | 16 | No | Yes |  | No | N. A. | No | N. A. | No | Yes | No | Yes | M. L.: MFG/MD/2021/000369 |  | 1 | ATLAS PRODUCTS\ATLAS IMPLANTS\KNEE NAILS | 0 | CHANGED LABEL FORMAT NUMBER AS PER EMAIL FROM SDW DTD 19JUN2021 ON 19JUN2021 | Y | IM NAILS |  | 1 | No | Yes | Yes | Yes | N. A.
I0142 | I0142.0930 | ATLAS FFN LEFT 9MM X 30CM |  | I0142.0900 | 02 | 2020-08-14 | N. A. | N. A. | N. A. | QPF/I0142.09 | 02 | 2018-05-27 | N. A. | N. A. | N. A. | PS/I0142.09 | 06 | 2020-09-03 | 2023-09-02 | N. A. | N. A. | I0143 | TF/FFN | IU/7 | Class C | FINISHED GOODS | ATLAS™ FFN | Femur Fracture Nail | ATLAS™ FFN LEFT 9MM X 30CM | 16 | No | Yes |  | No | N. A. | No | N. A. | No | Yes | No | Yes | M. L.: MFG/MD/2021/000369 |  | 1 | ADLER PRODUCTS\ATLAS FFN PRODUCTS |  | CHANGED LABEL FORMAT NUMBER AS PER EMAIL FROM SDW DTD 19JUN2021 ON 19JUN2021 | N | IM NAILS |  | 1 | No | Yes | Yes | Yes | N. A.
I0142 | I0142.0932 | ATLAS FFN LEFT 9MM X 32CM |  | I0142.0900 | 02 | 2020-08-14 | N. A. | N. A. | N. A. | QPF/I0142.09 | 02 | 2018-05-27 | N. A. | N. A. | N. A. | PS/I0142.09 | 06 | 2020-09-03 | 2023-09-02 | N. A. | N. A. | I0143 | TF/FFN | IU/7 | Class C | FINISHED GOODS | ATLAS™ FFN | Femur Fracture Nail | ATLAS™ FFN LEFT 9MM X 32CM | 16 | No | Yes |  | No | N. A. | No | N. A. | No | Yes | No | Yes | M. L.: MFG/MD/2021/000369 |  | 1 | ADLER PRODUCTS\ATLAS FFN PRODUCTS |  | CHANGED LABEL FORMAT NUMBER AS PER EMAIL FROM SDW DTD 19JUN2021 ON 19JUN2021 | N | IM NAILS |  | 1 | No | Yes | Yes | Yes | N. A.
I0142 | I0142.0934 | ATLAS FFN LEFT 9MM X 34CM |  | I0142.0900 | 02 | 2020-08-14 | N. A. | N. A. | N. A. | QPF/I0142.09 | 02 | 2018-05-27 | N. A. | N. A. | N. A. | PS/I0142.09 | 06 | 2020-09-03 | 2023-09-02 | N. A. | N. A. | I0143 | TF/FFN | IU/7 | Class C | FINISHED GOODS | ATLAS™ FFN | Femur Fracture Nail | ATLAS™ FFN LEFT 9MM X 34CM | 16 | No | Yes |  | No | N. A. | No | N. A. | No | Yes | No | Yes | M. L.: MFG/MD/2021/000369 |  | 1 | ADLER PRODUCTS\ATLAS FFN PRODUCTS |  | CHANGED LABEL FORMAT NUMBER AS PER EMAIL FROM SDW DTD 19JUN2021 ON 19JUN2021 | N | IM NAILS |  | 1 | No | Yes | Yes | Yes | N. A.
I0142 | I0142.0936 | ATLAS FFN LEFT 9MM X 36CM |  | I0142.0900 | 02 | 2020-08-14 | N. A. | N. A. | N. A. | QPF/I0142.09 | 02 | 2018-05-27 | N. A. | N. A. | N. A. | PS/I0142.09 | 06 | 2020-09-03 | 2023-09-02 | N. A. | N. A. | I0143 | TF/FFN | IU/7 | Class C | FINISHED GOODS | ATLAS™ FFN | Femur Fracture Nail | ATLAS™ FFN LEFT 9MM X 36CM | 16 | No | Yes |  | No | N. A. | No | N. A. | No | Yes | No | Yes | M. L.: MFG/MD/2021/000369 |  | 1 | ADLER PRODUCTS\ATLAS FFN PRODUCTS |  | CHANGED LABEL FORMAT NUMBER AS PER EMAIL FROM SDW DTD 19JUN2021 ON 19JUN2021 | N | IM NAILS |  | 1 | No | Yes | Yes | Yes | N. A.
I0142 | I0142.0938 | ATLAS FFN LEFT 9MM X 38CM |  | I0142.0900 | 02 | 2020-08-14 | N. A. | N. A. | N. A. | QPF/I0142.09 | 02 | 2018-05-27 | N. A. | N. A. | N. A. | PS/I0142.09 | 06 | 2020-09-03 | 2023-09-02 | N. A. | N. A. | I0143 | TF/FFN | IU/7 | Class C | FINISHED GOODS | ATLAS™ FFN | Femur Fracture Nail | ATLAS™ FFN LEFT 9MM X 38CM | 16 | No | Yes |  | No | N. A. | No | N. A. | No | Yes | No | Yes | M. L.: MFG/MD/2021/000369 |  | 1 | ADLER PRODUCTS\ATLAS FFN PRODUCTS |  | CHANGED LABEL FORMAT NUMBER AS PER EMAIL FROM SDW DTD 19JUN2021 ON 19JUN2021 | N | IM NAILS |  | 1 | No | Yes | Yes | Yes | N. A.
I0142 | I0142.0940 | ATLAS FFN LEFT 9MM X 40CM |  | I0142.0900 | 02 | 2020-08-14 | N. A. | N. A. | N. A. | QPF/I0142.09 | 02 | 2018-05-27 | N. A. | N. A. | N. A. | PS/I0142.09 | 06 | 2020-09-03 | 2023-09-02 | N. A. | N. A. | I0143 | TF/FFN | IU/7 | Class C | FINISHED GOODS | ATLAS™ FFN | Femur Fracture Nail | ATLAS™ FFN LEFT 9MM X 40CM | 16 | No | Yes |  | No | N. A. | No | N. A. | No | Yes | No | Yes | M. L.: MFG/MD/2021/000369 |  | 1 | ADLER PRODUCTS\ATLAS FFN PRODUCTS |  | CHANGED LABEL FORMAT NUMBER AS PER EMAIL FROM SDW DTD 19JUN2021 ON 19JUN2021 | N | IM NAILS |  | 1 | No | Yes | Yes | Yes | N. A.
I0142 | I0142.0942 | ATLAS FFN LEFT 9MM X 42CM |  | I0142.0900 | 02 | 2020-08-14 | N. A. | N. A. | N. A. | QPF/I0142.09 | 02 | 2018-05-27 | N. A. | N. A. | N. A. | PS/I0142.09 | 06 | 2020-09-03 | 2023-09-02 | N. A. | N. A. | I0143 | TF/FFN | IU/7 | Class C | FINISHED GOODS | ATLAS™ FFN | Femur Fracture Nail | ATLAS™ FFN LEFT 9MM X 42CM | 16 | No | Yes |  | No | N. A. | No | N. A. | No | Yes | No | Yes | M. L.: MFG/MD/2021/000369 |  | 1 | ADLER PRODUCTS\ATLAS FFN PRODUCTS |  | CHANGED LABEL FORMAT NUMBER AS PER EMAIL FROM SDW DTD 19JUN2021 ON 19JUN2021 | N | IM NAILS |  | 1 | No | Yes | Yes | Yes | N. A.
I0142 | I0142.0944 | ATLAS FFN LEFT 9MM X 44CM |  | I0142.0900 | 02 | 2020-08-14 | N. A. | N. A. | N. A. | QPF/I0142.09 | 02 | 2018-05-27 | N. A. | N. A. | N. A. | PS/I0142.09 | 06 | 2020-09-03 | 2023-09-02 | N. A. | N. A. | I0143 | TF/FFN | IU/7 | Class C | FINISHED GOODS | ATLAS™ FFN | Femur Fracture Nail | ATLAS™ FFN LEFT 9MM X 44CM | 16 | No | Yes |  | No | N. A. | No | N. A. | No | Yes | No | Yes | M. L.: MFG/MD/2021/000369 |  | 1 | ADLER PRODUCTS\ATLAS FFN PRODUCTS |  | CHANGED LABEL FORMAT NUMBER AS PER EMAIL FROM SDW DTD 19JUN2021 ON 19JUN2021 | N | IM NAILS |  | 1 | No | Yes | Yes | Yes | N. A.
I0142 | I0142.0946 | ATLAS FFN LEFT 9MM X 46CM |  | I0142.0900 | 02 | 2020-08-14 | N. A. | N. A. | N. A. | QPF/I0142.09 | 02 | 2018-05-27 | N. A. | N. A. | N. A. | PS/I0142.09 | 06 | 2020-09-03 | 2023-09-02 | N. A. | N. A. | I0143 | TF/FFN | IU/7 | Class C | FINISHED GOODS | ATLAS™ FFN | Femur Fracture Nail | ATLAS™ FFN LEFT 9MM X 46CM | 16 | No | Yes |  | No | N. A. | No | N. A. | No | Yes | No | Yes | M. L.: MFG/MD/2021/000369 |  | 1 | ADLER PRODUCTS\ATLAS FFN PRODUCTS |  | CHANGED LABEL FORMAT NUMBER AS PER EMAIL FROM SDW DTD 19JUN2021 ON 19JUN2021 | Y | IM NAILS |  | 1 | No | Yes | Yes | Yes | N. A.
I0142 | I0142.0948 | ATLAS FFN LEFT 9MM X 48CM |  | I0142.0900 | 02 | 2020-08-14 | N. A. | N. A. | N. A. | QPF/I0142.09 | 02 | 2018-05-27 | N. A. | N. A. | N. A. | PS/I0142.09 | 06 | 2020-09-03 | 2023-09-02 | N. A. | N. A. | I0143 | TF/FFN | IU/7 | Class C | FINISHED GOODS | ATLAS™ FFN | Femur Fracture Nail | ATLAS™ FFN LEFT 9MM X 48CM | 16 | No | Yes |  | No | N. A. | No | N. A. | No | Yes | No | Yes | M. L.: MFG/MD/2021/000369 |  | 1 | ADLER PRODUCTS\ATLAS FFN PRODUCTS |  | CHANGED LABEL FORMAT NUMBER AS PER EMAIL FROM SDW DTD 19JUN2021 ON 19JUN2021 | Y | IM NAILS |  | 1 | No | Yes | Yes | Yes | N. A.
I0142 | I0142.0950 | ATLAS FFN LEFT 9MM X 50CM |  | I0142.0900 | 02 | 2020-08-14 | N. A. | N. A. | N. A. | QPF/I0142.09 | 02 | 2018-05-27 | N. A. | N. A. | N. A. | PS/I0142.09 | 06 | 2020-09-03 | 2023-09-02 | N. A. | N. A. | I0143 | TF/FFN | IU/7 | Class C | FINISHED GOODS | ATLAS™ FFN | Femur Fracture Nail | ATLAS™ FFN LEFT 9MM X 50CM | 16 | No | Yes |  | No | N. A. | No | N. A. | No | Yes | No | Yes | M. L.: MFG/MD/2021/000369 |  | 1 | ADLER PRODUCTS\ATLAS FFN PRODUCTS |  | CHANGED LABEL FORMAT NUMBER AS PER EMAIL FROM SDW DTD 19JUN2021 ON 19JUN2021 | N | IM NAILS |  | 1 | No | Yes | Yes | Yes | N. A.
I0142 | I0142.1030 | ATLAS FFN LEFT 10MM X 30CM |  | I0142.1000 | 02 | 2020-08-14 | N. A. | N. A. | N. A. | QPF/I0142.10 | N. A. | N. A. | N. A. | N. A. | N. A. | PS/I0142.10 | 06 | 2020-09-03 | 2023-09-02 | N. A. | N. A. | I0142 | TF/FFN | IU/7 | Class C | FINISHED GOODS | ATLAS™ FFN | Femur Fracture Nail | ATLAS FFN LEFT 10MM X 30CM | 16 | No | Yes |  | No | N. A. | No | N. A. | No | Yes | No | Yes | M. L.: MFG/MD/2021/000369 |  | 1 | ADLER PRODUCTS\ATLAS FFN PRODUCTS |  | CHANGED LABEL FORMAT NUMBER AS PER EMAIL FROM SDW DTD 19JUN2021 ON 19JUN2021 | N | IM NAILS |  | 1 | No | Yes | Yes | Yes | N. A.
I0142 | I0142.1032 | ATLAS FFN LEFT 10MM X 32CM |  | I0142.1000 | 02 | 2020-08-14 | N. A. | N. A. | N. A. | QPF/I0142.10 | N. A. | N. A. | N. A. | N. A. | N. A. | PS/I0142.10 | 06 | 2020-09-03 | 2023-09-02 | N. A. | N. A. | I0142 | TF/FFN | IU/7 | Class C | FINISHED GOODS | ATLAS™ FFN | Femur Fracture Nail | ATLAS FFN LEFT 10MM X 32CM | 16 | No | Yes |  | No | N. A. | No | N. A. | No | Yes | No | Yes | M. L.: MFG/MD/2021/000369 |  | 1 | ADLER PRODUCTS\ATLAS FFN PRODUCTS |  | CHANGED LABEL FORMAT NUMBER AS PER EMAIL FROM SDW DTD 19JUN2021 ON 19JUN2021 | N | IM NAILS |  | 1 | No | Yes | Yes | Yes | N. A.
I0142 | I0142.1034 | ATLAS FFN LEFT 10MM X 34CM |  | I0142.1000 | 02 | 2020-08-14 | N. A. | N. A. | N. A. | QPF/I0142.10 | N. A. | N. A. | N. A. | N. A. | N. A. | PS/I0142.10 | 06 | 2020-09-03 | 2023-09-02 | N. A. | N. A. | I0142 | TF/FFN | IU/7 | Class C | FINISHED GOODS | ATLAS™ FFN | Femur Fracture Nail | ATLAS FFN LEFT 10MM X 34CM | 16 | No | Yes |  | No | N. A. | No | N. A. | No | Yes | No | Yes | M. L.: MFG/MD/2021/000369 |  | 1 | ADLER PRODUCTS\ATLAS FFN PRODUCTS |  | CHANGED LABEL FORMAT NUMBER AS PER EMAIL FROM SDW DTD 19JUN2021 ON 19JUN2021 | N | IM NAILS |  | 1 | No | Yes | Yes | Yes | N. A.
I0142 | I0142.1036 | ATLAS FFN LEFT 10MM X 36CM |  | I0142.1000 | 02 | 2020-08-14 | N. A. | N. A. | N. A. | QPF/I0142.10 | N. A. | N. A. | N. A. | N. A. | N. A. | PS/I0142.10 | 06 | 2020-09-03 | 2023-09-02 | N. A. | N. A. | I0142 | TF/FFN | IU/7 | Class C | FINISHED GOODS | ATLAS™ FFN | Femur Fracture Nail | ATLAS FFN LEFT 10MM X 36CM | 16 | No | Yes |  | No | N. A. | No | N. A. | No | Yes | No | Yes | M. L.: MFG/MD/2021/000369 |  | 1 | ADLER PRODUCTS\ATLAS FFN PRODUCTS |  | CHANGED LABEL FORMAT NUMBER AS PER EMAIL FROM SDW DTD 19JUN2021 ON 19JUN2021 | N | IM NAILS |  | 1 | No | Yes | Yes | Yes | N. A.
I0142 | I0142.1038 | ATLAS FFN LEFT 10MM X 38CM |  | I0142.1000 | 02 | 2020-08-14 | N. A. | N. A. | N. A. | QPF/I0142.10 | N. A. | N. A. | N. A. | N. A. | N. A. | PS/I0142.10 | 06 | 2020-09-03 | 2023-09-02 | N. A. | N. A. | I0142 | TF/FFN | IU/7 | Class C | FINISHED GOODS | ATLAS™ FFN | Femur Fracture Nail | ATLAS FFN LEFT 10MM X 38CM | 16 | No | Yes |  | No | N. A. | No | N. A. | No | Yes | No | Yes | M. L.: MFG/MD/2021/000369 |  | 1 | ADLER PRODUCTS\ATLAS FFN PRODUCTS |  | CHANGED LABEL FORMAT NUMBER AS PER EMAIL FROM SDW DTD 19JUN2021 ON 19JUN2021 | N | IM NAILS |  | 1 | No | Yes | Yes | Yes | N. A.
I0142 | I0142.1040 | ATLAS FFN LEFT 10MM X 40CM |  | I0142.1000 | 02 | 2020-08-14 | N. A. | N. A. | N. A. | QPF/I0142.10 | N. A. | N. A. | N. A. | N. A. | N. A. | PS/I0142.10 | 06 | 2020-09-03 | 2023-09-02 | N. A. | N. A. | I0142 | TF/FFN | IU/7 | Class C | FINISHED GOODS | ATLAS™ FFN | Femur Fracture Nail | ATLAS FFN LEFT 10MM X 40CM | 16 | No | Yes |  | No | N. A. | No | N. A. | No | Yes | No | Yes | M. L.: MFG/MD/2021/000369 |  | 1 | ADLER PRODUCTS\ATLAS FFN PRODUCTS |  | CHANGED LABEL FORMAT NUMBER AS PER EMAIL FROM SDW DTD 19JUN2021 ON 19JUN2021 | N | IM NAILS |  | 1 | No | Yes | Yes | Yes | N. A.
I0142 | I0142.1042 | ATLAS FFN LEFT 10MM X 42CM |  | I0142.1000 | 02 | 2020-08-14 | N. A. | N. A. | N. A. | QPF/I0142.10 | N. A. | N. A. | N. A. | N. A. | N. A. | PS/I0142.10 | 06 | 2020-09-03 | 2023-09-02 | N. A. | N. A. | I0142 | TF/FFN | IU/7 | Class C | FINISHED GOODS | ATLAS™ FFN | Femur Fracture Nail | ATLAS FFN LEFT 10MM X 42CM | 16 | No | Yes |  | No | N. A. | No | N. A. | No | Yes | No | Yes | M. L.: MFG/MD/2021/000369 |  | 1 | ADLER PRODUCTS\ATLAS FFN PRODUCTS |  | CHANGED LABEL FORMAT NUMBER AS PER EMAIL FROM SDW DTD 19JUN2021 ON 19JUN2021 | N | IM NAILS |  | 1 | No | Yes | Yes | Yes | N. A.
I0142 | I0142.1044 | ATLAS FFN LEFT 10MM X 44CM |  | I0142.1000 | 02 | 2020-08-14 | N. A. | N. A. | N. A. | QPF/I0142.10 | N. A. | N. A. | N. A. | N. A. | N. A. | PS/I0142.10 | 06 | 2020-09-03 | 2023-09-02 | N. A. | N. A. | I0142 | TF/FFN | IU/7 | Class C | FINISHED GOODS | ATLAS™ FFN | Femur Fracture Nail | ATLAS FFN LEFT 10MM X 44CM | 16 | No | Yes |  | No | N. A. | No | N. A. | No | Yes | No | Yes | M. L.: MFG/MD/2021/000369 |  | 1 | ADLER PRODUCTS\ATLAS FFN PRODUCTS |  | CHANGED LABEL FORMAT NUMBER AS PER EMAIL FROM SDW DTD 19JUN2021 ON 19JUN2021 | N | IM NAILS |  | 1 | No | Yes | Yes | Yes | N. A.
I0142 | I0142.1046 | ATLAS FFN LEFT 10MM X 46CM |  | I0142.1000 | 02 | 2020-08-14 | N. A. | N. A. | N. A. | QPF/I0142.10 | N. A. | N. A. | N. A. | N. A. | N. A. | PS/I0142.10 | 06 | 2020-09-03 | 2023-09-02 | N. A. | N. A. | I0142 | TF/FFN | IU/7 | Class C | FINISHED GOODS | ATLAS™ FFN | Femur Fracture Nail | ATLAS FFN LEFT 10MM X 46CM | 16 | No | Yes |  | No | N. A. | No | N. A. | No | Yes | No | Yes | M. L.: MFG/MD/2021/000369 |  | 1 | ADLER PRODUCTS\ATLAS FFN PRODUCTS |  | CHANGED LABEL FORMAT NUMBER AS PER EMAIL FROM SDW DTD 19JUN2021 ON 19JUN2021 | Y | IM NAILS |  | 1 | No | Yes | Yes | Yes | N. A.
I0142 | I0142.1048 | ATLAS FFN LEFT 10MM X 48CM |  | I0142.1000 | 02 | 2020-08-14 | N. A. | N. A. | N. A. | QPF/I0142.10 | N. A. | N. A. | N. A. | N. A. | N. A. | PS/I0142.10 | 06 | 2020-09-03 | 2023-09-02 | N. A. | N. A. | I0142 | TF/FFN | IU/7 | Class C | FINISHED GOODS | ATLAS™ FFN | Femur Fracture Nail | ATLAS FFN LEFT 10MM X 48CM | 16 | No | Yes |  | No | N. A. | No | N. A. | No | Yes | No | Yes | M. L.: MFG/MD/2021/000369 |  | 1 | ADLER PRODUCTS\ATLAS FFN PRODUCTS |  | CHANGED LABEL FORMAT NUMBER AS PER EMAIL FROM SDW DTD 19JUN2021 ON 19JUN2021 | Y | IM NAILS |  | 1 | No | Yes | Yes | Yes | N. A.
I0142 | I0142.1050 | ATLAS FFN LEFT 10MM X 50CM |  | I0142.1000 | 02 | 2020-08-14 | N. A. | N. A. | N. A. | QPF/I0142.10 | N. A. | N. A. | N. A. | N. A. | N. A. | PS/I0142.10 | 06 | 2020-09-03 | 2023-09-02 | N. A. | N. A. | I0142 | TF/FFN | IU/7 | Class C | FINISHED GOODS | ATLAS™ FFN | Femur Fracture Nail | ATLAS FFN LEFT 10MM X 50CM | 16 | No | Yes |  | No | N. A. | No | N. A. | No | Yes | No | Yes | M. L.: MFG/MD/2021/000369 |  | 1 | ADLER PRODUCTS\ATLAS FFN PRODUCTS |  | CHANGED LABEL FORMAT NUMBER AS PER EMAIL FROM SDW DTD 19JUN2021 ON 19JUN2021 | Y | IM NAILS |  | 1 | No | Yes | Yes | Yes | N. A.
I0142 | I0142.1130 | ATLAS FFN LEFT 11.5MM X 30CM |  | I0142.1100 | 02 | 2020-08-14 | N. A. | N. A. | N. A. | QPF/I0142.1100 | 03 | 2018-05-27 | N. A. | N. A. | N. A. | PS/I0142.11 | 06 | 2020-09-03 | 2023-09-02 | N. A. | N. A. | I0142 | TF/FFN | IU/7 | Class C | FINISHED GOODS | ATLAS™ FFN | Femur Fracture Nail | ATLAS FFN LEFT 11.5MM X 30CM | 16 | No | Yes |  | No | N. A. | No | N. A. | No | Yes | No | Yes | M. L.: MFG/MD/2021/000369 |  | 1 | ADLER PRODUCTS\ATLAS FFN PRODUCTS |  | CHANGED LABEL FORMAT NUMBER AS PER EMAIL FROM SDW DTD 19JUN2021 ON 19JUN2021 | N | IM NAILS |  | 1 | No | Yes | Yes | Yes | N. A.
I0142 | I0142.1132 | ATLAS FFN LEFT 11.5MM X 32CM |  | I0142.1100 | 02 | 2020-08-14 | N. A. | N. A. | N. A. | QPF/I0142.1100 | 03 | 2018-05-27 | N. A. | N. A. | N. A. | PS/I0142.11 | 06 | 2020-09-03 | 2023-09-02 | N. A. | N. A. | I0142 | TF/FFN | IU/7 | Class C | FINISHED GOODS | ATLAS™ FFN | Femur Fracture Nail | ATLAS FFN LEFT 11.5MM X 32CM | 16 | No | Yes |  | No | N. A. | No | N. A. | No | Yes | No | Yes | M. L.: MFG/MD/2021/000369 |  | 1 | ADLER PRODUCTS\ATLAS FFN PRODUCTS |  | CHANGED LABEL FORMAT NUMBER AS PER EMAIL FROM SDW DTD 19JUN2021 ON 19JUN2021 | N | IM NAILS |  | 1 | No | Yes | Yes | Yes | N. A.
I0142 | I0142.1134 | ATLAS FFN LEFT 11.5MM X 34CM |  | I0142.1100 | 02 | 2020-08-14 | N. A. | N. A. | N. A. | QPF/I0142.1100 | 03 | 2018-05-27 | N. A. | N. A. | N. A. | PS/I0142.11 | 06 | 2020-09-03 | 2023-09-02 | N. A. | N. A. | I0142 | TF/FFN | IU/7 | Class C | FINISHED GOODS | ATLAS™ FFN | Femur Fracture Nail | ATLAS FFN LEFT 11.5MM X 34CM | 16 | No | Yes |  | No | N. A. | No | N. A. | No | Yes | No | Yes | M. L.: MFG/MD/2021/000369 |  | 1 | ADLER PRODUCTS\ATLAS FFN PRODUCTS |  | CHANGED LABEL FORMAT NUMBER AS PER EMAIL FROM SDW DTD 19JUN2021 ON 19JUN2021 | N | IM NAILS |  | 1 | No | Yes | Yes | Yes | N. A.
I0142 | I0142.1136 | ATLAS FFN LEFT 11.5MM X 36CM |  | I0142.1100 | 02 | 2020-08-14 | N. A. | N. A. | N. A. | QPF/I0142.1100 | 03 | 2018-05-27 | N. A. | N. A. | N. A. | PS/I0142.11 | 06 | 2020-09-03 | 2023-09-02 | N. A. | N. A. | I0142 | TF/FFN | IU/7 | Class C | FINISHED GOODS | ATLAS™ FFN | Femur Fracture Nail | ATLAS FFN LEFT 11.5MM X 36CM | 16 | No | Yes |  | No | N. A. | No | N. A. | No | Yes | No | Yes | M. L.: MFG/MD/2021/000369 |  | 1 | ADLER PRODUCTS\ATLAS FFN PRODUCTS |  | CHANGED LABEL FORMAT NUMBER AS PER EMAIL FROM SDW DTD 19JUN2021 ON 19JUN2021 | N | IM NAILS |  | 1 | No | Yes | Yes | Yes | N. A.
I0142 | I0142.1138 | ATLAS FFN LEFT 11.5MM X 38CM |  | I0142.1100 | 02 | 2020-08-14 | N. A. | N. A. | N. A. | QPF/I0142.1100 | 03 | 2018-05-27 | N. A. | N. A. | N. A. | PS/I0142.11 | 06 | 2020-09-03 | 2023-09-02 | N. A. | N. A. | I0142 | TF/FFN | IU/7 | Class C | FINISHED GOODS | ATLAS™ FFN | Femur Fracture Nail | ATLAS FFN LEFT 11.5MM X 38CM | 16 | No | Yes |  | No | N. A. | No | N. A. | No | Yes | No | Yes | M. L.: MFG/MD/2021/000369 |  | 1 | ADLER PRODUCTS\ATLAS FFN PRODUCTS |  | CHANGED LABEL FORMAT NUMBER AS PER EMAIL FROM SDW DTD 19JUN2021 ON 19JUN2021 | N | IM NAILS |  | 1 | No | Yes | Yes | Yes | N. A.
I0142 | I0142.1140 | ATLAS FFN LEFT 11.5MM X 40CM |  | I0142.1100 | 02 | 2020-08-14 | N. A. | N. A. | N. A. | QPF/I0142.1100 | 03 | 2018-05-27 | N. A. | N. A. | N. A. | PS/I0142.11 | 06 | 2020-09-03 | 2023-09-02 | N. A. | N. A. | I0142 | TF/FFN | IU/7 | Class C | FINISHED GOODS | ATLAS™ FFN | Femur Fracture Nail | ATLAS FFN LEFT 11.5MM X 40CM | 16 | No | Yes |  | No | N. A. | No | N. A. | No | Yes | No | Yes | M. L.: MFG/MD/2021/000369 |  | 1 | ADLER PRODUCTS\ATLAS FFN PRODUCTS |  | CHANGED LABEL FORMAT NUMBER AS PER EMAIL FROM SDW DTD 19JUN2021 ON 19JUN2021 | N | IM NAILS |  | 1 | No | Yes | Yes | Yes | N. A.
I0142 | I0142.1142 | ATLAS FFN LEFT 11.5MM X 42CM |  | I0142.1100 | 02 | 2020-08-14 | N. A. | N. A. | N. A. | QPF/I0142.1100 | 03 | 2018-05-27 | N. A. | N. A. | N. A. | PS/I0142.11 | 06 | 2020-09-03 | 2023-09-02 | N. A. | N. A. | I0142 | TF/FFN | IU/7 | Class C | FINISHED GOODS | ATLAS™ FFN | Femur Fracture Nail | ATLAS FFN LEFT 11.5MM X 42CM | 16 | No | Yes |  | No | N. A. | No | N. A. | No | Yes | No | Yes | M. L.: MFG/MD/2021/000369 |  | 1 | ADLER PRODUCTS\ATLAS FFN PRODUCTS |  | CHANGED LABEL FORMAT NUMBER AS PER EMAIL FROM SDW DTD 19JUN2021 ON 19JUN2021 | N | IM NAILS |  | 1 | No | Yes | Yes | Yes | N. A.
I0142 | I0142.1144 | ATLAS FFN LEFT 11.5MM X 44CM |  | I0142.1100 | 02 | 2020-08-14 | N. A. | N. A. | N. A. | QPF/I0142.1100 | 03 | 2018-05-27 | N. A. | N. A. | N. A. | PS/I0142.11 | 06 | 2020-09-03 | 2023-09-02 | N. A. | N. A. | I0142 | TF/FFN | IU/7 | Class C | FINISHED GOODS | ATLAS™ FFN | Femur Fracture Nail | ATLAS FFN LEFT 11.5MM X 44CM | 16 | No | Yes |  | No | N. A. | No | N. A. | No | Yes | No | Yes | M. L.: MFG/MD/2021/000369 |  | 1 | ADLER PRODUCTS\ATLAS FFN PRODUCTS |  | CHANGED LABEL FORMAT NUMBER AS PER EMAIL FROM SDW DTD 19JUN2021 ON 19JUN2021 | N | IM NAILS |  | 1 | No | Yes | Yes | Yes | N. A.
I0142 | I0142.1146 | ATLAS FFN LEFT 11.5MM X 46CM |  | I0142.1100 | 02 | 2020-08-14 | N. A. | N. A. | N. A. | QPF/I0142.1100 | 03 | 2018-05-27 | N. A. | N. A. | N. A. | PS/I0142.11 | 06 | 2020-09-03 | 2023-09-02 | N. A. | N. A. | I0142 | TF/FFN | IU/7 | Class C | FINISHED GOODS | ATLAS™ FFN | Femur Fracture Nail | ATLAS FFN LEFT 11.5MM X 46CM | 16 | No | Yes |  | No | N. A. | No | N. A. | No | Yes | No | Yes | M. L.: MFG/MD/2021/000369 |  | 1 | ADLER PRODUCTS\ATLAS FFN PRODUCTS |  | CHANGED LABEL FORMAT NUMBER AS PER EMAIL FROM SDW DTD 19JUN2021 ON 19JUN2021 | Y | IM NAILS |  | 1 | No | Yes | Yes | Yes | N. A.
I0142 | I0142.1148 | ATLAS FFN LEFT 11.5MM X 48CM |  | I0142.1100 | 02 | 2020-08-14 | N. A. | N. A. | N. A. | QPF/I0142.1100 | 03 | 2018-05-27 | N. A. | N. A. | N. A. | PS/I0142.11 | 06 | 2020-09-03 | 2023-09-02 | N. A. | N. A. | I0142 | TF/FFN | IU/7 | Class C | FINISHED GOODS | ATLAS™ FFN | Femur Fracture Nail | ATLAS FFN LEFT 11.5MM X 48CM | 16 | No | Yes |  | No | N. A. | No | N. A. | No | Yes | No | Yes | M. L.: MFG/MD/2021/000369 |  | 1 | ADLER PRODUCTS\ATLAS FFN PRODUCTS |  | CHANGED LABEL FORMAT NUMBER AS PER EMAIL FROM SDW DTD 19JUN2021 ON 19JUN2021 | Y | IM NAILS |  | 1 | No | Yes | Yes | Yes | N. A.
I0142 | I0142.1150 | ATLAS FFN LEFT 11.5MM X 50CM |  | I0142.1100 | 02 | 2020-08-14 | N. A. | N. A. | N. A. | QPF/I0142.1100 | 03 | 2018-05-27 | N. A. | N. A. | N. A. | PS/I0142.11 | 06 | 2020-09-03 | 2023-09-02 | N. A. | N. A. | I0142 | TF/FFN | IU/7 | Class C | FINISHED GOODS | ATLAS™ FFN | Femur Fracture Nail | ATLAS FFN LEFT 11.5MM X 50CM | 16 | No | Yes |  | No | N. A. | No | N. A. | No | Yes | No | Yes | M. L.: MFG/MD/2021/000369 |  | 1 | ADLER PRODUCTS\ATLAS FFN PRODUCTS |  | CHANGED LABEL FORMAT NUMBER AS PER EMAIL FROM SDW DTD 19JUN2021 ON 19JUN2021 | Y | IM NAILS |  | 1 | No | Yes | Yes | Yes | N. A.
I0142 | I0142.1330 | ATLAS FFN LEFT 13MM X 30CM |  | I0142.1300 | 02 | 2020-08-16 | N. A. | N. A. | N. A. | QPF/I0142.13 | N. A. | N. A. | N. A. | N. A. | N. A. | PS/I0142.13 | 06 | 2020-09-03 | 2023-09-02 | N. A. | N. A. | I0142 | TF/FFN | IU/7 | Class C | FINISHED GOODS | ATLAS™ FFN | Femur Fracture Nail | ATLAS FFN LEFT 13MM X 30CM | 16 | No | Yes |  | No | N. A. | No | N. A. | No | Yes | No | Yes | M. L.: MFG/MD/2021/000369 |  | 1 | ADLER PRODUCTS\ATLAS FFN PRODUCTS |  | CHANGED LABEL FORMAT NUMBER AS PER EMAIL FROM SDW DTD 19JUN2021 ON 19JUN2021 | Y | IM NAILS |  | 1 | No | Yes | Yes | Yes | N. A.
I0142 | I0142.1332 | ATLAS FFN LEFT 13MM X 32CM |  | I0142.1300 | 02 | 2020-08-16 | N. A. | N. A. | N. A. | QPF/I0142.13 | N. A. | N. A. | N. A. | N. A. | N. A. | PS/I0142.13 | 06 | 2020-09-03 | 2023-09-02 | N. A. | N. A. | I0142 | TF/FFN | IU/7 | Class C | FINISHED GOODS | ATLAS™ FFN | Femur Fracture Nail | ATLAS FFN LEFT 13MM X 32CM | 16 | No | Yes |  | No | N. A. | No | N. A. | No | Yes | No | Yes | M. L.: MFG/MD/2021/000369 |  | 1 | ADLER PRODUCTS\ATLAS FFN PRODUCTS |  | CHANGED LABEL FORMAT NUMBER AS PER EMAIL FROM SDW DTD 19JUN2021 ON 19JUN2021 | Y | IM NAILS |  | 1 | No | Yes | Yes | Yes | N. A.
I0142 | I0142.1334 | ATLAS FFN LEFT 13MM X 34CM |  | I0142.1300 | 02 | 2020-08-16 | N. A. | N. A. | N. A. | QPF/I0142.13 | N. A. | N. A. | N. A. | N. A. | N. A. | PS/I0142.13 | 06 | 2020-09-03 | 2023-09-02 | N. A. | N. A. | I0142 | TF/FFN | IU/7 | Class C | FINISHED GOODS | ATLAS™ FFN | Femur Fracture Nail | ATLAS FFN LEFT 13MM X 34CM | 16 | No | Yes |  | No | N. A. | No | N. A. | No | Yes | No | Yes | M. L.: MFG/MD/2021/000369 |  | 1 | ADLER PRODUCTS\ATLAS FFN PRODUCTS |  | CHANGED LABEL FORMAT NUMBER AS PER EMAIL FROM SDW DTD 19JUN2021 ON 19JUN2021 | Y | IM NAILS |  | 1 | No | Yes | Yes | Yes | N. A.
I0142 | I0142.1336 | ATLAS FFN LEFT 13MM X 36CM |  | I0142.1300 | 02 | 2020-08-16 | N. A. | N. A. | N. A. | QPF/I0142.13 | N. A. | N. A. | N. A. | N. A. | N. A. | PS/I0142.13 | 06 | 2020-09-03 | 2023-09-02 | N. A. | N. A. | I0142 | TF/FFN | IU/7 | Class C | FINISHED GOODS | ATLAS™ FFN | Femur Fracture Nail | ATLAS FFN LEFT 13MM X 36CM | 16 | No | Yes |  | No | N. A. | No | N. A. | No | Yes | No | Yes | M. L.: MFG/MD/2021/000369 |  | 1 | ADLER PRODUCTS\ATLAS FFN PRODUCTS |  | CHANGED LABEL FORMAT NUMBER AS PER EMAIL FROM SDW DTD 19JUN2021 ON 19JUN2021 | Y | IM NAILS |  | 1 | No | Yes | Yes | Yes | N. A.
I0142 | I0142.1338 | ATLAS FFN LEFT 13MM X 38CM |  | I0142.1300 | 02 | 2020-08-16 | N. A. | N. A. | N. A. | QPF/I0142.13 | N. A. | N. A. | N. A. | N. A. | N. A. | PS/I0142.13 | 06 | 2020-09-03 | 2023-09-02 | N. A. | N. A. | I0142 | TF/FFN | IU/7 | Class C | FINISHED GOODS | ATLAS™ FFN | Femur Fracture Nail | ATLAS FFN LEFT 13MM X 38CM | 16 | No | Yes |  | No | N. A. | No | N. A. | No | Yes | No | Yes | M. L.: MFG/MD/2021/000369 |  | 1 | ADLER PRODUCTS\ATLAS FFN PRODUCTS |  | CHANGED LABEL FORMAT NUMBER AS PER EMAIL FROM SDW DTD 19JUN2021 ON 19JUN2021 | Y | IM NAILS |  | 1 | No | Yes | Yes | Yes | N. A.
I0142 | I0142.1340 | ATLAS FFN LEFT 13MM X 40CM |  | I0142.1300 | 02 | 2020-08-16 | N. A. | N. A. | N. A. | QPF/I0142.13 | N. A. | N. A. | N. A. | N. A. | N. A. | PS/I0142.13 | 06 | 2020-09-03 | 2023-09-02 | N. A. | N. A. | I0142 | TF/FFN | IU/7 | Class C | FINISHED GOODS | ATLAS™ FFN | Femur Fracture Nail | ATLAS FFN LEFT 13MM X 40CM | 16 | No | Yes |  | No | N. A. | No | N. A. | No | Yes | No | Yes | M. L.: MFG/MD/2021/000369 |  | 1 | ADLER PRODUCTS\ATLAS FFN PRODUCTS |  | CHANGED LABEL FORMAT NUMBER AS PER EMAIL FROM SDW DTD 19JUN2021 ON 19JUN2021 | Y | IM NAILS |  | 1 | No | Yes | Yes | Yes | N. A.
I0142 | I0142.1342 | ATLAS FFN LEFT 13MM X 42CM |  | I0142.1300 | 02 | 2020-08-16 | N. A. | N. A. | N. A. | QPF/I0142.13 | N. A. | N. A. | N. A. | N. A. | N. A. | PS/I0142.13 | 06 | 2020-09-03 | 2023-09-02 | N. A. | N. A. | I0142 | TF/FFN | IU/7 | Class C | FINISHED GOODS | ATLAS™ FFN | Femur Fracture Nail | ATLAS FFN LEFT 13MM X 42CM | 16 | No | Yes |  | No | N. A. | No | N. A. | No | Yes | No | Yes | M. L.: MFG/MD/2021/000369 |  | 1 | ADLER PRODUCTS\ATLAS FFN PRODUCTS |  | CHANGED LABEL FORMAT NUMBER AS PER EMAIL FROM SDW DTD 19JUN2021 ON 19JUN2021 | Y | IM NAILS |  | 1 | No | Yes | Yes | Yes | N. A.
I0142 | I0142.1344 | ATLAS FFN LEFT 13MM X 44CM |  | I0142.1300 | 02 | 2020-08-16 | N. A. | N. A. | N. A. | QPF/I0142.13 | N. A. | N. A. | N. A. | N. A. | N. A. | PS/I0142.13 | 06 | 2020-09-03 | 2023-09-02 | N. A. | N. A. | I0142 | TF/FFN | IU/7 | Class C | FINISHED GOODS | ATLAS™ FFN | Femur Fracture Nail | ATLAS FFN LEFT 13MM X 44CM | 16 | No | Yes |  | No | N. A. | No | N. A. | No | Yes | No | Yes | M. L.: MFG/MD/2021/000369 |  | 1 | ADLER PRODUCTS\ATLAS FFN PRODUCTS |  | CHANGED LABEL FORMAT NUMBER AS PER EMAIL FROM SDW DTD 19JUN2021 ON 19JUN2021 | Y | IM NAILS |  | 1 | No | Yes | Yes | Yes | N. A.
I0142 | I0142.1346 | ATLAS FFN LEFT 13MM X 46CM |  | I0142.1300 | 02 | 2020-08-16 | N. A. | N. A. | N. A. | QPF/I0142.13 | N. A. | N. A. | N. A. | N. A. | N. A. | PS/I0142.13 | 06 | 2020-09-03 | 2023-09-02 | N. A. | N. A. | I0142 | TF/FFN | IU/7 | Class C | FINISHED GOODS | ATLAS™ FFN | Femur Fracture Nail | ATLAS FFN LEFT 13MM X 46CM | 16 | No | Yes |  | No | N. A. | No | N. A. | No | Yes | No | Yes | M. L.: MFG/MD/2021/000369 |  | 1 | ADLER PRODUCTS\ATLAS FFN PRODUCTS |  | CHANGED LABEL FORMAT NUMBER AS PER EMAIL FROM SDW DTD 19JUN2021 ON 19JUN2021 | Y | IM NAILS |  | 1 | No | Yes | Yes | Yes | N. A.
I0142 | I0142.1348 | ATLAS FFN LEFT 13MM X 48CM |  | I0142.1300 | 02 | 2020-08-16 | N. A. | N. A. | N. A. | QPF/I0142.13 | N. A. | N. A. | N. A. | N. A. | N. A. | PS/I0142.13 | 06 | 2020-09-03 | 2023-09-02 | N. A. | N. A. | I0142 | TF/FFN | IU/7 | Class C | FINISHED GOODS | ATLAS™ FFN | Femur Fracture Nail | ATLAS FFN LEFT 13MM X 48CM | 16 | No | Yes |  | No | N. A. | No | N. A. | No | Yes | No | Yes | M. L.: MFG/MD/2021/000369 |  | 1 | ADLER PRODUCTS\ATLAS FFN PRODUCTS |  | CHANGED LABEL FORMAT NUMBER AS PER EMAIL FROM SDW DTD 19JUN2021 ON 19JUN2021 | Y | IM NAILS |  | 1 | No | Yes | Yes | Yes | N. A.
I0142 | I0142.1350 | ATLAS FFN LEFT 13MM X 50CM |  | I0142.1300 | 02 | 2020-08-16 | N. A. | N. A. | N. A. | QPF/I0142.13 | N. A. | N. A. | N. A. | N. A. | N. A. | PS/I0142.13 | 06 | 2020-09-03 | 2023-09-02 | N. A. | N. A. | I0142 | TF/FFN | IU/7 | Class C | FINISHED GOODS | ATLAS™ FFN | Femur Fracture Nail | ATLAS FFN LEFT 13MM X 50CM | 16 | No | Yes |  | No | N. A. | No | N. A. | No | Yes | No | Yes | M. L.: MFG/MD/2021/000369 |  | 1 | ADLER PRODUCTS\ATLAS FFN PRODUCTS |  | CHANGED LABEL FORMAT NUMBER AS PER EMAIL FROM SDW DTD 19JUN2021 ON 19JUN2021 | Y | IM NAILS |  | 1 | No | Yes | Yes | Yes | N. A.
I0143 | I0143.0930 | ATLAS FFN RIGHT 9MM X 30CM |  | I0143.0900 | 02 | 2020-08-18 | N. A. | N. A. | N. A. | QPF/I0143.09 | N. A. | N. A. | N. A. | N. A. | N. A. | PS/I0143.09 | 06 | 2020-09-03 | 2023-09-02 | N. A. | N. A. | I0143 | TF/FFN | IU/7 | Class C | FINISHED GOODS | ATLAS™ FFN | Femur Fracture Nail | ATLAS™ FFN RIGHT 9MM X 30CM | 16 | No | Yes |  | No | N. A. | No | N. A. | No | Yes | No | Yes | M. L.: MFG/MD/2021/000369 |  | 1 | ADLER PRODUCTS\ATLAS FFN PRODUCTS |  | CHANGED LABEL FORMAT NUMBER AS PER EMAIL FROM SDW DTD 19JUN2021 ON 19JUN2021 | N | IM NAILS |  | 1 | No | Yes | Yes | Yes | N. A.
I0143 | I0143.0932 | ATLAS FFN RIGHT 9MM X 32CM |  | I0143.0900 | 02 | 2020-08-18 | N. A. | N. A. | N. A. | QPF/I0143.09 | N. A. | N. A. | N. A. | N. A. | N. A. | PS/I0143.09 | 06 | 2020-09-03 | 2023-09-02 | N. A. | N. A. | I0143 | TF/FFN | IU/7 | Class C | FINISHED GOODS | ATLAS™ FFN | Femur Fracture Nail | ATLAS™ FFN RIGHT 9MM X 32CM | 16 | No | Yes |  | No | N. A. | No | N. A. | No | Yes | No | Yes | M. L.: MFG/MD/2021/000369 |  | 1 | ADLER PRODUCTS\ATLAS FFN PRODUCTS |  | CHANGED LABEL FORMAT NUMBER AS PER EMAIL FROM SDW DTD 19JUN2021 ON 19JUN2021 | N | IM NAILS |  | 1 | No | Yes | Yes | Yes | N. A.
I0143 | I0143.0934 | ATLAS FFN RIGHT 9MM X 34CM |  | I0143.0900 | 02 | 2020-08-18 | N. A. | N. A. | N. A. | QPF/I0143.09 | N. A. | N. A. | N. A. | N. A. | N. A. | PS/I0143.09 | 06 | 2020-09-03 | 2023-09-02 | N. A. | N. A. | I0143 | TF/FFN | IU/7 | Class C | FINISHED GOODS | ATLAS™ FFN | Femur Fracture Nail | ATLAS™ FFN RIGHT 9MM X 34CM | 16 | No | Yes |  | No | N. A. | No | N. A. | No | Yes | No | Yes | M. L.: MFG/MD/2021/000369 |  | 1 | ADLER PRODUCTS\ATLAS FFN PRODUCTS |  | CHANGED LABEL FORMAT NUMBER AS PER EMAIL FROM SDW DTD 19JUN2021 ON 19JUN2021 | N | IM NAILS |  | 1 | No | Yes | Yes | Yes | N. A.
I0143 | I0143.0936 | ATLAS FFN RIGHT 9MM X 36CM |  | I0143.0900 | 02 | 2020-08-18 | N. A. | N. A. | N. A. | QPF/I0143.09 | N. A. | N. A. | N. A. | N. A. | N. A. | PS/I0143.09 | 06 | 2020-09-03 | 2023-09-02 | N. A. | N. A. | I0143 | TF/FFN | IU/7 | Class C | FINISHED GOODS | ATLAS™ FFN | Femur Fracture Nail | ATLAS™ FFN RIGHT 9MM X 36CM | 16 | No | Yes |  | No | N. A. | No | N. A. | No | Yes | No | Yes | M. L.: MFG/MD/2021/000369 |  | 1 | ADLER PRODUCTS\ATLAS FFN PRODUCTS |  | CHANGED LABEL FORMAT NUMBER AS PER EMAIL FROM SDW DTD 19JUN2021 ON 19JUN2021 | N | IM NAILS |  | 1 | No | Yes | Yes | Yes | N. A.
I0143 | I0143.0938 | ATLAS FFN RIGHT 9MM X 38CM |  | I0143.0900 | 02 | 2020-08-18 | N. A. | N. A. | N. A. | QPF/I0143.09 | N. A. | N. A. | N. A. | N. A. | N. A. | PS/I0143.09 | 06 | 2020-09-03 | 2023-09-02 | N. A. | N. A. | I0143 | TF/FFN | IU/7 | Class C | FINISHED GOODS | ATLAS™ FFN | Femur Fracture Nail | ATLAS™ FFN RIGHT 9MM X 38CM | 16 | No | Yes |  | No | N. A. | No | N. A. | No | Yes | No | Yes | M. L.: MFG/MD/2021/000369 |  | 1 | ADLER PRODUCTS\ATLAS FFN PRODUCTS |  | CHANGED LABEL FORMAT NUMBER AS PER EMAIL FROM SDW DTD 19JUN2021 ON 19JUN2021 | N | IM NAILS |  | 1 | No | Yes | Yes | Yes | N. A.
I0143 | I0143.0940 | ATLAS FFN RIGHT 9MM X 40CM |  | I0143.0900 | 02 | 2020-08-18 | N. A. | N. A. | N. A. | QPF/I0143.09 | N. A. | N. A. | N. A. | N. A. | N. A. | PS/I0143.09 | 06 | 2020-09-03 | 2023-09-02 | N. A. | N. A. | I0143 | TF/FFN | IU/7 | Class C | FINISHED GOODS | ATLAS™ FFN | Femur Fracture Nail | ATLAS™ FFN RIGHT 9MM X 40CM | 16 | No | Yes |  | No | N. A. | No | N. A. | No | Yes | No | Yes | M. L.: MFG/MD/2021/000369 |  | 1 | ADLER PRODUCTS\ATLAS FFN PRODUCTS |  | CHANGED LABEL FORMAT NUMBER AS PER EMAIL FROM SDW DTD 19JUN2021 ON 19JUN2021 | N | IM NAILS |  | 1 | No | Yes | Yes | Yes | N. A.
I0143 | I0143.0942 | ATLAS FFN RIGHT 9MM X 42CM |  | I0143.0900 | 02 | 2020-08-18 | N. A. | N. A. | N. A. | QPF/I0143.09 | N. A. | N. A. | N. A. | N. A. | N. A. | PS/I0143.09 | 06 | 2020-09-03 | 2023-09-02 | N. A. | N. A. | I0143 | TF/FFN | IU/7 | Class C | FINISHED GOODS | ATLAS™ FFN | Femur Fracture Nail | ATLAS™ FFN RIGHT 9MM X 42CM | 16 | No | Yes |  | No | N. A. | No | N. A. | No | Yes | No | Yes | M. L.: MFG/MD/2021/000369 |  | 1 | ADLER PRODUCTS\ATLAS FFN PRODUCTS |  | CHANGED LABEL FORMAT NUMBER AS PER EMAIL FROM SDW DTD 19JUN2021 ON 19JUN2021 | N | IM NAILS |  | 1 | No | Yes | Yes | Yes | N. A.
I0143 | I0143.0944 | ATLAS FFN RIGHT 9MM X 44CM |  | I0143.0900 | 02 | 2020-08-18 | N. A. | N. A. | N. A. | QPF/I0143.09 | N. A. | N. A. | N. A. | N. A. | N. A. | PS/I0143.09 | 06 | 2020-09-03 | 2023-09-02 | N. A. | N. A. | I0143 | TF/FFN | IU/7 | Class C | FINISHED GOODS | ATLAS™ FFN | Femur Fracture Nail | ATLAS™ FFN RIGHT 9MM X 44CM | 16 | No | Yes |  | No | N. A. | No | N. A. | No | Yes | No | Yes | M. L.: MFG/MD/2021/000369 |  | 1 | ADLER PRODUCTS\ATLAS FFN PRODUCTS |  | CHANGED LABEL FORMAT NUMBER AS PER EMAIL FROM SDW DTD 19JUN2021 ON 19JUN2021 | N | IM NAILS |  | 1 | No | Yes | Yes | Yes | N. A.
I0143 | I0143.0946 | ATLAS FFN RIGHT 9MM X 46CM |  | I0143.0900 | 02 | 2020-08-18 | N. A. | N. A. | N. A. | QPF/I0143.09 | N. A. | N. A. | N. A. | N. A. | N. A. | PS/I0143.09 | 06 | 2020-09-03 | 2023-09-02 | N. A. | N. A. | I0143 | TF/FFN | IU/7 | Class C | FINISHED GOODS | ATLAS™ FFN | Femur Fracture Nail | ATLAS™ FFN RIGHT 9MM X 46CM | 16 | No | Yes |  | No | N. A. | No | N. A. | No | Yes | No | Yes | M. L.: MFG/MD/2021/000369 |  | 1 | ADLER PRODUCTS\ATLAS FFN PRODUCTS |  | CHANGED LABEL FORMAT NUMBER AS PER EMAIL FROM SDW DTD 19JUN2021 ON 19JUN2021 | Y | IM NAILS |  | 1 | No | Yes | Yes | Yes | N. A.
I0143 | I0143.0948 | ATLAS FFN RIGHT 9MM X 48CM |  | I0143.0900 | 02 | 2020-08-18 | N. A. | N. A. | N. A. | QPF/I0143.09 | N. A. | N. A. | N. A. | N. A. | N. A. | PS/I0143.09 | 06 | 2020-09-03 | 2023-09-02 | N. A. | N. A. | I0143 | TF/FFN | IU/7 | Class C | FINISHED GOODS | ATLAS™ FFN | Femur Fracture Nail | ATLAS™ FFN RIGHT 9MM X 48CM | 16 | No | Yes |  | No | N. A. | No | N. A. | No | Yes | No | Yes | M. L.: MFG/MD/2021/000369 |  | 1 | ADLER PRODUCTS\ATLAS FFN PRODUCTS |  | CHANGED LABEL FORMAT NUMBER AS PER EMAIL FROM SDW DTD 19JUN2021 ON 19JUN2021 | Y | IM NAILS |  | 1 | No | Yes | Yes | Yes | N. A.
I0143 | I0143.0950 | ATLAS FFN RIGHT 9MM X 50CM |  | I0143.0900 | 02 | 2020-08-18 | N. A. | N. A. | N. A. | QPF/I0143.09 | N. A. | N. A. | N. A. | N. A. | N. A. | PS/I0143.09 | 06 | 2020-09-03 | 2023-09-02 | N. A. | N. A. | I0143 | TF/FFN | IU/7 | Class C | FINISHED GOODS | ATLAS™ FFN | Femur Fracture Nail | ATLAS™ FFN RIGHT 9MM X 50CM | 16 | No | Yes |  | No | N. A. | No | N. A. | No | Yes | No | Yes | M. L.: MFG/MD/2021/000369 |  | 1 | ADLER PRODUCTS\ATLAS FFN PRODUCTS |  | CHANGED LABEL FORMAT NUMBER AS PER EMAIL FROM SDW DTD 19JUN2021 ON 19JUN2021 | N | IM NAILS |  | 1 | No | Yes | Yes | Yes | N. A.
I0143 | I0143.1030 | ATLAS FFN RIGHT 10MM X 30CM |  | I0143.1000 | 02 | 2020-08-18 | N. A. | N. A. | N. A. | QPF/I0143.10 | N. A. | N. A. | N. A. | N. A. | N. A. | PS/I0143.10 | 06 | 2020-09-03 | 2023-09-02 | N. A. | N. A. | I0143 | TF/FFN | IU/7 | Class C | FINISHED GOODS | ATLAS™ FFN | Femur Fracture Nail | ATLAS FFN RIGHT 10MM X 30CM | 16 | No | Yes |  | No | N. A. | No | N. A. | No | Yes | No | Yes | M. L.: MFG/MD/2021/000369 |  | 1 | ADLER PRODUCTS\ATLAS FFN PRODUCTS |  | CHANGED LABEL FORMAT NUMBER AS PER EMAIL FROM SDW DTD 19JUN2021 ON 19JUN2021 | N | IM NAILS |  | 1 | No | Yes | Yes | Yes | N. A.
I0143 | I0143.1032 | ATLAS FFN RIGHT 10MM X 32CM |  | I0143.1000 | 02 | 2020-08-18 | N. A. | N. A. | N. A. | QPF/I0143.10 | N. A. | N. A. | N. A. | N. A. | N. A. | PS/I0143.10 | 06 | 2020-09-03 | 2023-09-02 | N. A. | N. A. | I0143 | TF/FFN | IU/7 | Class C | FINISHED GOODS | ATLAS™ FFN | Femur Fracture Nail | ATLAS FFN RIGHT 10MM X 32CM | 16 | No | Yes |  | No | N. A. | No | N. A. | No | Yes | No | Yes | M. L.: MFG/MD/2021/000369 |  | 1 | ADLER PRODUCTS\ATLAS FFN PRODUCTS |  | CHANGED LABEL FORMAT NUMBER AS PER EMAIL FROM SDW DTD 19JUN2021 ON 19JUN2021 | N | IM NAILS |  | 1 | No | Yes | Yes | Yes | N. A.
I0143 | I0143.1034 | ATLAS FFN RIGHT 10MM X 34CM |  | I0143.1000 | 02 | 2020-08-18 | N. A. | N. A. | N. A. | QPF/I0143.10 | N. A. | N. A. | N. A. | N. A. | N. A. | PS/I0143.10 | 06 | 2020-09-03 | 2023-09-02 | N. A. | N. A. | I0143 | TF/FFN | IU/7 | Class C | FINISHED GOODS | ATLAS™ FFN | Femur Fracture Nail | ATLAS FFN RIGHT 10MM X 34CM | 16 | No | Yes |  | No | N. A. | No | N. A. | No | Yes | No | Yes | M. L.: MFG/MD/2021/000369 |  | 1 | ADLER PRODUCTS\ATLAS FFN PRODUCTS |  | CHANGED LABEL FORMAT NUMBER AS PER EMAIL FROM SDW DTD 19JUN2021 ON 19JUN2021 | N | IM NAILS |  | 1 | No | Yes | Yes | Yes | N. A.
I0143 | I0143.1036 | ATLAS FFN RIGHT 10MM X 36CM |  | I0143.1000 | 02 | 2020-08-18 | N. A. | N. A. | N. A. | QPF/I0143.10 | N. A. | N. A. | N. A. | N. A. | N. A. | PS/I0143.10 | 06 | 2020-09-03 | 2023-09-02 | N. A. | N. A. | I0143 | TF/FFN | IU/7 | Class C | FINISHED GOODS | ATLAS™ FFN | Femur Fracture Nail | ATLAS FFN RIGHT 10MM X 36CM | 16 | No | Yes |  | No | N. A. | No | N. A. | No | Yes | No | Yes | M. L.: MFG/MD/2021/000369 |  | 1 | ADLER PRODUCTS\ATLAS FFN PRODUCTS |  | CHANGED LABEL FORMAT NUMBER AS PER EMAIL FROM SDW DTD 19JUN2021 ON 19JUN2021 | N | IM NAILS |  | 1 | No | Yes | Yes | Yes | N. A.
I0143 | I0143.1038 | ATLAS FFN RIGHT 10MM X 38CM |  | I0143.1000 | 02 | 2020-08-18 | N. A. | N. A. | N. A. | QPF/I0143.10 | N. A. | N. A. | N. A. | N. A. | N. A. | PS/I0143.10 | 06 | 2020-09-03 | 2023-09-02 | N. A. | N. A. | I0143 | TF/FFN | IU/7 | Class C | FINISHED GOODS | ATLAS™ FFN | Femur Fracture Nail | ATLAS FFN RIGHT 10MM X 38CM | 16 | No | Yes |  | No | N. A. | No | N. A. | No | Yes | No | Yes | M. L.: MFG/MD/2021/000369 |  | 1 | ADLER PRODUCTS\ATLAS FFN PRODUCTS |  | CHANGED LABEL FORMAT NUMBER AS PER EMAIL FROM SDW DTD 19JUN2021 ON 19JUN2021 | N | IM NAILS |  | 1 | No | Yes | Yes | Yes | N. A.
I0143 | I0143.1040 | ATLAS FFN RIGHT 10MM X 40CM |  | I0143.1000 | 02 | 2020-08-18 | N. A. | N. A. | N. A. | QPF/I0143.10 | N. A. | N. A. | N. A. | N. A. | N. A. | PS/I0143.10 | 06 | 2020-09-03 | 2023-09-02 | N. A. | N. A. | I0143 | TF/FFN | IU/7 | Class C | FINISHED GOODS | ATLAS™ FFN | Femur Fracture Nail | ATLAS FFN RIGHT 10MM X 40CM | 16 | No | Yes |  | No | N. A. | No | N. A. | No | Yes | No | Yes | M. L.: MFG/MD/2021/000369 |  | 1 | ADLER PRODUCTS\ATLAS FFN PRODUCTS |  | CHANGED LABEL FORMAT NUMBER AS PER EMAIL FROM SDW DTD 19JUN2021 ON 19JUN2021 | N | IM NAILS |  | 1 | No | Yes | Yes | Yes | N. A.
I0143 | I0143.1042 | ATLAS FFN RIGHT 10MM X 42CM |  | I0143.1000 | 02 | 2020-08-18 | N. A. | N. A. | N. A. | QPF/I0143.10 | N. A. | N. A. | N. A. | N. A. | N. A. | PS/I0143.10 | 06 | 2020-09-03 | 2023-09-02 | N. A. | N. A. | I0143 | TF/FFN | IU/7 | Class C | FINISHED GOODS | ATLAS™ FFN | Femur Fracture Nail | ATLAS FFN RIGHT 10MM X 42CM | 16 | No | Yes |  | No | N. A. | No | N. A. | No | Yes | No | Yes | M. L.: MFG/MD/2021/000369 |  | 1 | ADLER PRODUCTS\ATLAS FFN PRODUCTS |  | CHANGED LABEL FORMAT NUMBER AS PER EMAIL FROM SDW DTD 19JUN2021 ON 19JUN2021 | N | IM NAILS |  | 1 | No | Yes | Yes | Yes | N. A.
I0143 | I0143.1044 | ATLAS FFN RIGHT 10MM X 44CM |  | I0143.1000 | 02 | 2020-08-18 | N. A. | N. A. | N. A. | QPF/I0143.10 | N. A. | N. A. | N. A. | N. A. | N. A. | PS/I0143.10 | 06 | 2020-09-03 | 2023-09-02 | N. A. | N. A. | I0143 | TF/FFN | IU/7 | Class C | FINISHED GOODS | ATLAS™ FFN | Femur Fracture Nail | ATLAS FFN RIGHT 10MM X 44CM | 16 | No | Yes |  | No | N. A. | No | N. A. | No | Yes | No | Yes | M. L.: MFG/MD/2021/000369 |  | 1 | ADLER PRODUCTS\ATLAS FFN PRODUCTS |  | CHANGED LABEL FORMAT NUMBER AS PER EMAIL FROM SDW DTD 19JUN2021 ON 19JUN2021 | N | IM NAILS |  | 1 | No | Yes | Yes | Yes | N. A.
I0143 | I0143.1046 | ATLAS FFN RIGHT 10MM X 46CM |  | I0143.1000 | 02 | 2020-08-18 | N. A. | N. A. | N. A. | QPF/I0143.10 | N. A. | N. A. | N. A. | N. A. | N. A. | PS/I0143.10 | 06 | 2020-09-03 | 2023-09-02 | N. A. | N. A. | I0143 | TF/FFN | IU/7 | Class C | FINISHED GOODS | ATLAS™ FFN | Femur Fracture Nail | ATLAS FFN RIGHT 10MM X 46CM | 16 | No | Yes |  | No | N. A. | No | N. A. | No | Yes | No | Yes | M. L.: MFG/MD/2021/000369 |  | 1 | ADLER PRODUCTS\ATLAS FFN PRODUCTS |  | CHANGED LABEL FORMAT NUMBER AS PER EMAIL FROM SDW DTD 19JUN2021 ON 19JUN2021 | Y | IM NAILS |  | 1 | No | Yes | Yes | Yes | N. A.
I0143 | I0143.1048 | ATLAS FFN RIGHT 10MM X 48CM |  | I0143.1000 | 02 | 2020-08-18 | N. A. | N. A. | N. A. | QPF/I0143.10 | N. A. | N. A. | N. A. | N. A. | N. A. | PS/I0143.10 | 06 | 2020-09-03 | 2023-09-02 | N. A. | N. A. | I0143 | TF/FFN | IU/7 | Class C | FINISHED GOODS | ATLAS™ FFN | Femur Fracture Nail | ATLAS FFN RIGHT 10MM X 48CM | 16 | No | Yes |  | No | N. A. | No | N. A. | No | Yes | No | Yes | M. L.: MFG/MD/2021/000369 |  | 1 | ADLER PRODUCTS\ATLAS FFN PRODUCTS |  | CHANGED LABEL FORMAT NUMBER AS PER EMAIL FROM SDW DTD 19JUN2021 ON 19JUN2021 | Y | IM NAILS |  | 1 | No | Yes | Yes | Yes | N. A.
I0143 | I0143.1050 | ATLAS FFN RIGHT 10MM X 50CM |  | I0143.1000 | 02 | 2020-08-18 | N. A. | N. A. | N. A. | QPF/I0143.10 | N. A. | N. A. | N. A. | N. A. | N. A. | PS/I0143.10 | 06 | 2020-09-03 | 2023-09-02 | N. A. | N. A. | I0143 | TF/FFN | IU/7 | Class C | FINISHED GOODS | ATLAS™ FFN | Femur Fracture Nail | ATLAS FFN RIGHT 10MM X 50CM | 16 | No | Yes |  | No | N. A. | No | N. A. | No | Yes | No | Yes | M. L.: MFG/MD/2021/000369 |  | 1 | ADLER PRODUCTS\ATLAS FFN PRODUCTS |  | CHANGED LABEL FORMAT NUMBER AS PER EMAIL FROM SDW DTD 19JUN2021 ON 19JUN2021 | Y | IM NAILS |  | 1 | No | Yes | Yes | Yes | N. A.
I0143 | I0143.1130 | ATLAS FFN RIGHT 11.5MM X 30CM |  | I0143.1100 | 02 | 2020-08-18 | N. A. | N. A. | N. A. | QPF/I0142.1100 | 04 | 2018-09-06 | N. A. | N. A. | N. A. | PS/I0143.11 | 06 | 2020-09-03 | 2023-09-02 | N. A. | N. A. | I0143 | TF/FFN | IU/7 | Class C | FINISHED GOODS | ATLAS™ FFN | Femur Fracture Nail | ATLAS FFN RIGHT 11.5MM X 30CM | 16 | No | Yes |  | No | N. A. | No | N. A. | No | Yes | No | Yes | M. L.: MFG/MD/2021/000369 |  | 1 | ADLER PRODUCTS\ATLAS FFN PRODUCTS |  | CHANGED LABEL FORMAT NUMBER AS PER EMAIL FROM SDW DTD 19JUN2021 ON 19JUN2021 | N | IM NAILS |  | 1 | No | Yes | Yes | Yes | N. A.
I0143 | I0143.1132 | ATLAS FFN RIGHT 11.5MM X 32CM |  | I0143.1100 | 02 | 2020-08-18 | N. A. | N. A. | N. A. | QPF/I0142.1100 | 04 | 2018-09-06 | N. A. | N. A. | N. A. | PS/I0143.11 | 06 | 2020-09-03 | 2023-09-02 | N. A. | N. A. | I0143 | TF/FFN | IU/7 | Class C | FINISHED GOODS | ATLAS™ FFN | Femur Fracture Nail | ATLAS FFN RIGHT 11.5MM X 32CM | 16 | No | Yes |  | No | N. A. | No | N. A. | No | Yes | No | Yes | M. L.: MFG/MD/2021/000369 |  | 1 | ADLER PRODUCTS\ATLAS FFN PRODUCTS |  | CHANGED LABEL FORMAT NUMBER AS PER EMAIL FROM SDW DTD 19JUN2021 ON 19JUN2021 | N | IM NAILS |  | 1 | No | Yes | Yes | Yes | N. A.
I0143 | I0143.1134 | ATLAS FFN RIGHT 11.5MM X 34CM |  | I0143.1100 | 02 | 2020-08-18 | N. A. | N. A. | N. A. | QPF/I0142.1100 | 04 | 2018-09-06 | N. A. | N. A. | N. A. | PS/I0143.11 | 06 | 2020-09-03 | 2023-09-02 | N. A. | N. A. | I0143 | TF/FFN | IU/7 | Class C | FINISHED GOODS | ATLAS™ FFN | Femur Fracture Nail | ATLAS FFN RIGHT 11.5MM X 34CM | 16 | No | Yes |  | No | N. A. | No | N. A. | No | Yes | No | Yes | M. L.: MFG/MD/2021/000369 |  | 1 | ADLER PRODUCTS\ATLAS FFN PRODUCTS |  | CHANGED LABEL FORMAT NUMBER AS PER EMAIL FROM SDW DTD 19JUN2021 ON 19JUN2021 | N | IM NAILS |  | 1 | No | Yes | Yes | Yes | N. A.
I0143 | I0143.1136 | ATLAS FFN RIGHT 11.5MM X 36CM |  | I0143.1100 | 02 | 2020-08-18 | N. A. | N. A. | N. A. | QPF/I0142.1100 | 04 | 2018-09-06 | N. A. | N. A. | N. A. | PS/I0143.11 | 06 | 2020-09-03 | 2023-09-02 | N. A. | N. A. | I0143 | TF/FFN | IU/7 | Class C | FINISHED GOODS | ATLAS™ FFN | Femur Fracture Nail | ATLAS FFN RIGHT 11.5MM X 36CM | 16 | No | Yes |  | No | N. A. | No | N. A. | No | Yes | No | Yes | M. L.: MFG/MD/2021/000369 |  | 1 | ADLER PRODUCTS\ATLAS FFN PRODUCTS |  | CHANGED LABEL FORMAT NUMBER AS PER EMAIL FROM SDW DTD 19JUN2021 ON 19JUN2021 | N | IM NAILS |  | 1 | No | Yes | Yes | Yes | N. A.
I0143 | I0143.1138 | ATLAS FFN RIGHT 11.5MM X 38CM |  | I0143.1100 | 02 | 2020-08-18 | N. A. | N. A. | N. A. | QPF/I0142.1100 | 04 | 2018-09-06 | N. A. | N. A. | N. A. | PS/I0143.11 | 06 | 2020-09-03 | 2023-09-02 | N. A. | N. A. | I0143 | TF/FFN | IU/7 | Class C | FINISHED GOODS | ATLAS™ FFN | Femur Fracture Nail | ATLAS FFN RIGHT 11.5MM X 38CM | 16 | No | Yes |  | No | N. A. | No | N. A. | No | Yes | No | Yes | M. L.: MFG/MD/2021/000369 |  | 1 | ADLER PRODUCTS\ATLAS FFN PRODUCTS |  | CHANGED LABEL FORMAT NUMBER AS PER EMAIL FROM SDW DTD 19JUN2021 ON 19JUN2021 | N | IM NAILS |  | 1 | No | Yes | Yes | Yes | N. A.
I0143 | I0143.1140 | ATLAS FFN RIGHT 11.5MM X 40CM |  | I0143.1100 | 02 | 2020-08-18 | N. A. | N. A. | N. A. | QPF/I0142.1100 | 04 | 2018-09-06 | N. A. | N. A. | N. A. | PS/I0143.11 | 06 | 2020-09-03 | 2023-09-02 | N. A. | N. A. | I0143 | TF/FFN | IU/7 | Class C | FINISHED GOODS | ATLAS™ FFN | Femur Fracture Nail | ATLAS FFN RIGHT 11.5MM X 40CM | 16 | No | Yes |  | No | N. A. | No | N. A. | No | Yes | No | Yes | M. L.: MFG/MD/2021/000369 |  | 1 | ADLER PRODUCTS\ATLAS FFN PRODUCTS |  | CHANGED LABEL FORMAT NUMBER AS PER EMAIL FROM SDW DTD 19JUN2021 ON 19JUN2021 | N | IM NAILS |  | 1 | No | Yes | Yes | Yes | N. A.
I0143 | I0143.1142 | ATLAS FFN RIGHT 11.5MM X 42CM |  | I0143.1100 | 02 | 2020-08-18 | N. A. | N. A. | N. A. | QPF/I0142.1100 | 04 | 2018-09-06 | N. A. | N. A. | N. A. | PS/I0143.11 | 06 | 2020-09-03 | 2023-09-02 | N. A. | N. A. | I0143 | TF/FFN | IU/7 | Class C | FINISHED GOODS | ATLAS™ FFN | Femur Fracture Nail | ATLAS FFN RIGHT 11.5MM X 42CM | 16 | No | Yes |  | No | N. A. | No | N. A. | No | Yes | No | Yes | M. L.: MFG/MD/2021/000369 |  | 1 | ADLER PRODUCTS\ATLAS FFN PRODUCTS |  | CHANGED LABEL FORMAT NUMBER AS PER EMAIL FROM SDW DTD 19JUN2021 ON 19JUN2021 | N | IM NAILS |  | 1 | No | Yes | Yes | Yes | N. A.
I0143 | I0143.1144 | ATLAS FFN RIGHT 11.5MM X 44CM |  | I0143.1100 | 02 | 2020-08-18 | N. A. | N. A. | N. A. | QPF/I0142.1100 | 04 | 2018-09-06 | N. A. | N. A. | N. A. | PS/I0143.11 | 06 | 2020-09-03 | 2023-09-02 | N. A. | N. A. | I0143 | TF/FFN | IU/7 | Class C | FINISHED GOODS | ATLAS™ FFN | Femur Fracture Nail | ATLAS FFN RIGHT 11.5MM X 44CM | 16 | No | Yes |  | No | N. A. | No | N. A. | No | Yes | No | Yes | M. L.: MFG/MD/2021/000369 |  | 1 | ADLER PRODUCTS\ATLAS FFN PRODUCTS |  | CHANGED LABEL FORMAT NUMBER AS PER EMAIL FROM SDW DTD 19JUN2021 ON 19JUN2021 | N | IM NAILS |  | 1 | No | Yes | Yes | Yes | N. A.
I0143 | I0143.1146 | ATLAS FFN RIGHT 11.5MM X 46CM |  | I0143.1100 | 02 | 2020-08-18 | N. A. | N. A. | N. A. | QPF/I0142.1100 | 04 | 2018-09-06 | N. A. | N. A. | N. A. | PS/I0143.11 | 06 | 2020-09-03 | 2023-09-02 | N. A. | N. A. | I0143 | TF/FFN | IU/7 | Class C | FINISHED GOODS | ATLAS™ FFN | Femur Fracture Nail | ATLAS FFN RIGHT 11.5MM X 46CM | 16 | No | Yes |  | No | N. A. | No | N. A. | No | Yes | No | Yes | M. L.: MFG/MD/2021/000369 |  | 1 | ADLER PRODUCTS\ATLAS FFN PRODUCTS |  | CHANGED LABEL FORMAT NUMBER AS PER EMAIL FROM SDW DTD 19JUN2021 ON 19JUN2021 | Y | IM NAILS |  | 1 | No | Yes | Yes | Yes | N. A.
I0143 | I0143.1148 | ATLAS FFN RIGHT 11.5MM X 48CM |  | I0143.1100 | 02 | 2020-08-18 | N. A. | N. A. | N. A. | QPF/I0142.1100 | 04 | 2018-09-06 | N. A. | N. A. | N. A. | PS/I0143.11 | 06 | 2020-09-03 | 2023-09-02 | N. A. | N. A. | I0143 | TF/FFN | IU/7 | Class C | FINISHED GOODS | ATLAS™ FFN | Femur Fracture Nail | ATLAS FFN RIGHT 11.5MM X 48CM | 16 | No | Yes |  | No | N. A. | No | N. A. | No | Yes | No | Yes | M. L.: MFG/MD/2021/000369 |  | 1 | ADLER PRODUCTS\ATLAS FFN PRODUCTS |  | CHANGED LABEL FORMAT NUMBER AS PER EMAIL FROM SDW DTD 19JUN2021 ON 19JUN2021 | Y | IM NAILS |  | 1 | No | Yes | Yes | Yes | N. A.
I0143 | I0143.1150 | ATLAS FFN RIGHT 11.5MM X 50CM |  | I0143.1100 | 02 | 2020-08-18 | N. A. | N. A. | N. A. | QPF/I0142.1100 | 04 | 2018-09-06 | N. A. | N. A. | N. A. | PS/I0143.11 | 06 | 2020-09-03 | 2023-09-02 | N. A. | N. A. | I0143 | TF/FFN | IU/7 | Class C | FINISHED GOODS | ATLAS™ FFN | Femur Fracture Nail | ATLAS FFN RIGHT 11.5MM X 50CM | 16 | No | Yes |  | No | N. A. | No | N. A. | No | Yes | No | Yes | M. L.: MFG/MD/2021/000369 |  | 1 | ADLER PRODUCTS\ATLAS FFN PRODUCTS |  | CHANGED LABEL FORMAT NUMBER AS PER EMAIL FROM SDW DTD 19JUN2021 ON 19JUN2021 | Y | IM NAILS |  | 1 | No | Yes | Yes | Yes | N. A.
I0143 | I0143.1330 | ATLAS FFN RIGHT 13MM X 30CM |  | I0143.1300 | 02 | 2020-08-18 | N. A. | N. A. | N. A. | QPF/I0143.13 | N. A. | N. A. | N. A. | N. A. | N. A. | PS/I0143.13 | 06 | 2020-09-03 | 2023-09-02 | N. A. | N. A. | I0143 | TF/FFN | IU/7 | Class C | FINISHED GOODS | ATLAS™ FFN | Femur Fracture Nail | ATLAS FFN RIGHT 13MM X 30CM | 16 | No | Yes |  | No | N. A. | No | N. A. | No | Yes | No | Yes | M. L.: MFG/MD/2021/000369 |  | 1 | ADLER PRODUCTS\ATLAS FFN PRODUCTS |  | CHANGED LABEL FORMAT NUMBER AS PER EMAIL FROM SDW DTD 19JUN2021 ON 19JUN2021 | Y | IM NAILS |  | 1 | No | Yes | Yes | Yes | N. A.
I0143 | I0143.1332 | ATLAS FFN RIGHT 13MM X 32CM |  | I0143.1300 | 02 | 2020-08-18 | N. A. | N. A. | N. A. | QPF/I0143.13 | N. A. | N. A. | N. A. | N. A. | N. A. | PS/I0143.13 | 06 | 2020-09-03 | 2023-09-02 | N. A. | N. A. | I0143 | TF/FFN | IU/7 | Class C | FINISHED GOODS | ATLAS™ FFN | Femur Fracture Nail | ATLAS FFN RIGHT 13MM X 32CM | 16 | No | Yes |  | No | N. A. | No | N. A. | No | Yes | No | Yes | M. L.: MFG/MD/2021/000369 |  | 1 | ADLER PRODUCTS\ATLAS FFN PRODUCTS |  | CHANGED LABEL FORMAT NUMBER AS PER EMAIL FROM SDW DTD 19JUN2021 ON 19JUN2021 | Y | IM NAILS |  | 1 | No | Yes | Yes | Yes | N. A.
I0143 | I0143.1334 | ATLAS FFN RIGHT 13MM X 34CM |  | I0143.1300 | 02 | 2020-08-18 | N. A. | N. A. | N. A. | QPF/I0143.13 | N. A. | N. A. | N. A. | N. A. | N. A. | PS/I0143.13 | 06 | 2020-09-03 | 2023-09-02 | N. A. | N. A. | I0143 | TF/FFN | IU/7 | Class C | FINISHED GOODS | ATLAS™ FFN | Femur Fracture Nail | ATLAS FFN RIGHT 13MM X 34CM | 16 | No | Yes |  | No | N. A. | No | N. A. | No | Yes | No | Yes | M. L.: MFG/MD/2021/000369 |  | 1 | ADLER PRODUCTS\ATLAS FFN PRODUCTS |  | CHANGED LABEL FORMAT NUMBER AS PER EMAIL FROM SDW DTD 19JUN2021 ON 19JUN2021 | Y | IM NAILS |  | 1 | No | Yes | Yes | Yes | N. A.
I0143 | I0143.1336 | ATLAS FFN RIGHT 13MM X 36CM |  | I0143.1300 | 02 | 2020-08-18 | N. A. | N. A. | N. A. | QPF/I0143.13 | N. A. | N. A. | N. A. | N. A. | N. A. | PS/I0143.13 | 06 | 2020-09-03 | 2023-09-02 | N. A. | N. A. | I0143 | TF/FFN | IU/7 | Class C | FINISHED GOODS | ATLAS™ FFN | Femur Fracture Nail | ATLAS FFN RIGHT 13MM X 36CM | 16 | No | Yes |  | No | N. A. | No | N. A. | No | Yes | No | Yes | M. L.: MFG/MD/2021/000369 |  | 1 | ADLER PRODUCTS\ATLAS FFN PRODUCTS |  | CHANGED LABEL FORMAT NUMBER AS PER EMAIL FROM SDW DTD 19JUN2021 ON 19JUN2021 | Y | IM NAILS |  | 1 | No | Yes | Yes | Yes | N. A.
I0143 | I0143.1338 | ATLAS FFN RIGHT 13MM X 38CM |  | I0143.1300 | 02 | 2020-08-18 | N. A. | N. A. | N. A. | QPF/I0143.13 | N. A. | N. A. | N. A. | N. A. | N. A. | PS/I0143.13 | 06 | 2020-09-03 | 2023-09-02 | N. A. | N. A. | I0143 | TF/FFN | IU/7 | Class C | FINISHED GOODS | ATLAS™ FFN | Femur Fracture Nail | ATLAS FFN RIGHT 13MM X 38CM | 16 | No | Yes |  | No | N. A. | No | N. A. | No | Yes | No | Yes | M. L.: MFG/MD/2021/000369 |  | 1 | ADLER PRODUCTS\ATLAS FFN PRODUCTS |  | CHANGED LABEL FORMAT NUMBER AS PER EMAIL FROM SDW DTD 19JUN2021 ON 19JUN2021 | Y | IM NAILS |  | 1 | No | Yes | Yes | Yes | N. A.
I0143 | I0143.1340 | ATLAS FFN RIGHT 13MM X 40CM |  | I0143.1300 | 02 | 2020-08-18 | N. A. | N. A. | N. A. | QPF/I0143.13 | N. A. | N. A. | N. A. | N. A. | N. A. | PS/I0143.13 | 06 | 2020-09-03 | 2023-09-02 | N. A. | N. A. | I0143 | TF/FFN | IU/7 | Class C | FINISHED GOODS | ATLAS™ FFN | Femur Fracture Nail | ATLAS FFN RIGHT 13MM X 40CM | 16 | No | Yes |  | No | N. A. | No | N. A. | No | Yes | No | Yes | M. L.: MFG/MD/2021/000369 |  | 1 | ADLER PRODUCTS\ATLAS FFN PRODUCTS |  | CHANGED LABEL FORMAT NUMBER AS PER EMAIL FROM SDW DTD 19JUN2021 ON 19JUN2021 | Y | IM NAILS |  | 1 | No | Yes | Yes | Yes | N. A.
I0143 | I0143.1342 | ATLAS FFN RIGHT 13MM X 42CM |  | I0143.1300 | 02 | 2020-08-18 | N. A. | N. A. | N. A. | QPF/I0143.13 | N. A. | N. A. | N. A. | N. A. | N. A. | PS/I0143.13 | 06 | 2020-09-03 | 2023-09-02 | N. A. | N. A. | I0143 | TF/FFN | IU/7 | Class C | FINISHED GOODS | ATLAS™ FFN | Femur Fracture Nail | ATLAS FFN RIGHT 13MM X 42CM | 16 | No | Yes |  | No | N. A. | No | N. A. | No | Yes | No | Yes | M. L.: MFG/MD/2021/000369 |  | 1 | ADLER PRODUCTS\ATLAS FFN PRODUCTS |  | CHANGED LABEL FORMAT NUMBER AS PER EMAIL FROM SDW DTD 19JUN2021 ON 19JUN2021 | Y | IM NAILS |  | 1 | No | Yes | Yes | Yes | N. A.
I0143 | I0143.1344 | ATLAS FFN RIGHT 13MM X 44CM |  | I0143.1300 | 02 | 2020-08-18 | N. A. | N. A. | N. A. | QPF/I0143.13 | N. A. | N. A. | N. A. | N. A. | N. A. | PS/I0143.13 | 06 | 2020-09-03 | 2023-09-02 | N. A. | N. A. | I0143 | TF/FFN | IU/7 | Class C | FINISHED GOODS | ATLAS™ FFN | Femur Fracture Nail | ATLAS FFN RIGHT 13MM X 44CM | 16 | No | Yes |  | No | N. A. | No | N. A. | No | Yes | No | Yes | M. L.: MFG/MD/2021/000369 |  | 1 | ADLER PRODUCTS\ATLAS FFN PRODUCTS |  | CHANGED LABEL FORMAT NUMBER AS PER EMAIL FROM SDW DTD 19JUN2021 ON 19JUN2021 | Y | IM NAILS |  | 1 | No | Yes | Yes | Yes | N. A.
I0143 | I0143.1346 | ATLAS FFN RIGHT 13MM X 46CM |  | I0143.1300 | 02 | 2020-08-18 | N. A. | N. A. | N. A. | QPF/I0143.13 | N. A. | N. A. | N. A. | N. A. | N. A. | PS/I0143.13 | 06 | 2020-09-03 | 2023-09-02 | N. A. | N. A. | I0143 | TF/FFN | IU/7 | Class C | FINISHED GOODS | ATLAS™ FFN | Femur Fracture Nail | ATLAS FFN RIGHT 13MM X 46CM | 16 | No | Yes |  | No | N. A. | No | N. A. | No | Yes | No | Yes | M. L.: MFG/MD/2021/000369 |  | 1 | ADLER PRODUCTS\ATLAS FFN PRODUCTS |  | CHANGED LABEL FORMAT NUMBER AS PER EMAIL FROM SDW DTD 19JUN2021 ON 19JUN2021 | Y | IM NAILS |  | 1 | No | Yes | Yes | Yes | N. A.
I0143 | I0143.1348 | ATLAS FFN RIGHT 13MM X 48CM |  | I0143.1300 | 02 | 2020-08-18 | N. A. | N. A. | N. A. | QPF/I0143.13 | N. A. | N. A. | N. A. | N. A. | N. A. | PS/I0143.13 | 06 | 2020-09-03 | 2023-09-02 | N. A. | N. A. | I0143 | TF/FFN | IU/7 | Class C | FINISHED GOODS | ATLAS™ FFN | Femur Fracture Nail | ATLAS FFN RIGHT 13MM X 48CM | 16 | No | Yes |  | No | N. A. | No | N. A. | No | Yes | No | Yes | M. L.: MFG/MD/2021/000369 |  | 1 | ADLER PRODUCTS\ATLAS FFN PRODUCTS |  | CHANGED LABEL FORMAT NUMBER AS PER EMAIL FROM SDW DTD 19JUN2021 ON 19JUN2021 | Y | IM NAILS |  | 1 | No | Yes | Yes | Yes | N. A.
I0143 | I0143.1350 | ATLAS FFN RIGHT 13MM X 50CM |  | I0143.1300 | 02 | 2020-08-18 | N. A. | N. A. | N. A. | QPF/I0143.13 | N. A. | N. A. | N. A. | N. A. | N. A. | PS/I0143.13 | 06 | 2020-09-03 | 2023-09-02 | N. A. | N. A. | I0143 | TF/FFN | IU/7 | Class C | FINISHED GOODS | ATLAS™ FFN | Femur Fracture Nail | ATLAS FFN RIGHT 13MM X 50CM | 16 | No | Yes |  | No | N. A. | No | N. A. | No | Yes | No | Yes | M. L.: MFG/MD/2021/000369 |  | 1 | ADLER PRODUCTS\ATLAS FFN PRODUCTS |  | CHANGED LABEL FORMAT NUMBER AS PER EMAIL FROM SDW DTD 19JUN2021 ON 19JUN2021 | Y | IM NAILS |  | 1 | No | Yes | Yes | Yes | N. A.
I0201 | I0201.4526 | EAZEE LOCKING SCREW DIA. 4.5MM, SELF TAPPING, LENGTH 26MM |  | R11780 | N. A. | N. A. | N. A. | N. A. | N. A. | QPF/I0201 | 00 | 2008-05-22 | N. A. | N. A. | N. A. | PS/I0201 | 01 | 2009-04-16 | 2022-12-20 | 2019-12-20 | N. A. | I0201 | TMF-1 | IU/1 | Class C | FINISHED GOODS | EAZEE™ | EAZEE LOCKING SCREW | DIA. 4.5MM, SELF TAPPING, LENGTH 26MM | 16 | No | Yes |  | No | N. A. | No | N. A. | No | Yes | No | Yes | M. L.: MFG/MD/2021/000369 |  | 1 | ADLER PRODUCTS\EAZEE IMPLANTS\EAZEE SCREWS | 0.0058 | Replaced new manufacturing license number MFG/MD/2021/000369 | Y | IM NAILS |  | 1 | No | Yes | Yes | Yes | N. A.
I0201 | I0201.4528 | EAZEE LOCKING SCREW DIA. 4.5MM, SELF TAPPING, LENGTH 28MM |  | R11780 | N. A. | N. A. | N. A. | N. A. | N. A. | QPF/I0201 | 00 | 2008-05-22 | N. A. | N. A. | N. A. | PS/I0201 | 01 | 2009-04-16 | 2022-12-20 | 2019-12-20 | N. A. | I0201 | TMF-1 | IU/1 | Class C | FINISHED GOODS | EAZEE™ | EAZEE LOCKING SCREW | DIA. 4.5MM, SELF TAPPING, LENGTH 28MM | 16 | No | Yes |  | No | N. A. | No | N. A. | No | Yes | No | Yes | M. L.: MFG/MD/2021/000369 |  | 1 | ADLER PRODUCTS\EAZEE IMPLANTS\EAZEE SCREWS | 0.006 | Replaced new manufacturing license number MFG/MD/2021/000369 | Y | IM NAILS |  | 1 | No | Yes | Yes | Yes | N. A.
I0201 | I0201.4530 | EAZEE LOCKING SCREW DIA. 4.5MM, SELF TAPPING, LENGTH 30MM |  | R11780 | N. A. | N. A. | N. A. | N. A. | N. A. | QPF/I0201 | 00 | 2008-05-22 | N. A. | N. A. | N. A. | PS/I0201 | 01 | 2009-04-16 | 2022-12-20 | 2019-12-20 | N. A. | I0201 | TMF-1 | IU/1 | Class C | FINISHED GOODS | EAZEE™ | EAZEE LOCKING SCREW | DIA. 4.5MM, SELF TAPPING, LENGTH 30MM | 16 | No | Yes |  | No | N. A. | No | N. A. | No | Yes | No | Yes | M. L.: MFG/MD/2021/000369 |  | 1 | ADLER PRODUCTS\EAZEE IMPLANTS\EAZEE SCREWS | 0.0062 | Replaced new manufacturing license number MFG/MD/2021/000369 | Y | IM NAILS |  | 1 | No | Yes | Yes | Yes | N. A.
I0201 | I0201.4532 | EAZEE LOCKING SCREW DIA. 4.5MM, SELF TAPPING, LENGTH 32MM |  | R11780 | N. A. | N. A. | N. A. | N. A. | N. A. | QPF/I0201 | 00 | 2008-05-22 | N. A. | N. A. | N. A. | PS/I0201 | 01 | 2009-04-16 | 2022-12-20 | 2019-12-20 | N. A. | I0201 | TMF-1 | IU/1 | Class C | FINISHED GOODS | EAZEE™ | EAZEE LOCKING SCREW | DIA. 4.5MM, SELF TAPPING, LENGTH 32MM | 16 | No | Yes |  | No | N. A. | No | N. A. | No | Yes | No | Yes | M. L.: MFG/MD/2021/000369 |  | 1 | ADLER PRODUCTS\EAZEE IMPLANTS\EAZEE SCREWS | 0.0061 | Replaced new manufacturing license number MFG/MD/2021/000369 | Y | IM NAILS |  | 1 | No | Yes | Yes | Yes | N. A.
I0201 | I0201.4534 | EAZEE LOCKING SCREW DIA. 4.5MM, SELF TAPPING, LENGTH 34MM |  | R11780 | 05 | 2005-12-09 | N. A. | N. A. | N. A. | QPF/I0201 | 00 | 2008-05-22 | N. A. | N. A. | N. A. | PS/I0201 | 01 | 2009-04-16 | N. A. | 2019-12-20 | 44915 | I0201 | TMF-1 | IU/1 | Class C | FINISHED GOODS | EAZEE™ | EAZEE LOCKING SCREW | DIA. 4.5MM, SELF TAPPING, LENGTH 34MM | 16 | No | Yes |  | No | N. A. | No | N. A. | No | Yes | No | Yes | M. L.: MFG/MD/2021/000369 |  | 1 | ADLER PRODUCTS\EAZEE IMPLANTS\EAZEE SCREWS | 0.0094 | Replaced new manufacturing license number MFG/MD/2021/000369 | Y | IM NAILS |  | 1 | No | Yes | Yes | Yes | N. A.
I0201 | I0201.4536 | EAZEE LOCKING SCREW DIA. 4.5MM, SELF TAPPING, LENGTH 36MM |  | R11780 | 05 | 2005-12-09 | N. A. | N. A. | N. A. | QPF/I0201 | 00 | 2008-05-22 | N. A. | N. A. | N. A. | PS/I0201 | 01 | 2009-04-16 | N. A. | 2019-12-20 | 44915 | I0201 | TMF-1 | IU/1 | Class C | FINISHED GOODS | EAZEE™ | EAZEE LOCKING SCREW | DIA. 4.5MM, SELF TAPPING, LENGTH 36MM | 16 | No | Yes |  | No | N. A. | No | N. A. | No | Yes | No | Yes | M. L.: MFG/MD/2021/000369 |  | 1 | ADLER PRODUCTS\EAZEE IMPLANTS\EAZEE SCREWS | 0.0063 | Replaced new manufacturing license number MFG/MD/2021/000369 | Y | IM NAILS |  | 1 | No | Yes | Yes | Yes | N. A.
I0201 | I0201.4538 | EAZEE LOCKING SCREW DIA. 4.5MM, SELF TAPPING, LENGTH 38MM |  | R11780 | 05 | 2005-12-09 | N. A. | N. A. | N. A. | QPF/I0201 | 00 | 2008-05-22 | N. A. | N. A. | N. A. | PS/I0201 | 01 | 2009-04-16 | N. A. | 2019-12-20 | 44915 | I0201 | TMF-1 | IU/1 | Class C | FINISHED GOODS | EAZEE™ | EAZEE LOCKING SCREW | DIA. 4.5MM, SELF TAPPING, LENGTH 38MM | 16 | No | Yes |  | No | N. A. | No | N. A. | No | Yes | No | Yes | M. L.: MFG/MD/2021/000369 |  | 1 | ADLER PRODUCTS\EAZEE IMPLANTS\EAZEE SCREWS | 0.0072 | Replaced new manufacturing license number MFG/MD/2021/000369 | Y | IM NAILS |  | 1 | No | Yes | Yes | Yes | N. A.
I0201 | I0201.4540 | EAZEE LOCKING SCREW DIA. 4.5MM, SELF TAPPING, LENGTH 40MM |  | R11780 | 05 | 2005-12-09 | N. A. | N. A. | N. A. | QPF/I0201 | 00 | 2008-05-22 | N. A. | N. A. | N. A. | PS/I0201 | 01 | 2009-04-16 | N. A. | 2019-12-20 | 44915 | I0201 | TMF-1 | IU/1 | Class C | FINISHED GOODS | EAZEE™ | EAZEE LOCKING SCREW | DIA. 4.5MM, SELF TAPPING, LENGTH 40MM | 16 | No | Yes |  | No | N. A. | No | N. A. | No | Yes | No | Yes | M. L.: MFG/MD/2021/000369 |  | 1 | ADLER PRODUCTS\EAZEE IMPLANTS\EAZEE SCREWS | 0.0066 | Replaced new manufacturing license number MFG/MD/2021/000369 | Y | IM NAILS |  | 1 | No | Yes | Yes | Yes | N. A.
I0201 | I0201.4545 | EAZEE LOCKING SCREW DIA. 4.5MM, SELF TAPPING, LENGTH 45MM |  | R11780 | 05 | 2005-12-09 | N. A. | N. A. | N. A. | QPF/I0201 | 00 | 2008-05-22 | N. A. | N. A. | N. A. | PS/I0201 | 01 | 2009-04-16 | N. A. | 2019-12-20 | 44915 | I0201 | TMF-1 | IU/1 | Class C | FINISHED GOODS | EAZEE™ | EAZEE LOCKING SCREW | DIA. 4.5MM, SELF TAPPING, LENGTH 45MM | 16 | No | Yes |  | No | N. A. | No | N. A. | No | Yes | No | Yes | M. L.: MFG/MD/2021/000369 |  | 1 | ADLER PRODUCTS\EAZEE IMPLANTS\EAZEE SCREWS | 0.0075 | Replaced new manufacturing license number MFG/MD/2021/000369 | Y | IM NAILS |  | 1 | No | Yes | Yes | Yes | N. A.
I0201 | I0201.4550 | EAZEE LOCKING SCREW DIA. 4.5MM, SELF TAPPING, LENGTH 50MM |  | R11780 | 05 | 2005-12-09 | N. A. | N. A. | N. A. | QPF/I0201 | 00 | 2008-05-22 | N. A. | N. A. | N. A. | PS/I0201 | 01 | 2009-04-16 | N. A. | 2019-12-20 | 44915 | I0201 | TMF-1 | IU/1 | Class C | FINISHED GOODS | EAZEE™ | EAZEE LOCKING SCREW | DIA. 4.5MM, SELF TAPPING, LENGTH 50MM | 16 | No | Yes |  | No | N. A. | No | N. A. | No | Yes | No | Yes | M. L.: MFG/MD/2021/000369 |  | 1 | ADLER PRODUCTS\EAZEE IMPLANTS\EAZEE SCREWS | 0.0079 | Replaced new manufacturing license number MFG/MD/2021/000369 | Y | IM NAILS |  | 1 | No | Yes | Yes | Yes | N. A.
I0201 | I0201.4555 | EAZEE LOCKING SCREW DIA. 4.5MM, SELF TAPPING, LENGTH 55MM |  | R11780 | 05 | 2005-12-09 | N. A. | N. A. | N. A. | QPF/I0201 | 00 | 2008-05-22 | N. A. | N. A. | N. A. | PS/I0201 | 01 | 2009-04-16 | N. A. | 2019-12-20 | 44915 | I0201 | TMF-1 | IU/1 | Class C | FINISHED GOODS | EAZEE™ | EAZEE LOCKING SCREW | DIA. 4.5MM, SELF TAPPING, LENGTH 55MM | 16 | No | Yes |  | No | N. A. | No | N. A. | No | Yes | No | Yes | M. L.: MFG/MD/2021/000369 |  | 1 | ADLER PRODUCTS\EAZEE IMPLANTS\EAZEE SCREWS | 0.0083 | Replaced new manufacturing license number MFG/MD/2021/000369 | Y | IM NAILS |  | 1 | No | Yes | Yes | Yes | N. A.
I0201 | I0201.4560 | EAZEE LOCKING SCREW DIA. 4.5MM, SELF TAPPING, LENGTH 60MM |  | R11780 | 05 | 2005-12-09 | N. A. | N. A. | N. A. | QPF/I0201 | 00 | 2008-05-22 | N. A. | N. A. | N. A. | PS/I0201 | 01 | 2009-04-16 | N. A. | 2019-12-20 | 44915 | I0201 | TMF-1 | IU/1 | Class C | FINISHED GOODS | EAZEE™ | EAZEE LOCKING SCREW | DIA. 4.5MM, SELF TAPPING, LENGTH 60MM | 16 | No | Yes |  | No | N. A. | No | N. A. | No | Yes | No | Yes | M. L.: MFG/MD/2021/000369 |  | 1 | ADLER PRODUCTS\EAZEE IMPLANTS\EAZEE SCREWS | 0 | Replaced new manufacturing license number MFG/MD/2021/000369 | Y | IM NAILS |  | 1 | No | Yes | Yes | Yes | N. A.
I0201 | I0201.4565 | EAZEE LOCKING SCREW DIA. 4.5MM, SELF TAPPING, LENGTH 65MM |  | R11780 | 05 | 2005-12-09 | N. A. | N. A. | N. A. | QPF/I0201 | 00 | 2008-05-22 | N. A. | N. A. | N. A. | PS/I0201 | 01 | 2009-04-16 | N. A. | 2019-12-20 | 44915 | I0201 | TMF-1 | IU/1 | Class C | FINISHED GOODS | EAZEE™ | EAZEE LOCKING SCREW | DIA. 4.5MM, SELF TAPPING, LENGTH 65MM | 16 | No | Yes |  | No | N. A. | No | N. A. | No | Yes | No | Yes | M. L.: MFG/MD/2021/000369 |  | 1 | ADLER PRODUCTS\EAZEE IMPLANTS\EAZEE SCREWS | 0.0098 | Replaced new manufacturing license number MFG/MD/2021/000369 | Y | IM NAILS |  | 1 | No | Yes | Yes | Yes | N. A.
I0201 | I0201.4570 | EAZEE LOCKING SCREW DIA. 4.5MM, SELF TAPPING, LENGTH 70MM |  | R11780 | 05 | 2005-12-09 | N. A. | N. A. | N. A. | QPF/I0201 | 00 | 2008-05-22 | N. A. | N. A. | N. A. | PS/I0201 | 01 | 2009-04-16 | N. A. | 2019-12-20 | 44915 | I0201 | TMF-1 | IU/1 | Class C | FINISHED GOODS | EAZEE™ | EAZEE LOCKING SCREW | DIA. 4.5MM, SELF TAPPING, LENGTH 70MM | 16 | No | Yes |  | No | N. A. | No | N. A. | No | Yes | No | Yes | M. L.: MFG/MD/2021/000369 |  | 1 | ADLER PRODUCTS\EAZEE IMPLANTS\EAZEE SCREWS | 0.0104 | Replaced new manufacturing license number MFG/MD/2021/000369 | Y | IM NAILS |  | 1 | No | Yes | Yes | Yes | N. A.
I0201 | I0201.4575 | EAZEE LOCKING SCREW DIA. 4.5MM, SELF TAPPING, LENGTH 75MM |  | R11780 | 05 | 2005-12-09 | N. A. | N. A. | N. A. | QPF/I0201 | 00 | 2008-05-22 | N. A. | N. A. | N. A. | PS/I0201 | 01 | 2009-04-16 | N. A. | 2019-12-20 | 44915 | I0201 | TMF-1 | IU/1 | Class C | FINISHED GOODS | ADLER™ | EAZEE LOCKING SCREW | DIA. 4.5MM, SELF TAPPING, LENGTH 75MM | 16 | No | Yes |  | No | N. A. | No | N. A. | No | Yes | No | Yes | M. L.: MFG/MD/2021/000369 |  | 1 | ADLER PRODUCTS\EAZEE IMPLANTS\EAZEE SCREWS | 0.0108 | Replaced new manufacturing license number MFG/MD/2021/000369 | Y | IM NAILS |  | 1 | No | Yes | Yes | Yes | N. A.
I0201 | I0201.5526 | EAZEE LOCKING SCREW DIA. 5.5MM, SELF TAPPING, LENGTH 26MM |  | G16288 | 05 | 2005-12-09 | N. A. | N. A. | N. A. | QPF/I0201 | 00 | 2008-05-22 | N. A. | N. A. | N. A. | PS/I0201 | 01 | 2009-04-16 | N. A. | 2019-12-20 | 44915 | I0201 | TMF-1 | IU/1 | Class C | FINISHED GOODS | EAZEE™ | EAZEE LOCKING SCREW | DIA. 5.5MM, SELF TAPPING, LENGTH 26MM | 16 | No | Yes |  | No | N. A. | No | N. A. | No | Yes | No | Yes | M. L.: MFG/MD/2021/000369 |  | 1 | ADLER PRODUCTS\EAZEE IMPLANTS\EAZEE SCREWS | 0.0057 | Replaced new manufacturing license number MFG/MD/2021/000369 | Y | IM NAILS |  | 1 | No | Yes | Yes | Yes | N. A.
I0201 | I0201.5528 | EAZEE LOCKING SCREW DIA. 5.5MM, SELF TAPPING, LENGTH 28MM |  | G16288 | 05 | 2005-12-09 | N. A. | N. A. | N. A. | QPF/I0201 | 00 | 2008-05-22 | N. A. | N. A. | N. A. | PS/I0201 | 01 | 2009-04-16 | N. A. | 2019-12-20 | 44915 | I0201 | TMF-1 | IU/1 | Class C | FINISHED GOODS | EAZEE™ | EAZEE LOCKING SCREW | DIA. 5.5MM, SELF TAPPING, LENGTH 28MM | 16 | No | Yes |  | No | N. A. | No | N. A. | No | Yes | No | Yes | M. L.: MFG/MD/2021/000369 |  | 1 | ADLER PRODUCTS\EAZEE IMPLANTS\EAZEE SCREWS | 0.0071 | Replaced new manufacturing license number MFG/MD/2021/000369 | Y | IM NAILS |  | 1 | No | Yes | Yes | Yes | N. A.
I0201 | I0201.5530 | EAZEE LOCKING SCREW DIA. 5.5MM, SELF TAPPING, LENGTH 30MM |  | G16288 | 05 | 2005-12-09 | N. A. | N. A. | N. A. | QPF/I0201 | 00 | 2008-05-22 | N. A. | N. A. | N. A. | PS/I0201 | 01 | 2009-04-16 | N. A. | 2019-12-20 | 44915 | I0201 | TMF-1 | IU/1 | Class C | FINISHED GOODS | EAZEE™ | EAZEE LOCKING SCREW | DIA. 5.5MM, SELF TAPPING, LENGTH 30MM | 16 | No | Yes |  | No | N. A. | No | N. A. | No | Yes | No | Yes | M. L.: MFG/MD/2021/000369 |  | 1 | ADLER PRODUCTS\EAZEE IMPLANTS\EAZEE SCREWS | 0.0074 | Replaced new manufacturing license number MFG/MD/2021/000369 | Y | IM NAILS |  | 1 | No | Yes | Yes | Yes | N. A.
I0201 | I0201.5532 | EAZEE LOCKING SCREW DIA. 5.5MM, SELF TAPPING, LENGTH 32MM |  | G16288 | 05 | 2005-12-09 | N. A. | N. A. | N. A. | QPF/I0201 | 00 | 2008-05-22 | N. A. | N. A. | N. A. | PS/I0201 | 01 | 2009-04-16 | N. A. | 2019-12-20 | 44915 | I0201 | TMF-1 | IU/1 | Class C | FINISHED GOODS | EAZEE™ | EAZEE LOCKING SCREW | DIA. 5.5MM, SELF TAPPING, LENGTH 32MM | 16 | No | Yes |  | No | N. A. | No | N. A. | No | Yes | No | Yes | M. L.: MFG/MD/2021/000369 |  | 1 | ADLER PRODUCTS\EAZEE IMPLANTS\EAZEE SCREWS | 0.0105 | Replaced new manufacturing license number MFG/MD/2021/000369 | Y | IM NAILS |  | 1 | No | Yes | Yes | Yes | N. A.
I0201 | I0201.5534 | EAZEE LOCKING SCREW DIA. 5.5MM, SELF TAPPING, LENGTH 34MM |  | G16288 | 05 | 2005-12-09 | N. A. | N. A. | N. A. | QPF/I0201 | 00 | 2008-05-22 | N. A. | N. A. | N. A. | PS/I0201 | 01 | 2009-04-16 | N. A. | 2019-12-20 | 44915 | I0201 | TMF-1 | IU/1 | Class C | FINISHED GOODS | EAZEE™ | EAZEE LOCKING SCREW | DIA. 5.5MM, SELF TAPPING, LENGTH 34MM | 16 | No | Yes |  | No | N. A. | No | N. A. | No | Yes | No | Yes | M. L.: MFG/MD/2021/000369 |  | 1 | ADLER PRODUCTS\EAZEE IMPLANTS\EAZEE SCREWS | 0 | Replaced new manufacturing license number MFG/MD/2021/000369 | Y | IM NAILS |  | 1 | No | Yes | Yes | Yes | N. A.
I0201 | I0201.5536 | EAZEE LOCKING SCREW DIA. 5.5MM, SELF TAPPING, LENGTH 36MM |  | G16288 | 05 | 2005-12-09 | N. A. | N. A. | N. A. | QPF/I0201 | 00 | 2008-05-22 | N. A. | N. A. | N. A. | PS/I0201 | 01 | 2009-04-16 | N. A. | 2019-12-20 | 44915 | I0201 | TMF-1 | IU/1 | Class C | FINISHED GOODS | EAZEE™ | EAZEE LOCKING SCREW | DIA. 5.5MM, SELF TAPPING, LENGTH 36MM | 16 | No | Yes |  | No | N. A. | No | N. A. | No | Yes | No | Yes | M. L.: MFG/MD/2021/000369 |  | 1 | ADLER PRODUCTS\EAZEE IMPLANTS\EAZEE SCREWS | 0 | Replaced new manufacturing license number MFG/MD/2021/000369 | Y | IM NAILS |  | 1 | No | Yes | Yes | Yes | N. A.
I0201 | I0201.5538 | EAZEE LOCKING SCREW DIA. 5.5MM, SELF TAPPING, LENGTH 38MM |  | G16288 | 05 | 2005-12-09 | N. A. | N. A. | N. A. | QPF/I0201 | 00 | 2008-05-22 | N. A. | N. A. | N. A. | PS/I0201 | 01 | 2009-04-16 | N. A. | 2019-12-20 | 44915 | I0201 | TMF-1 | IU/1 | Class C | FINISHED GOODS | EAZEE™ | EAZEE LOCKING SCREW | DIA. 5.5MM, SELF TAPPING, LENGTH 38MM | 16 | No | Yes |  | No | N. A. | No | N. A. | No | Yes | No | Yes | M. L.: MFG/MD/2021/000369 |  | 1 | ADLER PRODUCTS\EAZEE IMPLANTS\EAZEE SCREWS | 0 | Replaced new manufacturing license number MFG/MD/2021/000369 | Y | IM NAILS |  | 1 | No | Yes | Yes | Yes | N. A.
I0201 | I0201.5540 | EAZEE LOCKING SCREW DIA. 5.5MM, SELF TAPPING, LENGTH 40MM |  | G16288 | 05 | 2005-12-09 | N. A. | N. A. | N. A. | QPF/I0201 | 00 | 2008-05-22 | N. A. | N. A. | N. A. | PS/I0201 | 01 | 2009-04-16 | N. A. | 2019-12-20 | 44915 | I0201 | TMF-1 | IU/1 | Class C | FINISHED GOODS | EAZEE™ | EAZEE LOCKING SCREW | DIA. 5.5MM, SELF TAPPING, LENGTH 40MM | 16 | No | Yes |  | No | N. A. | No | N. A. | No | Yes | No | Yes | M. L.: MFG/MD/2021/000369 |  | 1 | ADLER PRODUCTS\EAZEE IMPLANTS\EAZEE SCREWS | 0.0093 | Replaced new manufacturing license number MFG/MD/2021/000369 | Y | IM NAILS |  | 1 | No | Yes | Yes | Yes | N. A.
I0201 | I0201.5545 | EAZEE LOCKING SCREW DIA. 5.5MM, SELF TAPPING, LENGTH 45MM |  | G16288 | 05 | 2005-12-09 | N. A. | N. A. | N. A. | QPF/I0201 | 00 | 2008-05-22 | N. A. | N. A. | N. A. | PS/I0201 | 01 | 2009-04-16 | N. A. | 2019-12-20 | 44915 | I0201 | TMF-1 | IU/1 | Class C | FINISHED GOODS | EAZEE™ | EAZEE LOCKING SCREW | DIA. 5.5MM, SELF TAPPING, LENGTH 45MM | 16 | No | Yes |  | No | N. A. | No | N. A. | No | Yes | No | Yes | M. L.: MFG/MD/2021/000369 |  | 1 | ADLER PRODUCTS\EAZEE IMPLANTS\EAZEE SCREWS | 0.0103 | Replaced new manufacturing license number MFG/MD/2021/000369 | Y | IM NAILS |  | 1 | No | Yes | Yes | Yes | N. A.
I0201 | I0201.5550 | EAZEE LOCKING SCREW DIA. 5.5MM, SELF TAPPING, LENGTH 50MM |  | G16288 | 05 | 2005-12-09 | N. A. | N. A. | N. A. | QPF/I0201 | 00 | 2008-05-22 | N. A. | N. A. | N. A. | PS/I0201 | 01 | 2009-04-16 | N. A. | 2019-12-20 | 44915 | I0201 | TMF-1 | IU/1 | Class C | FINISHED GOODS | EAZEE™ | EAZEE LOCKING SCREW | DIA. 5.5MM, SELF TAPPING, LENGTH 50MM | 16 | No | Yes |  | No | N. A. | No | N. A. | No | Yes | No | Yes | M. L.: MFG/MD/2021/000369 |  | 1 | ADLER PRODUCTS\EAZEE IMPLANTS\EAZEE SCREWS | 0.0119 | Replaced new manufacturing license number MFG/MD/2021/000369 | Y | IM NAILS |  | 1 | No | Yes | Yes | Yes | N. A.
I0201 | I0201.5555 | EAZEE LOCKING SCREW DIA. 5.5MM, SELF TAPPING, LENGTH 55MM |  | G16288 | 05 | 2005-12-09 | N. A. | N. A. | N. A. | QPF/I0201 | 00 | 2008-05-22 | N. A. | N. A. | N. A. | PS/I0201 | 01 | 2009-04-16 | N. A. | 2019-12-20 | 44915 | I0201 | TMF-1 | IU/1 | Class C | FINISHED GOODS | EAZEE™ | EAZEE LOCKING SCREW | DIA. 5.5MM, SELF TAPPING, LENGTH 55MM | 16 | No | Yes |  | No | N. A. | No | N. A. | No | Yes | No | Yes | M. L.: MFG/MD/2021/000369 |  | 1 | ADLER PRODUCTS\EAZEE IMPLANTS\EAZEE SCREWS | 0.0115 | Replaced new manufacturing license number MFG/MD/2021/000369 | Y | IM NAILS |  | 1 | No | Yes | Yes | Yes | N. A.
I0201 | I0201.5560 | EAZEE LOCKING SCREW DIA. 5.5MM, SELF TAPPING, LENGTH 60MM |  | G16288 | 05 | 2005-12-09 | N. A. | N. A. | N. A. | QPF/I0201 | 00 | 2008-05-22 | N. A. | N. A. | N. A. | PS/I0201 | 01 | 2009-04-16 | N. A. | 2019-12-20 | 44915 | I0201 | TMF-1 | IU/1 | Class C | FINISHED GOODS | EAZEE™ | EAZEE LOCKING SCREW | DIA. 5.5MM, SELF TAPPING, LENGTH 60MM | 16 | No | Yes |  | No | N. A. | No | N. A. | No | Yes | No | Yes | M. L.: MFG/MD/2021/000369 |  | 1 | ADLER PRODUCTS\EAZEE IMPLANTS\EAZEE SCREWS | 0.0125 | Replaced new manufacturing license number MFG/MD/2021/000369 | Y | IM NAILS |  | 1 | No | Yes | Yes | Yes | N. A.
I0201 | I0201.5565 | EAZEE LOCKING SCREW DIA. 5.5MM, SELF TAPPING, LENGTH 65MM |  | G16288 | 05 | 2005-12-09 | N. A. | N. A. | N. A. | QPF/I0201 | 00 | 2008-05-22 | N. A. | N. A. | N. A. | PS/I0201 | 01 | 2009-04-16 | N. A. | 2019-12-20 | 44915 | I0201 | TMF-1 | IU/1 | Class C | FINISHED GOODS | EAZEE™ | EAZEE LOCKING SCREW | DIA. 5.5MM, SELF TAPPING, LENGTH 65MM | 16 | No | Yes |  | No | N. A. | No | N. A. | No | Yes | No | Yes | M. L.: MFG/MD/2021/000369 |  | 1 | ADLER PRODUCTS\EAZEE IMPLANTS\EAZEE SCREWS | 0.0136 | Replaced new manufacturing license number MFG/MD/2021/000369 | Y | IM NAILS |  | 1 | No | Yes | Yes | Yes | N. A.
I0201 | I0201.5570 | EAZEE LOCKING SCREW DIA. 5.5MM, SELF TAPPING, LENGTH 70MM |  | G16288 | 05 | 2005-12-09 | N. A. | N. A. | N. A. | QPF/I0201 | 00 | 2008-05-22 | N. A. | N. A. | N. A. | PS/I0201 | 01 | 2009-04-16 | N. A. | 2019-12-20 | 44915 | I0201 | TMF-1 | IU/1 | Class C | FINISHED GOODS | EAZEE™ | EAZEE LOCKING SCREW | DIA. 5.5MM, SELF TAPPING, LENGTH 70MM | 16 | No | Yes |  | No | N. A. | No | N. A. | No | Yes | No | Yes | M. L.: MFG/MD/2021/000369 |  | 1 | ADLER PRODUCTS\EAZEE IMPLANTS\EAZEE SCREWS | 0.0151 | Replaced new manufacturing license number MFG/MD/2021/000369 | Y | IM NAILS |  | 1 | No | Yes | Yes | Yes | N. A.
I0201 | I0201.5575 | EAZEE LOCKING SCREW DIA. 5.5MM, SELF TAPPING, LENGTH 75MM |  | G16288 | 05 | 2005-12-09 | N. A. | N. A. | N. A. | QPF/I0201 | 00 | 2008-05-22 | N. A. | N. A. | N. A. | PS/I0201 | 01 | 2009-04-16 | N. A. | 2019-12-20 | 44915 | I0201 | TMF-1 | IU/1 | Class C | FINISHED GOODS | EAZEE™ | EAZEE LOCKING SCREW | DIA. 5.5MM, SELF TAPPING, LENGTH 75MM | 16 | No | Yes |  | No | N. A. | No | N. A. | No | Yes | No | Yes | M. L.: MFG/MD/2021/000369 |  | 1 | ADLER PRODUCTS\EAZEE IMPLANTS\EAZEE SCREWS | 0.0161 | Replaced new manufacturing license number MFG/MD/2021/000369 | Y | IM NAILS |  | 1 | No | Yes | Yes | Yes | N. A.
I0201 | I0201.5580 | EAZEE LOCKING SCREW DIA. 5.5MM, SELF TAPPING, LENGTH 80MM |  | G16288 | 05 | 2005-12-09 | N. A. | N. A. | N. A. | QPF/I0201 | 00 | 2008-05-22 | N. A. | N. A. | N. A. | PS/I0201 | 01 | 2009-04-16 | N. A. | 2019-12-20 | 44915 | I0201 | TMF-1 | IU/1 | Class C | FINISHED GOODS | EAZEE™ | EAZEE LOCKING SCREW | DIA. 5.5MM, SELF TAPPING, LENGTH 80MM | 16 | No | Yes |  | No | N. A. | No | N. A. | No | Yes | No | Yes | M. L.: MFG/MD/2021/000369 |  | 1 | ADLER PRODUCTS\EAZEE IMPLANTS\EAZEE SCREWS | 0.0162 | Replaced new manufacturing license number MFG/MD/2021/000369 | Y | IM NAILS |  | 1 | No | Yes | Yes | Yes | N. A.
I0201 | I0201.5585 | EAZEE LOCKING SCREW DIA. 5.5MM, SELF TAPPING, LENGTH 85MM |  | G16288 | 05 | 2005-12-09 | N. A. | N. A. | N. A. | QPF/I0201 | 00 | 2008-05-22 | N. A. | N. A. | N. A. | PS/I0201 | 01 | 2009-04-16 | N. A. | 2019-12-20 | 44915 | I0201 | TMF-1 | IU/1 | Class C | FINISHED GOODS | EAZEE™ | EAZEE LOCKING SCREW | DIA. 5.5MM, SELF TAPPING, LENGTH 85MM | 16 | No | Yes |  | No | N. A. | No | N. A. | No | Yes | No | Yes | M. L.: MFG/MD/2021/000369 |  | 1 | ADLER PRODUCTS\EAZEE IMPLANTS\EAZEE SCREWS | 0.018 | Replaced new manufacturing license number MFG/MD/2021/000369 | Y | IM NAILS |  | 1 | No | Yes | Yes | Yes | N. A.
I0201 | I0201.5590 | EAZEE LOCKING SCREW DIA. 5.5MM, SELF TAPPING, LENGTH 90MM |  | G16288 | 05 | 2005-12-09 | N. A. | N. A. | N. A. | QPF/I0201 | 00 | 2008-05-22 | N. A. | N. A. | N. A. | PS/I0201 | 01 | 2009-04-16 | N. A. | 2019-12-20 | 44915 | I0201 | TMF-1 | IU/1 | Class C | FINISHED GOODS | EAZEE™ | EAZEE LOCKING SCREW | DIA. 5.5MM, SELF TAPPING, LENGTH 90MM | 16 | No | Yes |  | No | N. A. | No | N. A. | No | Yes | No | Yes | M. L.: MFG/MD/2021/000369 |  | 1 | ADLER PRODUCTS\EAZEE IMPLANTS\EAZEE SCREWS | 0.0183 | Replaced new manufacturing license number MFG/MD/2021/000369 | Y | IM NAILS |  | 1 | No | Yes | Yes | Yes | N. A.
I0201 | I0201.5595 | EAZEE LOCKING SCREW DIA. 5.5MM, SELF TAPPING, LENGTH 95MM |  | G16288 | 05 | 2005-12-09 | N. A. | N. A. | N. A. | QPF/I0201 | 00 | 2008-05-22 | N. A. | N. A. | N. A. | PS/I0201 | 01 | 2009-04-16 | N. A. | 2019-12-20 | 44915 | I0201 | TMF-1 | IU/1 | Class C | FINISHED GOODS | EAZEE™ | EAZEE LOCKING SCREW | DIA. 5.5MM, SELF TAPPING, LENGTH 95MM | 16 | No | Yes |  | No | N. A. | No | N. A. | No | Yes | No | Yes | M. L.: MFG/MD/2021/000369 |  | 1 | ADLER PRODUCTS\EAZEE IMPLANTS\EAZEE SCREWS | 0.0192 | Replaced new manufacturing license number MFG/MD/2021/000369 | Y | IM NAILS |  | 1 | No | Yes | Yes | Yes | N. A.
I0201.5600 | I0201.5600 | EAZEE LOCKING SCREW DIA. 5.5MM, SELF TAPPING, LENGTH 100MM |  | I0201.5600 | N. A. | N. A. | N. A. | N. A. | N. A. | QPF/I0201.5600 | N. A. | N. A. | N. A. | N. A. | N. A. | PS/I0201.5600 | N. A. | N. A. | N. A. | N. A. | N. A. | I0201.5600 | TMF-1 | IU/1 | Class C | FINISHED GOODS | EAZEE™ | EAZEE LOCKING SCREW | DIA. 5.5MM, SELF TAPPING, LENGTH 100MM | 16 | No | Yes |  | No | N. A. | No | N. A. | No | Yes | No | Yes | M. L.: MFG/MD/2021/000369 |  | 1 | ADLER PRODUCTS\EAZEE IMPLANTS\EAZEE SCREWS | 0.0211 | Replaced new manufacturing license number MFG/MD/2021/000369 | Y | IM NAILS |  | 1 | No | Yes | Yes | Yes | N. A.
I0203 | I0203.3916 | ATLAS SELF CUTTING LOCKING BOLT DIA. 3.9MM, LENGTH 16MM |  | I0203.3900 | 03 | 2019-03-29 | N. A. | N. A. | N. A. | QPF/I0203 | 08 | 2021-01-22 | N. A. | N. A. | N. A. | PS/I0203 | 06 | 2020-11-17 | 2023-11-16 | N. A. | N. A. | I0203 | TMF-1 | IU/1 | Class C | FINISHED GOODS | ATLAS™ | SELF CUTTING LOCKING BOLT | DIA. 3.9MM, LENGTH 16MM | 16 | No | Yes |  | No | N. A. | No | N. A. | No | Yes | No | Yes | M. L.: MFG/MD/2021/000369 |  | 1 | SUSHRUT PRODUCTS\ATLAS NAILING SYSTEM\ATLAS IMPLANTS\ATLAS LOCKING BOLTS | 0 | Replaced new manufacturing license number MFG/MD/2021/000369 | Y | BONE SCREWS |  | 1 | No | Yes | Yes | Yes | N. A.
I0203 | I0203.3918 | ATLAS SELF CUTTING LOCKING BOLT DIA. 3.9MM, LENGTH 18MM |  | I0203.3900 | 03 | 2019-03-29 | N. A. | N. A. | N. A. | QPF/I0203 | 08 | 2021-01-22 | N. A. | N. A. | N. A. | PS/I0203 | 06 | 2020-11-17 | 2023-11-16 | N. A. | N. A. | I0203 | TMF-1 | IU/1 | Class C | FINISHED GOODS | ATLAS™ | SELF CUTTING LOCKING BOLT | DIA. 3.9MM, LENGTH 18MM | 16 | No | Yes |  | No | N. A. | No | N. A. | No | Yes | No | Yes | M. L.: MFG/MD/2021/000369 |  | 1 | SUSHRUT PRODUCTS\ATLAS NAILING SYSTEM\ATLAS IMPLANTS\ATLAS LOCKING BOLTS | 0 | Replaced new manufacturing license number MFG/MD/2021/000369 | Y | BONE SCREWS |  | 1 | No | Yes | Yes | Yes | N. A.
I0203 | I0203.3920 | ATLAS SELF CUTTING LOCKING BOLT DIA. 3.9MM, LENGTH 20MM |  | I0203.3900 | 03 | 2019-03-29 | N. A. | N. A. | N. A. | QPF/I0203 | 08 | 2021-01-22 | N. A. | N. A. | N. A. | PS/I0203 | 06 | 2020-11-17 | 2023-11-16 | N. A. | N. A. | I0203 | TMF-1 | IU/1 | Class C | FINISHED GOODS | ATLAS™ | SELF CUTTING LOCKING BOLT | DIA. 3.9MM, LENGTH 20MM | 16 | No | Yes |  | No | N. A. | No | N. A. | No | Yes | No | Yes | M. L.: MFG/MD/2021/000369 |  | 1 | SUSHRUT PRODUCTS\ATLAS NAILING SYSTEM\ATLAS IMPLANTS\ATLAS LOCKING BOLTS | 0.0035 | Replaced new manufacturing license number MFG/MD/2021/000369 | N | BONE SCREWS |  | 1 | No | Yes | Yes | Yes | N. A.
I0203 | I0203.3922 | ATLAS SELF CUTTING LOCKING BOLT DIA. 3.9MM, LENGTH 22MM |  | I0203.3900 | 03 | 2019-03-29 | N. A. | N. A. | N. A. | QPF/I0203 | 08 | 2021-01-22 | N. A. | N. A. | N. A. | PS/I0203 | 06 | 2020-11-17 | 2023-11-16 | N. A. | N. A. | I0203 | TMF-1 | IU/1 | Class C | FINISHED GOODS | ATLAS™ | SELF CUTTING LOCKING BOLT | DIA. 3.9MM, LENGTH 22MM | 16 | No | Yes |  | No | N. A. | No | N. A. | No | Yes | No | Yes | M. L.: MFG/MD/2021/000369 |  | 1 | SUSHRUT PRODUCTS\ATLAS NAILING SYSTEM\ATLAS IMPLANTS\ATLAS LOCKING BOLTS | 0.0037 | Replaced new manufacturing license number MFG/MD/2021/000369 | N | BONE SCREWS |  | 1 | No | Yes | Yes | Yes | N. A.
I0203 | I0203.3924 | ATLAS SELF CUTTING LOCKING BOLT DIA. 3.9MM, LENGTH 24MM |  | I0203.3900 | 03 | 2019-03-29 | N. A. | N. A. | N. A. | QPF/I0203 | 08 | 2021-01-22 | N. A. | N. A. | N. A. | PS/I0203 | 06 | 2020-11-17 | 2023-11-16 | N. A. | N. A. | I0203 | TMF-1 | IU/1 | Class C | FINISHED GOODS | ATLAS™ | SELF CUTTING LOCKING BOLT | DIA. 3.9MM, LENGTH 24MM | 16 | No | Yes |  | No | N. A. | No | N. A. | No | Yes | No | Yes | M. L.: MFG/MD/2021/000369 |  | 1 | SUSHRUT PRODUCTS\ATLAS NAILING SYSTEM\ATLAS IMPLANTS\ATLAS LOCKING BOLTS | 0.0038 | Replaced new manufacturing license number MFG/MD/2021/000369 | N | BONE SCREWS |  | 1 | No | Yes | Yes | Yes | N. A.
I0203 | I0203.3926 | ATLAS SELF CUTTING LOCKING BOLT DIA. 3.9MM, LENGTH 26MM |  | I0203.3900 | 03 | 2019-03-29 | N. A. | N. A. | N. A. | QPF/I0203 | 08 | 2021-01-22 | N. A. | N. A. | N. A. | PS/I0203 | 06 | 2020-11-17 | 2023-11-16 | N. A. | N. A. | I0203 | TMF-1 | IU/1 | Class C | FINISHED GOODS | ATLAS™ | SELF CUTTING LOCKING BOLT | DIA. 3.9MM, LENGTH 26MM | 16 | No | Yes |  | No | N. A. | No | N. A. | No | Yes | No | Yes | M. L.: MFG/MD/2021/000369 |  | 1 | SUSHRUT PRODUCTS\ATLAS NAILING SYSTEM\ATLAS IMPLANTS\ATLAS LOCKING BOLTS | 0.0041 | Replaced new manufacturing license number MFG/MD/2021/000369 | N | BONE SCREWS |  | 1 | No | Yes | Yes | Yes | N. A.
I0203 | I0203.3928 | ATLAS SELF CUTTING LOCKING BOLT DIA. 3.9MM, LENGTH 28MM |  | I0203.3900 | 03 | 2019-03-29 | N. A. | N. A. | N. A. | QPF/I0203 | 08 | 2021-01-22 | N. A. | N. A. | N. A. | PS/I0203 | 06 | 2020-11-17 | 2023-11-16 | N. A. | N. A. | I0203 | TMF-1 | IU/1 | Class C | FINISHED GOODS | ATLAS™ | SELF CUTTING LOCKING BOLT | DIA. 3.9MM, LENGTH 28MM | 16 | No | Yes |  | No | N. A. | No | N. A. | No | Yes | No | Yes | M. L.: MFG/MD/2021/000369 |  | 1 | SUSHRUT PRODUCTS\ATLAS NAILING SYSTEM\ATLAS IMPLANTS\ATLAS LOCKING BOLTS | 0.0044 | Replaced new manufacturing license number MFG/MD/2021/000369 | N | BONE SCREWS |  | 1 | No | Yes | Yes | Yes | N. A.
I0203 | I0203.3930 | ATLAS SELF CUTTING LOCKING BOLT DIA. 3.9MM, LENGTH 30MM |  | I0203.3900 | 03 | 2019-03-29 | N. A. | N. A. | N. A. | QPF/I0203 | 08 | 2021-01-22 | N. A. | N. A. | N. A. | PS/I0203 | 06 | 2020-11-17 | 2023-11-16 | N. A. | N. A. | I0203 | TMF-1 | IU/1 | Class C | FINISHED GOODS | ATLAS™ | SELF CUTTING LOCKING BOLT | DIA. 3.9MM, LENGTH 30MM | 16 | No | Yes |  | No | N. A. | No | N. A. | No | Yes | No | Yes | M. L.: MFG/MD/2021/000369 |  | 1 | SUSHRUT PRODUCTS\ATLAS NAILING SYSTEM\ATLAS IMPLANTS\ATLAS LOCKING BOLTS | 0.0046 | Replaced new manufacturing license number MFG/MD/2021/000369 | N | BONE SCREWS |  | 1 | No | Yes | Yes | Yes | N. A.
I0203 | I0203.3932 | ATLAS SELF CUTTING LOCKING BOLT DIA. 3.9MM, LENGTH 32MM |  | I0203.3900 | 03 | 2019-03-29 | N. A. | N. A. | N. A. | QPF/I0203 | 08 | 2021-01-22 | N. A. | N. A. | N. A. | PS/I0203 | 06 | 2020-11-17 | 2023-11-16 | N. A. | N. A. | I0203 | TMF-1 | IU/1 | Class C | FINISHED GOODS | ATLAS™ | SELF CUTTING LOCKING BOLT | DIA. 3.9MM, LENGTH 32MM | 16 | No | Yes |  | No | N. A. | No | N. A. | No | Yes | No | Yes | M. L.: MFG/MD/2021/000369 |  | 1 | SUSHRUT PRODUCTS\ATLAS NAILING SYSTEM\ATLAS IMPLANTS\ATLAS LOCKING BOLTS | 0.0046 | Replaced new manufacturing license number MFG/MD/2021/000369 | N | BONE SCREWS |  | 1 | No | Yes | Yes | Yes | N. A.
I0203 | I0203.3934 | ATLAS SELF CUTTING LOCKING BOLT DIA. 3.9MM, LENGTH 34MM |  | I0203.3900 | 03 | 2019-03-29 | N. A. | N. A. | N. A. | QPF/I0203 | 08 | 2021-01-22 | N. A. | N. A. | N. A. | PS/I0203 | 06 | 2020-11-17 | 2023-11-16 | N. A. | N. A. | I0203 | TMF-1 | IU/1 | Class C | FINISHED GOODS | ATLAS™ | SELF CUTTING LOCKING BOLT | DIA. 3.9MM, LENGTH 34MM | 16 | No | Yes |  | No | N. A. | No | N. A. | No | Yes | No | Yes | M. L.: MFG/MD/2021/000369 |  | 1 | SUSHRUT PRODUCTS\ATLAS NAILING SYSTEM\ATLAS IMPLANTS\ATLAS LOCKING BOLTS | 0.0048 | Replaced new manufacturing license number MFG/MD/2021/000369 | N | BONE SCREWS |  | 1 | No | Yes | Yes | Yes | N. A.
I0203 | I0203.3936 | ATLAS SELF CUTTING LOCKING BOLT DIA. 3.9MM, LENGTH 36MM |  | I0203.3900 | 03 | 2019-03-29 | N. A. | N. A. | N. A. | QPF/I0203 | 08 | 2021-01-22 | N. A. | N. A. | N. A. | PS/I0203 | 06 | 2020-11-17 | 2023-11-16 | N. A. | N. A. | I0203 | TMF-1 | IU/1 | Class C | FINISHED GOODS | ATLAS™ | SELF CUTTING LOCKING BOLT | DIA. 3.9MM, LENGTH 36MM | 16 | No | Yes |  | No | N. A. | No | N. A. | No | Yes | No | Yes | M. L.: MFG/MD/2021/000369 |  | 1 | SUSHRUT PRODUCTS\ATLAS NAILING SYSTEM\ATLAS IMPLANTS\ATLAS LOCKING BOLTS | 0.0047 | Replaced new manufacturing license number MFG/MD/2021/000369 | N | BONE SCREWS |  | 1 | No | Yes | Yes | Yes | N. A.
I0203 | I0203.3938 | ATLAS SELF CUTTING LOCKING BOLT DIA. 3.9MM, LENGTH 38MM |  | I0203.3900 | 03 | 2019-03-29 | N. A. | N. A. | N. A. | QPF/I0203 | 08 | 2021-01-22 | N. A. | N. A. | N. A. | PS/I0203 | 06 | 2020-11-17 | 2023-11-16 | N. A. | N. A. | I0203 | TMF-1 | IU/1 | Class C | FINISHED GOODS | ATLAS™ | SELF CUTTING LOCKING BOLT | DIA. 3.9MM, LENGTH 38MM | 16 | No | Yes |  | No | N. A. | No | N. A. | No | Yes | No | Yes | M. L.: MFG/MD/2021/000369 |  | 1 | SUSHRUT PRODUCTS\ATLAS NAILING SYSTEM\ATLAS IMPLANTS\ATLAS LOCKING BOLTS | 0.0049 | Replaced new manufacturing license number MFG/MD/2021/000369 | N | BONE SCREWS |  | 1 | No | Yes | Yes | Yes | N. A.
I0203 | I0203.3940 | ATLAS SELF CUTTING LOCKING BOLT DIA. 3.9MM, LENGTH 40MM |  | I0203.3900 | 03 | 2019-03-29 | N. A. | N. A. | N. A. | QPF/I0203 | 08 | 2021-01-22 | N. A. | N. A. | N. A. | PS/I0203 | 06 | 2020-11-17 | 2023-11-16 | N. A. | N. A. | I0203 | TMF-1 | IU/1 | Class C | FINISHED GOODS | ATLAS™ | SELF CUTTING LOCKING BOLT | DIA. 3.9MM, LENGTH 40MM | 16 | No | Yes |  | No | N. A. | No | N. A. | No | Yes | No | Yes | M. L.: MFG/MD/2021/000369 |  | 1 | SUSHRUT PRODUCTS\ATLAS NAILING SYSTEM\ATLAS IMPLANTS\ATLAS LOCKING BOLTS | 0.0049 | Replaced new manufacturing license number MFG/MD/2021/000369 | N | BONE SCREWS |  | 1 | No | Yes | Yes | Yes | N. A.
I0203 | I0203.3942 | ATLAS SELF CUTTING LOCKING BOLT DIA. 3.9MM, LENGTH 42MM |  | I0203.3900 | 03 | 2019-03-29 | N. A. | N. A. | N. A. | QPF/I0203 | 08 | 2021-01-22 | N. A. | N. A. | N. A. | PS/I0203 | 06 | 2020-11-17 | 2023-11-16 | N. A. | N. A. | I0203 | TMF-1 | IU/1 | Class C | FINISHED GOODS | ATLAS™ | SELF CUTTING LOCKING BOLT | DIA. 3.9MM, LENGTH 42MM | 16 | No | Yes |  | No | N. A. | No | N. A. | No | Yes | No | Yes | M. L.: MFG/MD/2021/000369 |  | 1 | SUSHRUT PRODUCTS\ATLAS NAILING SYSTEM\ATLAS IMPLANTS\ATLAS LOCKING BOLTS | 0.0052 | Replaced new manufacturing license number MFG/MD/2021/000369 | N | BONE SCREWS |  | 1 | No | Yes | Yes | Yes | N. A.
I0203 | I0203.3944 | ATLAS SELF CUTTING LOCKING BOLT DIA. 3.9MM, LENGTH 44MM |  | I0203.3900 | 03 | 2019-03-29 | N. A. | N. A. | N. A. | QPF/I0203 | 08 | 2021-01-22 | N. A. | N. A. | N. A. | PS/I0203 | 06 | 2020-11-17 | 2023-11-16 | N. A. | N. A. | I0203 | TMF-1 | IU/1 | Class C | FINISHED GOODS | ATLAS™ | SELF CUTTING LOCKING BOLT | DIA. 3.9MM, LENGTH 44MM | 16 | No | Yes |  | No | N. A. | No | N. A. | No | Yes | No | Yes | M. L.: MFG/MD/2021/000369 |  | 1 | SUSHRUT PRODUCTS\ATLAS NAILING SYSTEM\ATLAS IMPLANTS\ATLAS LOCKING BOLTS | 0.0053 | Replaced new manufacturing license number MFG/MD/2021/000369 | N | BONE SCREWS |  | 1 | No | Yes | Yes | Yes | N. A.
I0203 | I0203.3946 | ATLAS SELF CUTTING LOCKING BOLT DIA. 3.9MM, LENGTH 46MM |  | I0203.3900 | 03 | 2019-03-29 | N. A. | N. A. | N. A. | QPF/I0203 | 08 | 2021-01-22 | N. A. | N. A. | N. A. | PS/I0203 | 06 | 2020-11-17 | 2023-11-16 | N. A. | N. A. | I0203 | TMF-1 | IU/1 | Class C | FINISHED GOODS | ATLAS™ | SELF CUTTING LOCKING BOLT | DIA. 3.9MM, LENGTH 46MM | 16 | No | Yes |  | No | N. A. | No | N. A. | No | Yes | No | Yes | M. L.: MFG/MD/2021/000369 |  | 1 | SUSHRUT PRODUCTS\ATLAS NAILING SYSTEM\ATLAS IMPLANTS\ATLAS LOCKING BOLTS | 0.0055 | Replaced new manufacturing license number MFG/MD/2021/000369 | N | BONE SCREWS |  | 1 | No | Yes | Yes | Yes | N. A.
I0203 | I0203.3948 | ATLAS SELF CUTTING LOCKING BOLT DIA. 3.9MM, LENGTH 48MM |  | I0203.3900 | 03 | 2019-03-29 | N. A. | N. A. | N. A. | QPF/I0203 | 08 | 2021-01-22 | N. A. | N. A. | N. A. | PS/I0203 | 06 | 2020-11-17 | 2023-11-16 | N. A. | N. A. | I0203 | TMF-1 | IU/1 | Class C | FINISHED GOODS | ATLAS™ | SELF CUTTING LOCKING BOLT | DIA. 3.9MM, LENGTH 48MM | 16 | No | Yes |  | No | N. A. | No | N. A. | No | Yes | No | Yes | M. L.: MFG/MD/2021/000369 |  | 1 | SUSHRUT PRODUCTS\ATLAS NAILING SYSTEM\ATLAS IMPLANTS\ATLAS LOCKING BOLTS | 0.0055 | Replaced new manufacturing license number MFG/MD/2021/000369 | N | BONE SCREWS |  | 1 | No | Yes | Yes | Yes | N. A.
I0203 | I0203.3950 | ATLAS SELF CUTTING LOCKING BOLT DIA. 3.9MM, LENGTH 50MM |  | I0203.3900 | 03 | 2019-03-29 | N. A. | N. A. | N. A. | QPF/I0203 | 08 | 2021-01-22 | N. A. | N. A. | N. A. | PS/I0203 | 06 | 2020-11-17 | 2023-11-16 | N. A. | N. A. | I0203 | TMF-1 | IU/1 | Class C | FINISHED GOODS | ATLAS™ | SELF CUTTING LOCKING BOLT | DIA. 3.9MM, LENGTH 50MM | 16 | No | Yes |  | No | N. A. | No | N. A. | No | Yes | No | Yes | M. L.: MFG/MD/2021/000369 |  | 1 | SUSHRUT PRODUCTS\ATLAS NAILING SYSTEM\ATLAS IMPLANTS\ATLAS LOCKING BOLTS | 0.0057 | Replaced new manufacturing license number MFG/MD/2021/000369 | N | BONE SCREWS |  | 1 | No | Yes | Yes | Yes | N. A.
I0203 | I0203.3952 | ATLAS SELF CUTTING LOCKING BOLT DIA. 3.9MM, LENGTH 52MM |  | I0203.3900 | 03 | 2019-03-29 | N. A. | N. A. | N. A. | QPF/I0203 | 08 | 2021-01-22 | N. A. | N. A. | N. A. | PS/I0203 | 06 | 2020-11-17 | 2023-11-16 | N. A. | N. A. | I0203 | TMF-1 | IU/1 | Class C | FINISHED GOODS | ATLAS™ | SELF CUTTING LOCKING BOLT | DIA. 3.9MM, LENGTH 52MM | 16 | No | Yes |  | No | N. A. | No | N. A. | No | Yes | No | Yes | M. L.: MFG/MD/2021/000369 |  | 1 | SUSHRUT PRODUCTS\ATLAS NAILING SYSTEM\ATLAS IMPLANTS\ATLAS LOCKING BOLTS | 0.0059 | Replaced new manufacturing license number MFG/MD/2021/000369 | N | BONE SCREWS |  | 1 | No | Yes | Yes | Yes | N. A.
I0203 | I0203.3954 | ATLAS SELF CUTTING LOCKING BOLT DIA. 3.9MM, LENGTH 54MM |  | I0203.3900 | 03 | 2019-03-29 | N. A. | N. A. | N. A. | QPF/I0203 | 08 | 2021-01-22 | N. A. | N. A. | N. A. | PS/I0203 | 06 | 2020-11-17 | 2023-11-16 | N. A. | N. A. | I0203 | TMF-1 | IU/1 | Class C | FINISHED GOODS | ATLAS™ | SELF CUTTING LOCKING BOLT | DIA. 3.9MM, LENGTH 54MM | 16 | No | Yes |  | No | N. A. | No | N. A. | No | Yes | No | Yes | M. L.: MFG/MD/2021/000369 |  | 1 | SUSHRUT PRODUCTS\ATLAS NAILING SYSTEM\ATLAS IMPLANTS\ATLAS LOCKING BOLTS | 0.0064 | Replaced new manufacturing license number MFG/MD/2021/000369 | N | BONE SCREWS |  | 1 | No | Yes | Yes | Yes | N. A.
I0203 | I0203.3956 | ATLAS SELF CUTTING LOCKING BOLT DIA. 3.9MM, LENGTH 56MM |  | I0203.3900 | 03 | 2019-03-29 | N. A. | N. A. | N. A. | QPF/I0203 | 08 | 2021-01-22 | N. A. | N. A. | N. A. | PS/I0203 | 06 | 2020-11-17 | 2023-11-16 | N. A. | N. A. | I0203 | TMF-1 | IU/1 | Class C | FINISHED GOODS | ATLAS™ | SELF CUTTING LOCKING BOLT | DIA. 3.9MM, LENGTH 56MM | 16 | No | Yes |  | No | N. A. | No | N. A. | No | Yes | No | Yes | M. L.: MFG/MD/2021/000369 |  | 1 | SUSHRUT PRODUCTS\ATLAS NAILING SYSTEM\ATLAS IMPLANTS\ATLAS LOCKING BOLTS | 0.0064 | Replaced new manufacturing license number MFG/MD/2021/000369 | N | BONE SCREWS |  | 1 | No | Yes | Yes | Yes | N. A.
I0203 | I0203.3958 | ATLAS SELF CUTTING LOCKING BOLT DIA. 3.9MM, LENGTH 58MM |  | I0203.3900 | 03 | 2019-03-29 | N. A. | N. A. | N. A. | QPF/I0203 | 08 | 2021-01-22 | N. A. | N. A. | N. A. | PS/I0203 | 06 | 2020-11-17 | 2023-11-16 | N. A. | N. A. | I0203 | TMF-1 | IU/1 | Class C | FINISHED GOODS | ATLAS™ | SELF CUTTING LOCKING BOLT | DIA. 3.9MM, LENGTH 58MM | 16 | No | Yes |  | No | N. A. | No | N. A. | No | Yes | No | Yes | M. L.: MFG/MD/2021/000369 |  | 1 | SUSHRUT PRODUCTS\ATLAS NAILING SYSTEM\ATLAS IMPLANTS\ATLAS LOCKING BOLTS | 0.0063 | Replaced new manufacturing license number MFG/MD/2021/000369 | N | BONE SCREWS |  | 1 | No | Yes | Yes | Yes | N. A.
I0203 | I0203.3960 | ATLAS SELF CUTTING LOCKING BOLT DIA. 3.9MM, LENGTH 60MM |  | I0203.3900 | 03 | 2019-03-29 | N. A. | N. A. | N. A. | QPF/I0203 | 08 | 2021-01-22 | N. A. | N. A. | N. A. | PS/I0203 | 06 | 2020-11-17 | 2023-11-16 | N. A. | N. A. | I0203 | TMF-1 | IU/1 | Class C | FINISHED GOODS | ATLAS™ | SELF CUTTING LOCKING BOLT | DIA. 3.9MM, LENGTH 60MM | 16 | No | Yes |  | No | N. A. | No | N. A. | No | Yes | No | Yes | M. L.: MFG/MD/2021/000369 |  | 1 | SUSHRUT PRODUCTS\ATLAS NAILING SYSTEM\ATLAS IMPLANTS\ATLAS LOCKING BOLTS | 0.0066 | Replaced new manufacturing license number MFG/MD/2021/000369 | N | BONE SCREWS |  | 1 | No | Yes | Yes | Yes | N. A.
I0203 | I0203.3962 | ATLAS SELF CUTTING LOCKING BOLT DIA. 3.9MM, LENGTH 62MM |  | I0203.3900 | 03 | 2019-03-29 | N. A. | N. A. | N. A. | QPF/I0203 | 08 | 2021-01-22 | N. A. | N. A. | N. A. | PS/I0203 | 06 | 2020-11-17 | 2023-11-16 | N. A. | N. A. | I0203 | TMF-1 | IU/1 | Class C | FINISHED GOODS | ATLAS™ | SELF CUTTING LOCKING BOLT | DIA. 3.9MM, LENGTH 62MM | 16 | No | Yes |  | No | N. A. | No | N. A. | No | Yes | No | Yes | M. L.: MFG/MD/2021/000369 |  | 1 | SUSHRUT PRODUCTS\ATLAS NAILING SYSTEM\ATLAS IMPLANTS\ATLAS LOCKING BOLTS | 0.0067 | Replaced new manufacturing license number MFG/MD/2021/000369 | Y | BONE SCREWS |  | 1 | No | Yes | Yes | Yes | N. A.
I0203 | I0203.3964 | ATLAS SELF CUTTING LOCKING BOLT DIA. 3.9MM, LENGTH 64MM |  | I0203.3900 | 03 | 2019-03-29 | N. A. | N. A. | N. A. | QPF/I0203 | 08 | 2021-01-22 | N. A. | N. A. | N. A. | PS/I0203 | 06 | 2020-11-17 | 2023-11-16 | N. A. | N. A. | I0203 | TMF-1 | IU/1 | Class C | FINISHED GOODS | ATLAS™ | SELF CUTTING LOCKING BOLT | DIA. 3.9MM, LENGTH 64MM | 16 | No | Yes |  | No | N. A. | No | N. A. | No | Yes | No | Yes | M. L.: MFG/MD/2021/000369 |  | 1 | SUSHRUT PRODUCTS\ATLAS NAILING SYSTEM\ATLAS IMPLANTS\ATLAS LOCKING BOLTS | 0.0069 | Replaced new manufacturing license number MFG/MD/2021/000369 | Y | BONE SCREWS |  | 1 | No | Yes | Yes | Yes | N. A.
I0203 | I0203.3966 | ATLAS SELF CUTTING LOCKING BOLT DIA. 3.9MM, LENGTH 66MM |  | I0203.3900 | 03 | 2019-03-29 | N. A. | N. A. | N. A. | QPF/I0203 | 08 | 2021-01-22 | N. A. | N. A. | N. A. | PS/I0203 | 06 | 2020-11-17 | 2023-11-16 | N. A. | N. A. | I0203 | TMF-1 | IU/1 | Class C | FINISHED GOODS | ATLAS™ | SELF CUTTING LOCKING BOLT | DIA. 3.9MM, LENGTH 66MM | 16 | No | Yes |  | No | N. A. | No | N. A. | No | Yes | No | Yes | M. L.: MFG/MD/2021/000369 |  | 1 | SUSHRUT PRODUCTS\ATLAS NAILING SYSTEM\ATLAS IMPLANTS\ATLAS LOCKING BOLTS | 0.0069 | Replaced new manufacturing license number MFG/MD/2021/000369 | Y | BONE SCREWS |  | 1 | No | Yes | Yes | Yes | N. A.
I0203 | I0203.3968 | ATLAS SELF CUTTING LOCKING BOLT DIA. 3.9MM, LENGTH 68MM |  | I0203.3900 | 03 | 2019-03-29 | N. A. | N. A. | N. A. | QPF/I0203 | 08 | 2021-01-22 | N. A. | N. A. | N. A. | PS/I0203 | 06 | 2020-11-17 | 2023-11-16 | N. A. | N. A. | I0203 | TMF-1 | IU/1 | Class C | FINISHED GOODS | ATLAS™ | SELF CUTTING LOCKING BOLT | DIA. 3.9MM, LENGTH 68MM | 16 | No | Yes |  | No | N. A. | No | N. A. | No | Yes | No | Yes | M. L.: MFG/MD/2021/000369 |  | 1 | SUSHRUT PRODUCTS\ATLAS NAILING SYSTEM\ATLAS IMPLANTS\ATLAS LOCKING BOLTS | 0.0071 | Replaced new manufacturing license number MFG/MD/2021/000369 | Y | BONE SCREWS |  | 1 | No | Yes | Yes | Yes | N. A.
I0203 | I0203.3970 | ATLAS SELF CUTTING LOCKING BOLT DIA. 3.9MM, LENGTH 70MM |  | I0203.3900 | 03 | 2019-03-29 | N. A. | N. A. | N. A. | QPF/I0203 | 08 | 2021-01-22 | N. A. | N. A. | N. A. | PS/I0203 | 06 | 2020-11-17 | 2023-11-16 | N. A. | N. A. | I0203 | TMF-1 | IU/1 | Class C | FINISHED GOODS | ATLAS™ | SELF CUTTING LOCKING BOLT | DIA. 3.9MM, LENGTH 70MM | 16 | No | Yes |  | No | N. A. | No | N. A. | No | Yes | No | Yes | M. L.: MFG/MD/2021/000369 |  | 1 | SUSHRUT PRODUCTS\ATLAS NAILING SYSTEM\ATLAS IMPLANTS\ATLAS LOCKING BOLTS | 0.0071 | Replaced new manufacturing license number MFG/MD/2021/000369 | Y | BONE SCREWS |  | 1 | No | Yes | Yes | Yes | N. A.
I0203 | I0203.3972 | ATLAS SELF CUTTING LOCKING BOLT DIA. 3.9MM, LENGTH 72MM |  | I0203.3900 | 03 | 2019-03-29 | N. A. | N. A. | N. A. | QPF/I0203 | 08 | 2021-01-22 | N. A. | N. A. | N. A. | PS/I0203 | 06 | 2020-11-17 | 2023-11-16 | N. A. | N. A. | I0203 | TMF-1 | IU/1 | Class C | FINISHED GOODS | ATLAS™ | SELF CUTTING LOCKING BOLT | DIA. 3.9MM, LENGTH 72MM | 16 | No | Yes |  | No | N. A. | No | N. A. | No | Yes | No | Yes | M. L.: MFG/MD/2021/000369 |  | 1 | SUSHRUT PRODUCTS\ATLAS NAILING SYSTEM\ATLAS IMPLANTS\ATLAS LOCKING BOLTS | 0.0075 | Replaced new manufacturing license number MFG/MD/2021/000369 | Y | BONE SCREWS |  | 1 | No | Yes | Yes | Yes | N. A.
I0203 | I0203.3974 | ATLAS SELF CUTTING LOCKING BOLT DIA. 3.9MM, LENGTH 74MM |  | I0203.3900 | 03 | 2019-03-29 | N. A. | N. A. | N. A. | QPF/I0203 | 08 | 2021-01-22 | N. A. | N. A. | N. A. | PS/I0203 | 06 | 2020-11-17 | 2023-11-16 | N. A. | N. A. | I0203 | TMF-1 | IU/1 | Class C | FINISHED GOODS | ATLAS™ | SELF CUTTING LOCKING BOLT | DIA. 3.9MM, LENGTH 74MM | 16 | No | Yes |  | No | N. A. | No | N. A. | No | Yes | No | Yes | M. L.: MFG/MD/2021/000369 |  | 1 | SUSHRUT PRODUCTS\ATLAS NAILING SYSTEM\ATLAS IMPLANTS\ATLAS LOCKING BOLTS | 0.0075 | Replaced new manufacturing license number MFG/MD/2021/000369 | Y | BONE SCREWS |  | 1 | No | Yes | Yes | Yes | N. A.
I0203 | I0203.3976 | ATLAS SELF CUTTING LOCKING BOLT DIA. 3.9MM, LENGTH 76MM |  | I0203.3900 | 03 | 2019-03-29 | N. A. | N. A. | N. A. | QPF/I0203 | 08 | 2021-01-22 | N. A. | N. A. | N. A. | PS/I0203 | 06 | 2020-11-17 | 2023-11-16 | N. A. | N. A. | I0203 | TMF-1 | IU/1 | Class C | FINISHED GOODS | ATLAS™ | SELF CUTTING LOCKING BOLT | DIA. 3.9MM, LENGTH 76MM | 16 | No | Yes |  | No | N. A. | No | N. A. | No | Yes | No | Yes | M. L.: MFG/MD/2021/000369 |  | 1 | SUSHRUT PRODUCTS\ATLAS NAILING SYSTEM\ATLAS IMPLANTS\ATLAS LOCKING BOLTS | 0.0077 | Replaced new manufacturing license number MFG/MD/2021/000369 | Y | BONE SCREWS |  | 1 | No | Yes | Yes | Yes | N. A.
I0203 | I0203.3978 | ATLAS SELF CUTTING LOCKING BOLT DIA. 3.9MM, LENGTH 78MM |  | I0203.3900 | 03 | 2019-03-29 | N. A. | N. A. | N. A. | QPF/I0203 | 08 | 2021-01-22 | N. A. | N. A. | N. A. | PS/I0203 | 06 | 2020-11-17 | 2023-11-16 | N. A. | N. A. | I0203 | TMF-1 | IU/1 | Class C | FINISHED GOODS | ATLAS™ | SELF CUTTING LOCKING BOLT | DIA. 3.9MM, LENGTH 78MM | 16 | No | Yes |  | No | N. A. | No | N. A. | No | Yes | No | Yes | M. L.: MFG/MD/2021/000369 |  | 1 | SUSHRUT PRODUCTS\ATLAS NAILING SYSTEM\ATLAS IMPLANTS\ATLAS LOCKING BOLTS | 0.0079 | Replaced new manufacturing license number MFG/MD/2021/000369 | Y | BONE SCREWS |  | 1 | No | Yes | Yes | Yes | N. A.
I0203 | I0203.3980 | ATLAS SELF CUTTING LOCKING BOLT DIA. 3.9MM, LENGTH 80MM |  | I0203.3900 | 03 | 2019-03-29 | N. A. | N. A. | N. A. | QPF/I0203 | 08 | 2021-01-22 | N. A. | N. A. | N. A. | PS/I0203 | 06 | 2020-11-17 | 2023-11-16 | N. A. | N. A. | I0203 | TMF-1 | IU/1 | Class C | FINISHED GOODS | ATLAS™ | SELF CUTTING LOCKING BOLT | DIA. 3.9MM, LENGTH 80MM | 16 | No | Yes |  | No | N. A. | No | N. A. | No | Yes | No | Yes | M. L.: MFG/MD/2021/000369 |  | 1 | SUSHRUT PRODUCTS\ATLAS NAILING SYSTEM\ATLAS IMPLANTS\ATLAS LOCKING BOLTS | 0.0079 | Replaced new manufacturing license number MFG/MD/2021/000369 | Y | BONE SCREWS |  | 1 | No | Yes | Yes | Yes | N. A.
I0203 | I0203.4526 | EAZEE TIBIAL LOCKING SCREW, DIA. 4.5MM, SELF-TAPPING, LENGTH 26MM |  | I0203.4500 | 02 | 2018-07-30 | N. A. | N. A. | N. A. | QPF/I0203 | 08 | 2021-01-22 | N. A. | N. A. | N. A. | PS/I0203 | 06 | 2020-11-17 | 2023-11-16 | N. A. | N. A. | I0203 | TMF-1 | IU/1 | Class C | FINISHED GOODS | EAZEE™ | SELF CUTTING LOCKING BOLT | DIA. 4.5MM, LENGTH 26MM | 16 | No | Yes |  | No | N. A. | No | N. A. | No | Yes | No | Yes | M. L.: MFG/MD/2021/000369 |  | 1 | ADLER PRODUCTS\EAZEE IMPLANTS\EAZEE SCREWS | 0 | Replaced new manufacturing license number MFG/MD/2021/000369 | Y | IM NAILS |  | 1 | No | Yes | Yes | Yes | N. A.
I0203 | I0203.4528 | EAZEE TIBIAL LOCKING SCREW, DIA. 4.5MM, SELF-TAPPING, LENGTH 28MM |  | I0203.4500 | 02 | 2018-07-30 | N. A. | N. A. | N. A. | QPF/I0203 | 08 | 2021-01-22 | N. A. | N. A. | N. A. | PS/I0203 | 06 | 2020-11-17 | 2023-11-16 | N. A. | N. A. | I0203 | TMF-1 | IU/1 | Class C | FINISHED GOODS | EAZEE™ | SELF CUTTING LOCKING BOLT | DIA. 4.5MM, LENGTH 28MM | 16 | No | Yes |  | No | N. A. | No | N. A. | No | Yes | No | Yes | M. L.: MFG/MD/2021/000369 |  | 1 | ADLER PRODUCTS\EAZEE IMPLANTS\EAZEE SCREWS | 0 | Replaced new manufacturing license number MFG/MD/2021/000369 | Y | IM NAILS |  | 1 | No | Yes | Yes | Yes | N. A.
I0203 | I0203.4530 | EAZEE TIBIAL LOCKING SCREW, DIA. 4.5MM, SELF-TAPPING, LENGTH 30MM |  | I0203.4500 | 02 | 2018-07-30 | N. A. | N. A. | N. A. | QPF/I0203 | 08 | 2021-01-22 | N. A. | N. A. | N. A. | PS/I0203 | 06 | 2020-11-17 | 2023-11-16 | N. A. | N. A. | I0203 | TMF-1 | IU/1 | Class C | FINISHED GOODS | EAZEE™ | SELF CUTTING LOCKING BOLT | DIA. 4.5MM, LENGTH 30MM | 16 | No | Yes |  | No | N. A. | No | N. A. | No | Yes | No | Yes | M. L.: MFG/MD/2021/000369 |  | 1 | ADLER PRODUCTS\EAZEE IMPLANTS\EAZEE SCREWS | 0 | Replaced new manufacturing license number MFG/MD/2021/000369 | Y | IM NAILS |  | 1 | No | Yes | Yes | Yes | N. A.
I0203 | I0203.4532 | EAZEE TIBIAL LOCKING SCREW, DIA. 4.5MM, SELF-TAPPING, LENGTH 32MM |  | I0203.4500 | 02 | 2018-07-30 | N. A. | N. A. | N. A. | QPF/I0203 | 08 | 2021-01-22 | N. A. | N. A. | N. A. | PS/I0203 | 06 | 2020-11-17 | 2023-11-16 | N. A. | N. A. | I0203 | TMF-1 | IU/1 | Class C | FINISHED GOODS | EAZEE™ | SELF CUTTING LOCKING BOLT | DIA. 4.5MM, LENGTH 32MM | 16 | No | Yes |  | No | N. A. | No | N. A. | No | Yes | No | Yes | M. L.: MFG/MD/2021/000369 |  | 1 | ADLER PRODUCTS\EAZEE IMPLANTS\EAZEE SCREWS | 0 | Replaced new manufacturing license number MFG/MD/2021/000369 | Y | IM NAILS |  | 1 | No | Yes | Yes | Yes | N. A.
I0203 | I0203.4534 | EAZEE TIBIAL LOCKING SCREW, DIA. 4.5MM, SELF-TAPPING, LENGTH 34MM |  | I0203.4500 | 02 | 2018-07-30 | N. A. | N. A. | N. A. | QPF/I0203 | 08 | 2021-01-22 | N. A. | N. A. | N. A. | PS/I0203 | 06 | 2020-11-17 | 2023-11-16 | N. A. | N. A. | I0203 | TMF-1 | IU/1 | Class C | FINISHED GOODS | EAZEE™ | SELF CUTTING LOCKING BOLT | DIA. 4.5MM, LENGTH 34MM | 16 | No | Yes |  | No | N. A. | No | N. A. | No | Yes | No | Yes | M. L.: MFG/MD/2021/000369 |  | 1 | ADLER PRODUCTS\EAZEE IMPLANTS\EAZEE SCREWS | 0 | Replaced new manufacturing license number MFG/MD/2021/000369 | Y | IM NAILS |  | 1 | No | Yes | Yes | Yes | N. A.
I0203 | I0203.4536 | EAZEE TIBIAL LOCKING SCREW, DIA. 4.5MM, SELF-TAPPING, LENGTH 36MM |  | I0203.4500 | 02 | 2018-07-30 | N. A. | N. A. | N. A. | QPF/I0203 | 08 | 2021-01-22 | N. A. | N. A. | N. A. | PS/I0203 | 06 | 2020-11-17 | 2023-11-16 | N. A. | N. A. | I0203 | TMF-1 | IU/1 | Class C | FINISHED GOODS | EAZEE™ | SELF CUTTING LOCKING BOLT | DIA. 4.5MM, LENGTH 36MM | 16 | No | Yes |  | No | N. A. | No | N. A. | No | Yes | No | Yes | M. L.: MFG/MD/2021/000369 |  | 1 | ADLER PRODUCTS\EAZEE IMPLANTS\EAZEE SCREWS | 0 | Replaced new manufacturing license number MFG/MD/2021/000369 | Y | IM NAILS |  | 1 | No | Yes | Yes | Yes | N. A.
I0203 | I0203.4538 | EAZEE TIBIAL LOCKING SCREW, DIA. 4.5MM, SELF-TAPPING, LENGTH 38MM |  | I0203.4500 | 02 | 2018-07-30 | N. A. | N. A. | N. A. | QPF/I0203 | 08 | 2021-01-22 | N. A. | N. A. | N. A. | PS/I0203 | 06 | 2020-11-17 | 2023-11-16 | N. A. | N. A. | I0203 | TMF-1 | IU/1 | Class C | FINISHED GOODS | EAZEE™ | SELF CUTTING LOCKING BOLT | DIA. 4.5MM, LENGTH 38MM | 16 | No | Yes |  | No | N. A. | No | N. A. | No | Yes | No | Yes | M. L.: MFG/MD/2021/000369 |  | 1 | ADLER PRODUCTS\EAZEE IMPLANTS\EAZEE SCREWS | 0 | Replaced new manufacturing license number MFG/MD/2021/000369 | Y | IM NAILS |  | 1 | No | Yes | Yes | Yes | N. A.
I0203 | I0203.4540 | EAZEE TIBIAL LOCKING SCREW, DIA. 4.5MM, SELF-TAPPING, LENGTH 40MM |  | I0203.4500 | 02 | 2018-07-30 | N. A. | N. A. | N. A. | QPF/I0203 | 08 | 2021-01-22 | N. A. | N. A. | N. A. | PS/I0203 | 06 | 2020-11-17 | 2023-11-16 | N. A. | N. A. | I0203 | TMF-1 | IU/1 | Class C | FINISHED GOODS | EAZEE™ | SELF CUTTING LOCKING BOLT | DIA. 4.5MM, LENGTH 40MM | 16 | No | Yes |  | No | N. A. | No | N. A. | No | Yes | No | Yes | M. L.: MFG/MD/2021/000369 |  | 1 | ADLER PRODUCTS\EAZEE IMPLANTS\EAZEE SCREWS | 0 | Replaced new manufacturing license number MFG/MD/2021/000369 | Y | IM NAILS |  | 1 | No | Yes | Yes | Yes | N. A.
I0203 | I0203.4545 | EAZEE TIBIAL LOCKING SCREW, DIA. 4.5MM, SELF-TAPPING, LENGTH 45MM |  | I0203.4500 | 02 | 2018-07-30 | N. A. | N. A. | N. A. | QPF/I0203 | 08 | 2021-01-22 | N. A. | N. A. | N. A. | PS/I0203 | 06 | 2020-11-17 | 2023-11-16 | N. A. | N. A. | I0203 | TMF-1 | IU/1 | Class C | FINISHED GOODS | EAZEE™ | SELF CUTTING LOCKING BOLT | DIA. 4.5MM, LENGTH 45MM | 16 | No | Yes |  | No | N. A. | No | N. A. | No | Yes | No | Yes | M. L.: MFG/MD/2021/000369 |  | 1 | ADLER PRODUCTS\EAZEE IMPLANTS\EAZEE SCREWS | 0 | Replaced new manufacturing license number MFG/MD/2021/000369 | Y | IM NAILS |  | 1 | No | Yes | Yes | Yes | N. A.
I0203 | I0203.4550 | EAZEE TIBIAL LOCKING SCREW, DIA. 4.5MM, SELF-TAPPING, LENGTH 50MM |  | I0203.4500 | 02 | 2018-07-30 | N. A. | N. A. | N. A. | QPF/I0203 | 08 | 2021-01-22 | N. A. | N. A. | N. A. | PS/I0203 | 06 | 2020-11-17 | 2023-11-16 | N. A. | N. A. | I0203 | TMF-1 | IU/1 | Class C | FINISHED GOODS | EAZEE™ | SELF CUTTING LOCKING BOLT | DIA. 4.5MM, LENGTH 50MM | 16 | No | Yes |  | No | N. A. | No | N. A. | No | Yes | No | Yes | M. L.: MFG/MD/2021/000369 |  | 1 | ADLER PRODUCTS\EAZEE IMPLANTS\EAZEE SCREWS | 0 | Replaced new manufacturing license number MFG/MD/2021/000369 | Y | IM NAILS |  | 1 | No | Yes | Yes | Yes | N. A.
I0203 | I0203.4555 | EAZEE TIBIAL LOCKING SCREW, DIA. 4.5MM, SELF-TAPPING, LENGTH 55MM |  | I0203.4500 | 02 | 2018-07-30 | N. A. | N. A. | N. A. | QPF/I0203 | 08 | 2021-01-22 | N. A. | N. A. | N. A. | PS/I0203 | 06 | 2020-11-17 | 2023-11-16 | N. A. | N. A. | I0203 | TMF-1 | IU/1 | Class C | FINISHED GOODS | EAZEE™ | SELF CUTTING LOCKING BOLT | DIA. 4.5MM, LENGTH 55MM | 16 | No | Yes |  | No | N. A. | No | N. A. | No | Yes | No | Yes | M. L.: MFG/MD/2021/000369 |  | 1 | ADLER PRODUCTS\EAZEE IMPLANTS\EAZEE SCREWS | 0 | Replaced new manufacturing license number MFG/MD/2021/000369 | Y | IM NAILS |  | 1 | No | Yes | Yes | Yes | N. A.
I0203 | I0203.4560 | EAZEE TIBIAL LOCKING SCREW, DIA. 4.5MM, SELF-TAPPING, LENGTH 60MM |  | I0203.4500 | 02 | 2018-07-30 | N. A. | N. A. | N. A. | QPF/I0203 | 08 | 2021-01-22 | N. A. | N. A. | N. A. | PS/I0203 | 06 | 2020-11-17 | 2023-11-16 | N. A. | N. A. | I0203 | TMF-1 | IU/1 | Class C | FINISHED GOODS | EAZEE™ | SELF CUTTING LOCKING BOLT | DIA. 4.5MM, LENGTH 60MM | 16 | No | Yes |  | No | N. A. | No | N. A. | No | Yes | No | Yes | M. L.: MFG/MD/2021/000369 |  | 1 | ADLER PRODUCTS\EAZEE IMPLANTS\EAZEE SCREWS | 0 | Replaced new manufacturing license number MFG/MD/2021/000369 | Y | IM NAILS |  | 1 | No | Yes | Yes | Yes | N. A.
I0203 | I0203.4565 | EAZEE TIBIAL LOCKING SCREW, DIA. 4.5MM, SELF-TAPPING, LENGTH 65MM |  | I0203.4500 | 02 | 2018-07-30 | N. A. | N. A. | N. A. | QPF/I0203 | 08 | 2021-01-22 | N. A. | N. A. | N. A. | PS/I0203 | 06 | 2020-11-17 | 2023-11-16 | N. A. | N. A. | I0203 | TMF-1 | IU/1 | Class C | FINISHED GOODS | EAZEE™ | SELF CUTTING LOCKING BOLT | DIA. 4.5MM, LENGTH 65MM | 16 | No | Yes |  | No | N. A. | No | N. A. | No | Yes | No | Yes | M. L.: MFG/MD/2021/000369 |  | 1 | ADLER PRODUCTS\EAZEE IMPLANTS\EAZEE SCREWS | 0 | Replaced new manufacturing license number MFG/MD/2021/000369 | Y | IM NAILS |  | 1 | No | Yes | Yes | Yes | N. A.
I0203 | I0203.4570 | EAZEE TIBIAL LOCKING SCREW, DIA. 4.5MM, SELF-TAPPING, LENGTH 70MM |  | I0203.4500 | 02 | 2018-07-30 | N. A. | N. A. | N. A. | QPF/I0203 | 08 | 2021-01-22 | N. A. | N. A. | N. A. | PS/I0203 | 06 | 2020-11-17 | 2023-11-16 | N. A. | N. A. | I0203 | TMF-1 | IU/1 | Class C | FINISHED GOODS | EAZEE™ | SELF CUTTING LOCKING BOLT | DIA. 4.5MM, LENGTH 70MM | 16 | No | Yes |  | No | N. A. | No | N. A. | No | Yes | No | Yes | M. L.: MFG/MD/2021/000369 |  | 1 | ADLER PRODUCTS\EAZEE IMPLANTS\EAZEE SCREWS | 0 | Replaced new manufacturing license number MFG/MD/2021/000369 | Y | IM NAILS |  | 1 | No | Yes | Yes | Yes | N. A.
I0203 | I0203.4926 | ATLAS SELF CUTTING LOCKING BOLT DIA. 4.9MM, LENGTH 26MM |  | I0203.4900 | 02 | 2018-07-30 | N. A. | N. A. | N. A. | QPF/I0203 | 08 | 2021-01-22 | N. A. | N. A. | N. A. | PS/I0203 | 06 | 2020-11-17 | 2023-11-16 | N. A. | N. A. | I0203 | TMF-1 | IU/1 | Class C | FINISHED GOODS | ATLAS™ | SELF CUTTING LOCKING BOLT | DIA. 4.9MM, LENGTH 26MM | 16 | No | Yes |  | No | N. A. | No | N. A. | No | Yes | No | Yes | M. L.: MFG/MD/2021/000369 |  | 1 | SUSHRUT PRODUCTS\ATLAS NAILING SYSTEM\ATLAS IMPLANTS\ATLAS LOCKING BOLTS | 0.0051 | Replaced new manufacturing license number MFG/MD/2021/000369 | N | BONE SCREWS |  | 1 | No | Yes | Yes | Yes | N. A.
I0203 | I0203.4928 | ATLAS SELF CUTTING LOCKING BOLT DIA. 4.9MM, LENGTH 28MM |  | I0203.4900 | 02 | 2018-07-30 | N. A. | N. A. | N. A. | QPF/I0203 | 08 | 2021-01-22 | N. A. | N. A. | N. A. | PS/I0203 | 06 | 2020-11-17 | 2023-11-16 | N. A. | N. A. | I0203 | TMF-1 | IU/1 | Class C | FINISHED GOODS | ATLAS™ | SELF CUTTING LOCKING BOLT | DIA. 4.9MM, LENGTH 28MM | 16 | No | Yes |  | No | N. A. | No | N. A. | No | Yes | No | Yes | M. L.: MFG/MD/2021/000369 |  | 1 | SUSHRUT PRODUCTS\ATLAS NAILING SYSTEM\ATLAS IMPLANTS\ATLAS LOCKING BOLTS | 0.0053 | Replaced new manufacturing license number MFG/MD/2021/000369 | N | BONE SCREWS |  | 1 | No | Yes | Yes | Yes | N. A.
I0203 | I0203.4930 | ATLAS SELF CUTTING LOCKING BOLT DIA. 4.9MM, LENGTH 30MM |  | I0203.4900 | 02 | 2018-07-30 | N. A. | N. A. | N. A. | QPF/I0203 | 08 | 2021-01-22 | N. A. | N. A. | N. A. | PS/I0203 | 06 | 2020-11-17 | 2023-11-16 | N. A. | N. A. | I0203 | TMF-1 | IU/1 | Class C | FINISHED GOODS | ATLAS™ | SELF CUTTING LOCKING BOLT | DIA. 4.9MM, LENGTH 30MM | 16 | No | Yes |  | No | N. A. | No | N. A. | No | Yes | No | Yes | M. L.: MFG/MD/2021/000369 |  | 1 | SUSHRUT PRODUCTS\ATLAS NAILING SYSTEM\ATLAS IMPLANTS\ATLAS LOCKING BOLTS | 0.0054 | Replaced new manufacturing license number MFG/MD/2021/000369 | N | BONE SCREWS |  | 1 | No | Yes | Yes | Yes | N. A.
I0203 | I0203.4932 | ATLAS SELF CUTTING LOCKING BOLT DIA. 4.9MM, LENGTH 32MM |  | I0203.4900 | 02 | 2018-07-30 | N. A. | N. A. | N. A. | QPF/I0203 | 08 | 2021-01-22 | N. A. | N. A. | N. A. | PS/I0203 | 06 | 2020-11-17 | 2023-11-16 | N. A. | N. A. | I0203 | TMF-1 | IU/1 | Class C | FINISHED GOODS | ATLAS™ | SELF CUTTING LOCKING BOLT | DIA. 4.9MM, LENGTH 32MM | 16 | No | Yes |  | No | N. A. | No | N. A. | No | Yes | No | Yes | M. L.: MFG/MD/2021/000369 |  | 1 | SUSHRUT PRODUCTS\ATLAS NAILING SYSTEM\ATLAS IMPLANTS\ATLAS LOCKING BOLTS | 0.0058 | Replaced new manufacturing license number MFG/MD/2021/000369 | N | BONE SCREWS |  | 1 | No | Yes | Yes | Yes | N. A.
I0203 | I0203.4934 | ATLAS SELF CUTTING LOCKING BOLT DIA. 4.9MM, LENGTH 34MM |  | I0203.4900 | 02 | 2018-07-30 | N. A. | N. A. | N. A. | QPF/I0203 | 08 | 2021-01-22 | N. A. | N. A. | N. A. | PS/I0203 | 06 | 2020-11-17 | 2023-11-16 | N. A. | N. A. | I0203 | TMF-1 | IU/1 | Class C | FINISHED GOODS | ATLAS™ | SELF CUTTING LOCKING BOLT | DIA. 4.9MM, LENGTH 34MM | 16 | No | Yes |  | No | N. A. | No | N. A. | No | Yes | No | Yes | M. L.: MFG/MD/2021/000369 |  | 1 | SUSHRUT PRODUCTS\ATLAS NAILING SYSTEM\ATLAS IMPLANTS\ATLAS LOCKING BOLTS | 0.0063 | Replaced new manufacturing license number MFG/MD/2021/000369 | N | BONE SCREWS |  | 1 | No | Yes | Yes | Yes | N. A.
I0203 | I0203.4936 | ATLAS SELF CUTTING LOCKING BOLT DIA. 4.9MM, LENGTH 36MM |  | I0203.4900 | 02 | 2018-07-30 | N. A. | N. A. | N. A. | QPF/I0203 | 08 | 2021-01-22 | N. A. | N. A. | N. A. | PS/I0203 | 06 | 2020-11-17 | 2023-11-16 | N. A. | N. A. | I0203 | TMF-1 | IU/1 | Class C | FINISHED GOODS | ATLAS™ | SELF CUTTING LOCKING BOLT | DIA. 4.9MM, LENGTH 36MM | 16 | No | Yes |  | No | N. A. | No | N. A. | No | Yes | No | Yes | M. L.: MFG/MD/2021/000369 |  | 1 | SUSHRUT PRODUCTS\ATLAS NAILING SYSTEM\ATLAS IMPLANTS\ATLAS LOCKING BOLTS | 0.0061 | Replaced new manufacturing license number MFG/MD/2021/000369 | N | BONE SCREWS |  | 1 | No | Yes | Yes | Yes | N. A.
I0203 | I0203.4938 | ATLAS SELF CUTTING LOCKING BOLT DIA. 4.9MM, LENGTH 38MM |  | I0203.4900 | 02 | 2018-07-30 | N. A. | N. A. | N. A. | QPF/I0203 | 08 | 2021-01-22 | N. A. | N. A. | N. A. | PS/I0203 | 06 | 2020-11-17 | 2023-11-16 | N. A. | N. A. | I0203 | TMF-1 | IU/1 | Class C | FINISHED GOODS | ATLAS™ | SELF CUTTING LOCKING BOLT | DIA. 4.9MM, LENGTH 38MM | 16 | No | Yes |  | No | N. A. | No | N. A. | No | Yes | No | Yes | M. L.: MFG/MD/2021/000369 |  | 1 | SUSHRUT PRODUCTS\ATLAS NAILING SYSTEM\ATLAS IMPLANTS\ATLAS LOCKING BOLTS | 0.0064 | Replaced new manufacturing license number MFG/MD/2021/000369 | N | BONE SCREWS |  | 1 | No | Yes | Yes | Yes | N. A.
I0203 | I0203.4940 | ATLAS SELF CUTTING LOCKING BOLT DIA. 4.9MM, LENGTH 40MM |  | I0203.4900 | 02 | 2018-07-30 | N. A. | N. A. | N. A. | QPF/I0203 | 08 | 2021-01-22 | N. A. | N. A. | N. A. | PS/I0203 | 06 | 2020-11-17 | 2023-11-16 | N. A. | N. A. | I0203 | TMF-1 | IU/1 | Class C | FINISHED GOODS | ATLAS™ | SELF CUTTING LOCKING BOLT | DIA. 4.9MM, LENGTH 40MM | 16 | No | Yes |  | No | N. A. | No | N. A. | No | Yes | No | Yes | M. L.: MFG/MD/2021/000369 |  | 1 | SUSHRUT PRODUCTS\ATLAS NAILING SYSTEM\ATLAS IMPLANTS\ATLAS LOCKING BOLTS | 0.0066 | Replaced new manufacturing license number MFG/MD/2021/000369 | N | BONE SCREWS |  | 1 | No | Yes | Yes | Yes | N. A.
I0203 | I0203.4942 | ATLAS SELF CUTTING LOCKING BOLT DIA. 4.9MM, LENGTH 42MM |  | I0203.4900 | 02 | 2018-07-30 | N. A. | N. A. | N. A. | QPF/I0203 | 08 | 2021-01-22 | N. A. | N. A. | N. A. | PS/I0203 | 06 | 2020-11-17 | 2023-11-16 | N. A. | N. A. | I0203 | TMF-1 | IU/1 | Class C | FINISHED GOODS | ATLAS™ | SELF CUTTING LOCKING BOLT | DIA. 4.9MM, LENGTH 42MM | 16 | No | Yes |  | No | N. A. | No | N. A. | No | Yes | No | Yes | M. L.: MFG/MD/2021/000369 |  | 1 | SUSHRUT PRODUCTS\ATLAS NAILING SYSTEM\ATLAS IMPLANTS\ATLAS LOCKING BOLTS | 0.0071 | Replaced new manufacturing license number MFG/MD/2021/000369 | N | BONE SCREWS |  | 1 | No | Yes | Yes | Yes | N. A.
I0203 | I0203.4944 | ATLAS SELF CUTTING LOCKING BOLT DIA. 4.9MM, LENGTH 44MM |  | I0203.4900 | 02 | 2018-07-30 | N. A. | N. A. | N. A. | QPF/I0203 | 08 | 2021-01-22 | N. A. | N. A. | N. A. | PS/I0203 | 06 | 2020-11-17 | 2023-11-16 | N. A. | N. A. | I0203 | TMF-1 | IU/1 | Class C | FINISHED GOODS | ATLAS™ | SELF CUTTING LOCKING BOLT | DIA. 4.9MM, LENGTH 44MM | 16 | No | Yes |  | No | N. A. | No | N. A. | No | Yes | No | Yes | M. L.: MFG/MD/2021/000369 |  | 1 | SUSHRUT PRODUCTS\ATLAS NAILING SYSTEM\ATLAS IMPLANTS\ATLAS LOCKING BOLTS | 0.0073 | Replaced new manufacturing license number MFG/MD/2021/000369 | N | BONE SCREWS |  | 1 | No | Yes | Yes | Yes | N. A.
I0203 | I0203.4946 | ATLAS SELF CUTTING LOCKING BOLT DIA. 4.9MM, LENGTH 46MM |  | I0203.4900 | 02 | 2018-07-30 | N. A. | N. A. | N. A. | QPF/I0203 | 08 | 2021-01-22 | N. A. | N. A. | N. A. | PS/I0203 | 06 | 2020-11-17 | 2023-11-16 | N. A. | N. A. | I0203 | TMF-1 | IU/1 | Class C | FINISHED GOODS | ATLAS™ | SELF CUTTING LOCKING BOLT | DIA. 4.9MM, LENGTH 46MM | 16 | No | Yes |  | No | N. A. | No | N. A. | No | Yes | No | Yes | M. L.: MFG/MD/2021/000369 |  | 1 | SUSHRUT PRODUCTS\ATLAS NAILING SYSTEM\ATLAS IMPLANTS\ATLAS LOCKING BOLTS | 0.0079 | Replaced new manufacturing license number MFG/MD/2021/000369 | N | BONE SCREWS |  | 1 | No | Yes | Yes | Yes | N. A.
I0203 | I0203.4948 | ATLAS SELF CUTTING LOCKING BOLT DIA. 4.9MM, LENGTH 48MM |  | I0203.4900 | 02 | 2018-07-30 | N. A. | N. A. | N. A. | QPF/I0203 | 08 | 2021-01-22 | N. A. | N. A. | N. A. | PS/I0203 | 06 | 2020-11-17 | 2023-11-16 | N. A. | N. A. | I0203 | TMF-1 | IU/1 | Class C | FINISHED GOODS | ATLAS™ | SELF CUTTING LOCKING BOLT | DIA. 4.9MM, LENGTH 48MM | 16 | No | Yes |  | No | N. A. | No | N. A. | No | Yes | No | Yes | M. L.: MFG/MD/2021/000369 |  | 1 | SUSHRUT PRODUCTS\ATLAS NAILING SYSTEM\ATLAS IMPLANTS\ATLAS LOCKING BOLTS | 0.0077 | Replaced new manufacturing license number MFG/MD/2021/000369 | N | BONE SCREWS |  | 1 | No | Yes | Yes | Yes | N. A.
I0203 | I0203.4950 | ATLAS SELF CUTTING LOCKING BOLT DIA. 4.9MM, LENGTH 50MM |  | I0203.4900 | 02 | 2018-07-30 | N. A. | N. A. | N. A. | QPF/I0203 | 08 | 2021-01-22 | N. A. | N. A. | N. A. | PS/I0203 | 06 | 2020-11-17 | 2023-11-16 | N. A. | N. A. | I0203 | TMF-1 | IU/1 | Class C | FINISHED GOODS | ATLAS™ | SELF CUTTING LOCKING BOLT | DIA. 4.9MM, LENGTH 50MM | 16 | No | Yes |  | No | N. A. | No | N. A. | No | Yes | No | Yes | M. L.: MFG/MD/2021/000369 |  | 1 | SUSHRUT PRODUCTS\ATLAS NAILING SYSTEM\ATLAS IMPLANTS\ATLAS LOCKING BOLTS | 0.0078 | Replaced new manufacturing license number MFG/MD/2021/000369 | N | BONE SCREWS |  | 1 | No | Yes | Yes | Yes | N. A.
I0203 | I0203.4952 | ATLAS SELF CUTTING LOCKING BOLT DIA. 4.9MM, LENGTH 52MM |  | I0203.4900 | 02 | 2018-07-30 | N. A. | N. A. | N. A. | QPF/I0203 | 08 | 2021-01-22 | N. A. | N. A. | N. A. | PS/I0203 | 06 | 2020-11-17 | 2023-11-16 | N. A. | N. A. | I0203 | TMF-1 | IU/1 | Class C | FINISHED GOODS | ATLAS™ | SELF CUTTING LOCKING BOLT | DIA. 4.9MM, LENGTH 52MM | 16 | No | Yes |  | No | N. A. | No | N. A. | No | Yes | No | Yes | M. L.: MFG/MD/2021/000369 |  | 1 | SUSHRUT PRODUCTS\ATLAS NAILING SYSTEM\ATLAS IMPLANTS\ATLAS LOCKING BOLTS | 0.0084 | Replaced new manufacturing license number MFG/MD/2021/000369 | N | BONE SCREWS |  | 1 | No | Yes | Yes | Yes | N. A.
I0203 | I0203.4954 | ATLAS SELF CUTTING LOCKING BOLT DIA. 4.9MM, LENGTH 54MM |  | I0203.4900 | 02 | 2018-07-30 | N. A. | N. A. | N. A. | QPF/I0203 | 08 | 2021-01-22 | N. A. | N. A. | N. A. | PS/I0203 | 06 | 2020-11-17 | 2023-11-16 | N. A. | N. A. | I0203 | TMF-1 | IU/1 | Class C | FINISHED GOODS | ATLAS™ | SELF CUTTING LOCKING BOLT | DIA. 4.9MM, LENGTH 54MM | 16 | No | Yes |  | No | N. A. | No | N. A. | No | Yes | No | Yes | M. L.: MFG/MD/2021/000369 |  | 1 | SUSHRUT PRODUCTS\ATLAS NAILING SYSTEM\ATLAS IMPLANTS\ATLAS LOCKING BOLTS | 0.0084 | Replaced new manufacturing license number MFG/MD/2021/000369 | N | BONE SCREWS |  | 1 | No | Yes | Yes | Yes | N. A.
I0203 | I0203.4956 | ATLAS SELF CUTTING LOCKING BOLT DIA. 4.9MM, LENGTH 56MM |  | I0203.4900 | 02 | 2018-07-30 | N. A. | N. A. | N. A. | QPF/I0203 | 08 | 2021-01-22 | N. A. | N. A. | N. A. | PS/I0203 | 06 | 2020-11-17 | 2023-11-16 | N. A. | N. A. | I0203 | TMF-1 | IU/1 | Class C | FINISHED GOODS | ATLAS™ | SELF CUTTING LOCKING BOLT | DIA. 4.9MM, LENGTH 56MM | 16 | No | Yes |  | No | N. A. | No | N. A. | No | Yes | No | Yes | M. L.: MFG/MD/2021/000369 |  | 1 | SUSHRUT PRODUCTS\ATLAS NAILING SYSTEM\ATLAS IMPLANTS\ATLAS LOCKING BOLTS | 0.0084 | Replaced new manufacturing license number MFG/MD/2021/000369 | N | BONE SCREWS |  | 1 | No | Yes | Yes | Yes | N. A.
I0203 | I0203.4958 | ATLAS SELF CUTTING LOCKING BOLT DIA. 4.9MM, LENGTH 58MM |  | I0203.4900 | 02 | 2018-07-30 | N. A. | N. A. | N. A. | QPF/I0203 | 08 | 2021-01-22 | N. A. | N. A. | N. A. | PS/I0203 | 06 | 2020-11-17 | 2023-11-16 | N. A. | N. A. | I0203 | TMF-1 | IU/1 | Class C | FINISHED GOODS | ATLAS™ | SELF CUTTING LOCKING BOLT | DIA. 4.9MM, LENGTH 58MM | 16 | No | Yes |  | No | N. A. | No | N. A. | No | Yes | No | Yes | M. L.: MFG/MD/2021/000369 |  | 1 | SUSHRUT PRODUCTS\ATLAS NAILING SYSTEM\ATLAS IMPLANTS\ATLAS LOCKING BOLTS | 0.0088 | Replaced new manufacturing license number MFG/MD/2021/000369 | N | BONE SCREWS |  | 1 | No | Yes | Yes | Yes | N. A.
I0203 | I0203.4960 | ATLAS SELF CUTTING LOCKING BOLT DIA. 4.9MM, LENGTH 60MM |  | I0203.4900 | 02 | 2018-07-30 | N. A. | N. A. | N. A. | QPF/I0203 | 08 | 2021-01-22 | N. A. | N. A. | N. A. | PS/I0203 | 06 | 2020-11-17 | 2023-11-16 | N. A. | N. A. | I0203 | TMF-1 | IU/1 | Class C | FINISHED GOODS | ATLAS™ | SELF CUTTING LOCKING BOLT | DIA. 4.9MM, LENGTH 60MM | 16 | No | Yes |  | No | N. A. | No | N. A. | No | Yes | No | Yes | M. L.: MFG/MD/2021/000369 |  | 1 | SUSHRUT PRODUCTS\ATLAS NAILING SYSTEM\ATLAS IMPLANTS\ATLAS LOCKING BOLTS | 0.0092 | Replaced new manufacturing license number MFG/MD/2021/000369 | N | BONE SCREWS |  | 1 | No | Yes | Yes | Yes | N. A.
I0203 | I0203.4962 | ATLAS SELF CUTTING LOCKING BOLT DIA. 4.9MM, LENGTH 62MM |  | I0203.4900 | 02 | 2018-07-30 | N. A. | N. A. | N. A. | QPF/I0203 | 08 | 2021-01-22 | N. A. | N. A. | N. A. | PS/I0203 | 06 | 2020-11-17 | 2023-11-16 | N. A. | N. A. | I0203 | TMF-1 | IU/1 | Class C | FINISHED GOODS | ATLAS™ | SELF CUTTING LOCKING BOLT | DIA. 4.9MM, LENGTH 62MM | 16 | No | Yes |  | No | N. A. | No | N. A. | No | Yes | No | Yes | M. L.: MFG/MD/2021/000369 |  | 1 | SUSHRUT PRODUCTS\ATLAS NAILING SYSTEM\ATLAS IMPLANTS\ATLAS LOCKING BOLTS | 0.0097 | Replaced new manufacturing license number MFG/MD/2021/000369 | N | BONE SCREWS |  | 1 | No | Yes | Yes | Yes | N. A.
I0203 | I0203.4964 | ATLAS SELF CUTTING LOCKING BOLT DIA. 4.9MM, LENGTH 64MM |  | I0203.4900 | 02 | 2018-07-30 | N. A. | N. A. | N. A. | QPF/I0203 | 08 | 2021-01-22 | N. A. | N. A. | N. A. | PS/I0203 | 06 | 2020-11-17 | 2023-11-16 | N. A. | N. A. | I0203 | TMF-1 | IU/1 | Class C | FINISHED GOODS | ATLAS™ | SELF CUTTING LOCKING BOLT | DIA. 4.9MM, LENGTH 64MM | 16 | No | Yes |  | No | N. A. | No | N. A. | No | Yes | No | Yes | M. L.: MFG/MD/2021/000369 |  | 1 | SUSHRUT PRODUCTS\ATLAS NAILING SYSTEM\ATLAS IMPLANTS\ATLAS LOCKING BOLTS | 0.0095 | Replaced new manufacturing license number MFG/MD/2021/000369 | N | BONE SCREWS |  | 1 | No | Yes | Yes | Yes | N. A.
I0203 | I0203.4966 | ATLAS SELF CUTTING LOCKING BOLT DIA. 4.9MM, LENGTH 66MM |  | I0203.4900 | 02 | 2018-07-30 | N. A. | N. A. | N. A. | QPF/I0203 | 08 | 2021-01-22 | N. A. | N. A. | N. A. | PS/I0203 | 06 | 2020-11-17 | 2023-11-16 | N. A. | N. A. | I0203 | TMF-1 | IU/1 | Class C | FINISHED GOODS | ATLAS™ | SELF CUTTING LOCKING BOLT | DIA. 4.9MM, LENGTH 66MM | 16 | No | Yes |  | No | N. A. | No | N. A. | No | Yes | No | Yes | M. L.: MFG/MD/2021/000369 |  | 1 | SUSHRUT PRODUCTS\ATLAS NAILING SYSTEM\ATLAS IMPLANTS\ATLAS LOCKING BOLTS | 0.01 | Replaced new manufacturing license number MFG/MD/2021/000369 | N | BONE SCREWS |  | 1 | No | Yes | Yes | Yes | N. A.
I0203 | I0203.4968 | ATLAS SELF CUTTING LOCKING BOLT DIA. 4.9MM, LENGTH 68MM |  | I0203.4900 | 02 | 2018-07-30 | N. A. | N. A. | N. A. | QPF/I0203 | 08 | 2021-01-22 | N. A. | N. A. | N. A. | PS/I0203 | 06 | 2020-11-17 | 2023-11-16 | N. A. | N. A. | I0203 | TMF-1 | IU/1 | Class C | FINISHED GOODS | ATLAS™ | SELF CUTTING LOCKING BOLT | DIA. 4.9MM, LENGTH 68MM | 16 | No | Yes |  | No | N. A. | No | N. A. | No | Yes | No | Yes | M. L.: MFG/MD/2021/000369 |  | 1 | SUSHRUT PRODUCTS\ATLAS NAILING SYSTEM\ATLAS IMPLANTS\ATLAS LOCKING BOLTS | 0.01 | Replaced new manufacturing license number MFG/MD/2021/000369 | N | BONE SCREWS |  | 1 | No | Yes | Yes | Yes | N. A.
I0203 | I0203.4970 | ATLAS SELF CUTTING LOCKING BOLT DIA. 4.9MM, LENGTH 70MM |  | I0203.4900 | 02 | 2018-07-30 | N. A. | N. A. | N. A. | QPF/I0203 | 08 | 2021-01-22 | N. A. | N. A. | N. A. | PS/I0203 | 06 | 2020-11-17 | 2023-11-16 | N. A. | N. A. | I0203 | TMF-1 | IU/1 | Class C | FINISHED GOODS | ATLAS™ | SELF CUTTING LOCKING BOLT | DIA. 4.9MM, LENGTH 70MM | 16 | No | Yes |  | No | N. A. | No | N. A. | No | Yes | No | Yes | M. L.: MFG/MD/2021/000369 |  | 1 | SUSHRUT PRODUCTS\ATLAS NAILING SYSTEM\ATLAS IMPLANTS\ATLAS LOCKING BOLTS | 0.0107 | Replaced new manufacturing license number MFG/MD/2021/000369 | N | BONE SCREWS |  | 1 | No | Yes | Yes | Yes | N. A.
I0203 | I0203.4972 | ATLAS SELF CUTTING LOCKING BOLT DIA. 4.9MM, LENGTH 72MM |  | I0203.4900 | 02 | 2018-07-30 | N. A. | N. A. | N. A. | QPF/I0203 | 08 | 2021-01-22 | N. A. | N. A. | N. A. | PS/I0203 | 06 | 2020-11-17 | 2023-11-16 | N. A. | N. A. | I0203 | TMF-1 | IU/1 | Class C | FINISHED GOODS | ATLAS™ | SELF CUTTING LOCKING BOLT | DIA. 4.9MM, LENGTH 72MM | 16 | No | Yes |  | No | N. A. | No | N. A. | No | Yes | No | Yes | M. L.: MFG/MD/2021/000369 |  | 1 | SUSHRUT PRODUCTS\ATLAS NAILING SYSTEM\ATLAS IMPLANTS\ATLAS LOCKING BOLTS | 0.0107 | Replaced new manufacturing license number MFG/MD/2021/000369 | N | BONE SCREWS |  | 1 | No | Yes | Yes | Yes | N. A.
I0203 | I0203.4974 | ATLAS SELF CUTTING LOCKING BOLT DIA. 4.9MM, LENGTH 74MM |  | I0203.4900 | 02 | 2018-07-30 | N. A. | N. A. | N. A. | QPF/I0203 | 08 | 2021-01-22 | N. A. | N. A. | N. A. | PS/I0203 | 06 | 2020-11-17 | 2023-11-16 | N. A. | N. A. | I0203 | TMF-1 | IU/1 | Class C | FINISHED GOODS | ATLAS™ | SELF CUTTING LOCKING BOLT | DIA. 4.9MM, LENGTH 74MM | 16 | No | Yes |  | No | N. A. | No | N. A. | No | Yes | No | Yes | M. L.: MFG/MD/2021/000369 |  | 1 | SUSHRUT PRODUCTS\ATLAS NAILING SYSTEM\ATLAS IMPLANTS\ATLAS LOCKING BOLTS | 0.0107 | Replaced new manufacturing license number MFG/MD/2021/000369 | N | BONE SCREWS |  | 1 | No | Yes | Yes | Yes | N. A.
I0203 | I0203.4976 | ATLAS SELF CUTTING LOCKING BOLT DIA. 4.9MM, LENGTH 76MM |  | I0203.4900 | 02 | 2018-07-30 | N. A. | N. A. | N. A. | QPF/I0203 | 08 | 2021-01-22 | N. A. | N. A. | N. A. | PS/I0203 | 06 | 2020-11-17 | 2023-11-16 | N. A. | N. A. | I0203 | TMF-1 | IU/1 | Class C | FINISHED GOODS | ATLAS™ | SELF CUTTING LOCKING BOLT | DIA. 4.9MM, LENGTH 76MM | 16 | No | Yes |  | No | N. A. | No | N. A. | No | Yes | No | Yes | M. L.: MFG/MD/2021/000369 |  | 1 | SUSHRUT PRODUCTS\ATLAS NAILING SYSTEM\ATLAS IMPLANTS\ATLAS LOCKING BOLTS | 0.0116 | Replaced new manufacturing license number MFG/MD/2021/000369 | N | BONE SCREWS |  | 1 | No | Yes | Yes | Yes | N. A.
I0203 | I0203.4978 | ATLAS SELF CUTTING LOCKING BOLT DIA. 4.9MM, LENGTH 78MM |  | I0203.4900 | 02 | 2018-07-30 | N. A. | N. A. | N. A. | QPF/I0203 | 08 | 2021-01-22 | N. A. | N. A. | N. A. | PS/I0203 | 06 | 2020-11-17 | 2023-11-16 | N. A. | N. A. | I0203 | TMF-1 | IU/1 | Class C | FINISHED GOODS | ATLAS™ | SELF CUTTING LOCKING BOLT | DIA. 4.9MM, LENGTH 78MM | 16 | No | Yes |  | No | N. A. | No | N. A. | No | Yes | No | Yes | M. L.: MFG/MD/2021/000369 |  | 1 | SUSHRUT PRODUCTS\ATLAS NAILING SYSTEM\ATLAS IMPLANTS\ATLAS LOCKING BOLTS | 0.0137 | Replaced new manufacturing license number MFG/MD/2021/000369 | N | BONE SCREWS |  | 1 | No | Yes | Yes | Yes | N. A.
I0203 | I0203.4980 | ATLAS SELF CUTTING LOCKING BOLT DIA. 4.9MM, LENGTH 80MM |  | I0203.4900 | 02 | 2018-07-30 | N. A. | N. A. | N. A. | QPF/I0203 | 08 | 2021-01-22 | N. A. | N. A. | N. A. | PS/I0203 | 06 | 2020-11-17 | 2023-11-16 | N. A. | N. A. | I0203 | TMF-1 | IU/1 | Class C | FINISHED GOODS | ATLAS™ | SELF CUTTING LOCKING BOLT | DIA. 4.9MM, LENGTH 80MM | 16 | No | Yes |  | No | N. A. | No | N. A. | No | Yes | No | Yes | M. L.: MFG/MD/2021/000369 |  | 1 | SUSHRUT PRODUCTS\ATLAS NAILING SYSTEM\ATLAS IMPLANTS\ATLAS LOCKING BOLTS | 0.0118 | Replaced new manufacturing license number MFG/MD/2021/000369 | N | BONE SCREWS |  | 1 | No | Yes | Yes | Yes | N. A.
I0203 | I0203.4985 | ATLAS SELF CUTTING LOCKING BOLT DIA. 4.9MM, LENGTH 85MM |  | I0203.4900 | 02 | 2018-07-30 | N. A. | N. A. | N. A. | QPF/I0203 | 08 | 2021-01-22 | N. A. | N. A. | N. A. | PS/I0203 | 06 | 2020-11-17 | 2023-11-16 | N. A. | N. A. | I0203 | TMF-1 | IU/1 | Class C | FINISHED GOODS | ATLAS™ | SELF CUTTING LOCKING BOLT | DIA. 4.9MM, LENGTH 85MM | 16 | No | Yes |  | No | N. A. | No | N. A. | No | Yes | No | Yes | M. L.: MFG/MD/2021/000369 |  | 1 | SUSHRUT PRODUCTS\ATLAS NAILING SYSTEM\ATLAS IMPLANTS\ATLAS LOCKING BOLTS | 0.0127 | Replaced new manufacturing license number MFG/MD/2021/000369 | Y | BONE SCREWS |  | 1 | No | Yes | Yes | Yes | N. A.
I0203 | I0203.4990 | ATLAS SELF CUTTING LOCKING BOLT DIA. 4.9MM, LENGTH 90MM |  | I0203.4900 | 02 | 2018-07-30 | N. A. | N. A. | N. A. | QPF/I0203 | 08 | 2021-01-22 | N. A. | N. A. | N. A. | PS/I0203 | 06 | 2020-11-17 | 2023-11-16 | N. A. | N. A. | I0203 | TMF-1 | IU/1 | Class C | FINISHED GOODS | ATLAS™ | SELF CUTTING LOCKING BOLT | DIA. 4.9MM, LENGTH 90MM | 16 | No | Yes |  | No | N. A. | No | N. A. | No | Yes | No | Yes | M. L.: MFG/MD/2021/000369 |  | 1 | SUSHRUT PRODUCTS\ATLAS NAILING SYSTEM\ATLAS IMPLANTS\ATLAS LOCKING BOLTS | 0.0127 | Replaced new manufacturing license number MFG/MD/2021/000369 | Y | BONE SCREWS |  | 1 | No | Yes | Yes | Yes | N. A.
I0203 | I0203.4995 | ATLAS SELF CUTTING LOCKING BOLT DIA. 4.9MM, LENGTH 95MM |  | I0203.4900 | 02 | 2018-07-30 | N. A. | N. A. | N. A. | QPF/I0203 | 08 | 2021-01-22 | N. A. | N. A. | N. A. | PS/I0203 | 06 | 2020-11-17 | 2023-11-16 | N. A. | N. A. | I0203 | TMF-1 | IU/1 | Class C | FINISHED GOODS | ATLAS™ | SELF CUTTING LOCKING BOLT | DIA. 4.9MM, LENGTH 95MM | 16 | No | Yes |  | No | N. A. | No | N. A. | No | Yes | No | Yes | M. L.: MFG/MD/2021/000369 |  | 1 | SUSHRUT PRODUCTS\ATLAS NAILING SYSTEM\ATLAS IMPLANTS\ATLAS LOCKING BOLTS | 0.0137 | Replaced new manufacturing license number MFG/MD/2021/000369 | Y | BONE SCREWS |  | 1 | No | Yes | Yes | Yes | N. A.
I0203 | I0203.5000 | ATLAS SELF CUTTING LOCKING BOLT DIA. 4.9MM, LENGTH 100MM |  | I0203.4900 | 02 | 2018-07-30 | N. A. | N. A. | N. A. | QPF/I0203 | 08 | 2021-01-22 | N. A. | N. A. | N. A. | PS/I0203 | 06 | 2020-11-17 | 2023-11-16 | N. A. | N. A. | I0203 | TMF-1 | IU/1 | Class C | FINISHED GOODS | ATLAS™ | SELF CUTTING LOCKING BOLT | DIA. 4.9MM, LENGTH 100MM | 16 | No | Yes |  | No | N. A. | No | N. A. | No | Yes | No | Yes | M. L.: MFG/MD/2021/000369 |  | 1 | SUSHRUT PRODUCTS\ATLAS NAILING SYSTEM\ATLAS IMPLANTS\ATLAS LOCKING BOLTS | 0.014 | Replaced new manufacturing license number MFG/MD/2021/000369 | Y | BONE SCREWS |  | 1 | No | Yes | Yes | Yes | N. A.
I0203 | I0203.5005 | ATLAS SELF CUTTING LOCKING BOLT DIA. 4.9MM, LENGTH 105MM |  | I0203.4900 | 02 | 2018-07-30 | N. A. | N. A. | N. A. | QPF/I0203 | 08 | 2021-01-22 | N. A. | N. A. | N. A. | PS/I0203 | 06 | 2020-11-17 | 2023-11-16 | N. A. | N. A. | I0203 | TMF-1 | IU/1 | Class C | FINISHED GOODS | ATLAS™ | SELF CUTTING LOCKING BOLT | DIA. 4.9MM, LENGTH 105MM | 16 | No | Yes |  | No | N. A. | No | N. A. | No | Yes | No | Yes | M. L.: MFG/MD/2021/000369 |  | 1 | SUSHRUT PRODUCTS\ATLAS NAILING SYSTEM\ATLAS IMPLANTS\ATLAS LOCKING BOLTS | 0.015 | Replaced new manufacturing license number MFG/MD/2021/000369 | Y | BONE SCREWS |  | 1 | No | Yes | Yes | Yes | N. A.
I0208.000 | I0208.070 | ATLAS HFN 70MM LAG SCREW |  | I0208.000 | 07 | 2020-10-13 | N. A. | N. A. | N. A. | QPF/I0208 | 06 | 2022-09-08 | N. A. | N. A. | N. A. | PS/I0208.000 | 03 | 2022-10-27 | 2025-10-26 | 2019-12-08 | 44902 | I0208 | TMF-HFN | IU/7 | Class C | FINISHED GOODS | ATLAS™ HFN | HFN Lag Screws | Lag Screw 70mm | 16 | No | Yes |  | No | N. A. | No | N. A. | No | Yes | No | Yes | M. L.: MFG/MD/2021/000369 |  | 1 | ADLER PRODUCTS\ATLAS HF NAILING SYSTEM\ATLAS HFN IMPLANTS | 0 | Applicability of CE marking and notify body number of product change as per ECR no- E011021 Date-24OCT2021 | N | BONE SCREWS |  | 1 | No | Yes | Yes | Yes | N. A.
I0208.000 | I0208.075 | ATLAS HFN 75MM LAG SCREW |  | I0208.000 | 07 | 2020-10-13 | N. A. | N. A. | N. A. | QPF/I0208 | 06 | 2022-09-08 | N. A. | N. A. | N. A. | PS/I0208.000 | 03 | 2022-10-27 | 2025-10-26 | N. A. | N. A. | I0208 | TMF-HFN | IU/7 | Class C | FINISHED GOODS | ATLAS™ HFN | HFN Lag Screws | Lag Screw 75mm | 16 | No | Yes |  | No | N. A. | No | N. A. | No | Yes | No | Yes | M. L.: MFG/MD/2021/000369 |  | 1 | ADLER PRODUCTS\ATLAS HF NAILING SYSTEM\ATLAS HFN IMPLANTS | 0 | Applicability of CE marking and notify body number of product change as per ECR no- E011021 Date-24OCT2021 | N | BONE SCREWS |  | 1 | No | Yes | Yes | Yes | N. A.
I0208.000 | I0208.080 | ATLAS HFN 80MM LAG SCREW |  | I0208.000 | 07 | 2020-10-13 | N. A. | N. A. | N. A. | QPF/I0208 | 06 | 2022-09-08 | N. A. | N. A. | N. A. | PS/I0208.000 | 03 | 2022-10-27 | 2025-10-26 | N. A. | N. A. | I0208 | TMF-HFN | IU/7 | Class C | FINISHED GOODS | ATLAS™ HFN | HFN Lag Screws | Lag Screw 80mm | 16 | No | Yes |  | No | N. A. | No | N. A. | No | Yes | No | Yes | M. L.: MFG/MD/2021/000369 |  | 1 | ADLER PRODUCTS\ATLAS HF NAILING SYSTEM\ATLAS HFN IMPLANTS | 0 | Applicability of CE marking and notify body number of product change as per ECR no- E011021 Date-24OCT2021 | N | BONE SCREWS |  | 1 | No | Yes | Yes | Yes | N. A.
I0208.000 | I0208.085 | ATLAS HFN 85MM LAG SCREW |  | I0208.000 | 07 | 2020-10-13 | N. A. | N. A. | N. A. | QPF/I0208 | 06 | 2022-09-08 | N. A. | N. A. | N. A. | PS/I0208.000 | 03 | 2022-10-27 | 2025-10-26 | N. A. | N. A. | I0208 | TMF-HFN | IU/7 | Class C | FINISHED GOODS | ATLAS™ HFN | HFN Lag Screws | Lag Screw 85mm | 16 | No | Yes |  | No | N. A. | No | N. A. | No | Yes | No | Yes | M. L.: MFG/MD/2021/000369 |  | 1 | ADLER PRODUCTS\ATLAS HF NAILING SYSTEM\ATLAS HFN IMPLANTS | 0 | Applicability of CE marking and notify body number of product change as per ECR no- E011021 Date-24OCT2021 | N | BONE SCREWS |  | 1 | No | Yes | Yes | Yes | N. A.
I0208.000 | I0208.090 | ATLAS HFN 90MM LAG SCREW |  | I0208.000 | 07 | 2020-10-13 | N. A. | N. A. | N. A. | QPF/I0208 | 06 | 2022-09-08 | N. A. | N. A. | N. A. | PS/I0208.000 | 03 | 2022-10-27 | 2025-10-26 | N. A. | N. A. | I0208 | TMF-HFN | IU/7 | Class C | FINISHED GOODS | ATLAS™ HFN | HFN Lag Screws | Lag Screw 90mm | 16 | No | Yes |  | No | N. A. | No | N. A. | No | Yes | No | Yes | M. L.: MFG/MD/2021/000369 |  | 1 | ADLER PRODUCTS\ATLAS HF NAILING SYSTEM\ATLAS HFN IMPLANTS | 0 | Applicability of CE marking and notify body number of product change as per ECR no- E011021 Date-24OCT2021 | N | BONE SCREWS |  | 1 | No | Yes | Yes | Yes | N. A.
I0208.000 | I0208.095 | ATLAS HFN 95MM LAG SCREW |  | I0208.000 | 07 | 2020-10-13 | N. A. | N. A. | N. A. | QPF/I0208 | 06 | 2022-09-08 | N. A. | N. A. | N. A. | PS/I0208.000 | 03 | 2022-10-27 | 2025-10-26 | N. A. | N. A. | I0208 | TMF-HFN | IU/7 | Class C | FINISHED GOODS | ATLAS™ HFN | HFN Lag Screws | Lag Screw 95mm | 16 | No | Yes |  | No | N. A. | No | N. A. | No | Yes | No | Yes | M. L.: MFG/MD/2021/000369 |  | 1 | ADLER PRODUCTS\ATLAS HF NAILING SYSTEM\ATLAS HFN IMPLANTS | 0 | Applicability of CE marking and notify body number of product change as per ECR no- E011021 Date-24OCT2021 | N | BONE SCREWS |  | 1 | No | Yes | Yes | Yes | N. A.
I0208.000 | I0208.100 | ATLAS HFN 100MM LAG SCREW |  | I0208.000 | 07 | 2020-10-13 | N. A. | N. A. | N. A. | QPF/I0208 | 06 | 2022-09-08 | N. A. | N. A. | N. A. | PS/I0208.000 | 03 | 2022-10-27 | 2025-10-26 | N. A. | N. A. | I0208 | TMF-HFN | IU/7 | Class C | FINISHED GOODS | ATLAS™ HFN | HFN Lag Screws | Lag Screw 100mm | 16 | No | Yes |  | No | N. A. | No | N. A. | No | Yes | No | Yes | M. L.: MFG/MD/2021/000369 |  | 1 | ADLER PRODUCTS\ATLAS HF NAILING SYSTEM\ATLAS HFN IMPLANTS | 0 | Applicability of CE marking and notify body number of product change as per ECR no- E011021 Date-24OCT2021 | N | BONE SCREWS |  | 1 | No | Yes | Yes | Yes | N. A.
I0208.000 | I0208.105 | ATLAS HFN 105MM LAG SCREW |  | I0208.000 | 07 | 2020-10-13 | N. A. | N. A. | N. A. | QPF/I0208 | 06 | 2022-09-08 | N. A. | N. A. | N. A. | PS/I0208.000 | 03 | 2022-10-27 | 2025-10-26 | N. A. | N. A. | I0208 | TMF-HFN | IU/7 | Class C | FINISHED GOODS | ATLAS™ HFN | HFN Lag Screws | Lag Screw 105mm | 16 | No | Yes |  | No | N. A. | No | N. A. | No | Yes | No | Yes | M. L.: MFG/MD/2021/000369 |  | 1 | ADLER PRODUCTS\ATLAS HF NAILING SYSTEM\ATLAS HFN IMPLANTS | 0 | Applicability of CE marking and notify body number of product change as per ECR no- E011021 Date-24OCT2021 | N | BONE SCREWS |  | 1 | No | Yes | Yes | Yes | N. A.
I0208.000 | I0208.110 | ATLAS HFN 110MM LAG SCREW |  | I0208.000 | 07 | 2020-10-13 | N. A. | N. A. | N. A. | QPF/I0208 | 06 | 2022-09-08 | N. A. | N. A. | N. A. | PS/I0208.000 | 03 | 2022-10-27 | 2025-10-26 | N. A. | N. A. | I0208 | TMF-HFN | IU/7 | Class C | FINISHED GOODS | ATLAS™ HFN | HFN Lag Screws | Lag Screw 110mm | 16 | No | Yes |  | No | N. A. | No | N. A. | No | Yes | No | Yes | M. L.: MFG/MD/2021/000369 |  | 1 | ADLER PRODUCTS\ATLAS HF NAILING SYSTEM\ATLAS HFN IMPLANTS | 0 | Applicability of CE marking and notify body number of product change as per ECR no- E011021 Date-24OCT2021 | N | BONE SCREWS |  | 1 | No | Yes | Yes | Yes | N. A.
I0208.000 | I0208.115 | ATLAS HFN 115MM LAG SCREW |  | I0208.000 | 07 | 2020-10-13 | N. A. | N. A. | N. A. | QPF/I0208 | 06 | 2022-09-08 | N. A. | N. A. | N. A. | PS/I0208.000 | 03 | 2022-10-27 | 2025-10-26 | N. A. | N. A. | I0208 | TMF-HFN | IU/7 | Class C | FINISHED GOODS | ATLAS™ HFN | HFN Lag Screws | Lag Screw 115mm | 16 | No | Yes |  | No | N. A. | No | N. A. | No | Yes | No | Yes | M. L.: MFG/MD/2021/000369 |  | 1 | ADLER PRODUCTS\ATLAS HF NAILING SYSTEM\ATLAS HFN IMPLANTS | 0 | Applicability of CE marking and notify body number of product change as per ECR no- E011021 Date-24OCT2021 | N | BONE SCREWS |  | 1 | No | Yes | Yes | Yes | N. A.
I0208.000 | I0208.120 | ATLAS HFN 120MM LAG SCREW |  | I0208.000 | 07 | 2020-10-13 | N. A. | N. A. | N. A. | QPF/I0208 | 06 | 2022-09-08 | N. A. | N. A. | N. A. | PS/I0208.000 | 03 | 2022-10-27 | 2025-10-26 | N. A. | N. A. | I0208 | TMF-HFN | IU/7 | Class C | FINISHED GOODS | ATLAS™ HFN | HFN Lag Screws | Lag Screw 120mm | 16 | No | Yes |  | No | N. A. | No | N. A. | No | Yes | No | Yes | M. L.: MFG/MD/2021/000369 |  | 1 | ADLER PRODUCTS\ATLAS HF NAILING SYSTEM\ATLAS HFN IMPLANTS | 0 | Applicability of CE marking and notify body number of product change as per ECR no- E011021 Date-24OCT2021 | N | BONE SCREWS |  | 1 | No | Yes | Yes | Yes | N. A.
I0208.000 | I0208.125 | ATLAS HFN 125MM LAG SCREW |  | I0208.000 | 07 | 2020-10-13 | N. A. | N. A. | N. A. | QPF/I0208 | 06 | 2022-09-08 | N. A. | N. A. | N. A. | PS/I0208.000 | 03 | 2022-10-27 | 2025-10-26 | N. A. | N. A. | I0208 | TMF-HFN | IU/7 | Class C | FINISHED GOODS | ATLAS™ HFN | HFN Lag Screws | Lag Screw 125mm | 16 | No | Yes |  | No | N. A. | No | N. A. | No | Yes | No | Yes | M. L.: MFG/MD/2021/000369 |  | 1 | ADLER PRODUCTS\ATLAS HF NAILING SYSTEM\ATLAS HFN IMPLANTS | 0 | Applicability of CE marking and notify body number of product change as per ECR no- E011021 Date-24OCT2021 | N | BONE SCREWS |  | 1 | No | Yes | Yes | Yes | N. A.
I0209.000 | I0209.035 | ATLAS HFN COMPRESSION SCREW 35MM |  | I0209.000 | 06 | 2020-10-13 | N. A. | N. A. | N. A. | QPF/I0209 | 05 | 2022-11-29 | N. A. | N. A. | N. A. | PS/I0209.000 | 02 | 2022-10-27 | 2025-10-26 | N. A. | N. A. | I0209 | TMF-HFN | IU/7 | Class C | FINISHED GOODS | ATLAS™ HFN | HFN Compression Screws | Compression Screw 35mm | 16 | No | Yes |  | No | N. A. | No | N. A. | No | Yes | No | Yes | M. L.: MFG/MD/2021/000369 |  | 1 | ADLER PRODUCTS\ATLAS HF NAILING SYSTEM\ATLAS HFN IMPLANTS | 0 | Applicability of CE marking and notify body number of product change as per ECR no- E011021 Date-24OCT2021 | N | BONE SCREWS |  | 1 | No | Yes | Yes | Yes | N. A.
I0209.000 | I0209.065 | ATLAS HFN COMPRESSION SCREW 65MM |  | I0209.000 | 06 | 2020-10-13 | N. A. | N. A. | N. A. | QPF/I0209 | 05 | 2022-11-29 | N. A. | N. A. | N. A. | PS/I0209.000 | 02 | 2022-10-27 | 2025-10-26 | N. A. | N. A. | I0209 | TMF-HFN | IU/7 | Class C | FINISHED GOODS | ATLAS™ HFN | HFN Compression Screws | Compression Screw 65mm | 16 | No | Yes |  | No | N. A. | No | N. A. | No | Yes | No | Yes | M. L.: MFG/MD/2021/000369 |  | 1 | ADLER PRODUCTS\ATLAS HF NAILING SYSTEM\ATLAS HFN IMPLANTS | 0 | Applicability of CE marking and notify body number of product change as per ECR no- E011021 Date-24OCT2021 | N | BONE SCREWS |  | 1 | No | Yes | Yes | Yes | N. A.
I0209.000 | I0209.070 | ATLAS HFN COMPRESSION SCREW 70MM |  | I0209.000 | 06 | 2020-10-13 | N. A. | N. A. | N. A. | QPF/I0209 | 05 | 2022-11-29 | N. A. | N. A. | N. A. | PS/I0209.000 | 02 | 2022-10-27 | 2025-10-26 | N. A. | N. A. | I0209 | TMF-HFN | IU/7 | Class C | FINISHED GOODS | ATLAS™ HFN | HFN Compression Screws | Compression Screw 70mm | 16 | No | Yes |  | No | N. A. | No | N. A. | No | Yes | No | Yes | M. L.: MFG/MD/2021/000369 |  | 1 | ADLER PRODUCTS\ATLAS HF NAILING SYSTEM\ATLAS HFN IMPLANTS | 0 | Applicability of CE marking and notify body number of product change as per ECR no- E011021 Date-24OCT2021 | N | BONE SCREWS |  | 1 | No | Yes | Yes | Yes | N. A.
I0209.000 | I0209.075 | ATLAS HFN COMPRESSION SCREW 75MM |  | I0209.000 | 06 | 2020-10-13 | N. A. | N. A. | N. A. | QPF/I0209 | 05 | 2022-11-29 | N. A. | N. A. | N. A. | PS/I0209.000 | 02 | 2022-10-27 | 2025-10-26 | N. A. | N. A. | I0209 | TMF-HFN | IU/7 | Class C | FINISHED GOODS | ATLAS™ HFN | HFN Compression Screws | Compression Screw 75mm | 16 | No | Yes |  | No | N. A. | No | N. A. | No | Yes | No | Yes | M. L.: MFG/MD/2021/000369 |  | 1 | ADLER PRODUCTS\ATLAS HF NAILING SYSTEM\ATLAS HFN IMPLANTS | 0 | Applicability of CE marking and notify body number of product change as per ECR no- E011021 Date-24OCT2021 | N | BONE SCREWS |  | 1 | No | Yes | Yes | Yes | N. A.
I0209.000 | I0209.080 | ATLAS HFN COMPRESSION SCREW 80MM |  | I0209.000 | 06 | 2020-10-13 | N. A. | N. A. | N. A. | QPF/I0209 | 05 | 2022-11-29 | N. A. | N. A. | N. A. | PS/I0209.000 | 02 | 2022-10-27 | 2025-10-26 | N. A. | N. A. | I0209 | TMF-HFN | IU/7 | Class C | FINISHED GOODS | ATLAS™ HFN | HFN Compression Screws | Compression Screw 80mm | 16 | No | Yes |  | No | N. A. | No | N. A. | No | Yes | No | Yes | M. L.: MFG/MD/2021/000369 |  | 1 | ADLER PRODUCTS\ATLAS HF NAILING SYSTEM\ATLAS HFN IMPLANTS | 0 | Applicability of CE marking and notify body number of product change as per ECR no- E011021 Date-24OCT2021 | N | BONE SCREWS |  | 1 | No | Yes | Yes | Yes | N. A.
I0209.000 | I0209.085 | ATLAS HFN COMPRESSION SCREW 85MM |  | I0209.000 | 06 | 2020-10-13 | N. A. | N. A. | N. A. | QPF/I0209 | 05 | 2022-11-29 | N. A. | N. A. | N. A. | PS/I0209.000 | 02 | 2022-10-27 | 2025-10-26 | N. A. | N. A. | I0209 | TMF-HFN | IU/7 | Class C | FINISHED GOODS | ATLAS™ HFN | HFN Compression Screws | Compression Screw 85mm | 16 | No | Yes |  | No | N. A. | No | N. A. | No | Yes | No | Yes | M. L.: MFG/MD/2021/000369 |  | 1 | ADLER PRODUCTS\ATLAS HF NAILING SYSTEM\ATLAS HFN IMPLANTS | 0 | Applicability of CE marking and notify body number of product change as per ECR no- E011021 Date-24OCT2021 | N | BONE SCREWS |  | 1 | No | Yes | Yes | Yes | N. A.
I0209.000 | I0209.090 | ATLAS HFN COMPRESSION SCREW 90MM |  | I0209.000 | 06 | 2020-10-13 | N. A. | N. A. | N. A. | QPF/I0209 | 05 | 2022-11-29 | N. A. | N. A. | N. A. | PS/I0209.000 | 02 | 2022-10-27 | 2025-10-26 | N. A. | N. A. | I0209 | TMF-HFN | IU/7 | Class C | FINISHED GOODS | ATLAS™ HFN | HFN Compression Screws | Compression Screw 90mm | 16 | No | Yes |  | No | N. A. | No | N. A. | No | Yes | No | Yes | M. L.: MFG/MD/2021/000369 |  | 1 | ADLER PRODUCTS\ATLAS HF NAILING SYSTEM\ATLAS HFN IMPLANTS | 0 | Applicability of CE marking and notify body number of product change as per ECR no- E011021 Date-24OCT2021 | N | BONE SCREWS |  | 1 | No | Yes | Yes | Yes | N. A.
I0209.000 | I0209.095 | ATLAS HFN COMPRESSION SCREW 95MM |  | I0209.000 | 06 | 2020-10-13 | N. A. | N. A. | N. A. | QPF/I0209 | 05 | 2022-11-29 | N. A. | N. A. | N. A. | PS/I0209.000 | 02 | 2022-10-27 | 2025-10-26 | N. A. | N. A. | I0209 | TMF-HFN | IU/7 | Class C | FINISHED GOODS | ATLAS™ HFN | HFN Compression Screws | Compression Screw 95mm | 16 | No | Yes |  | No | N. A. | No | N. A. | No | Yes | No | Yes | M. L.: MFG/MD/2021/000369 |  | 1 | ADLER PRODUCTS\ATLAS HF NAILING SYSTEM\ATLAS HFN IMPLANTS | 0 | Applicability of CE marking and notify body number of product change as per ECR no- E011021 Date-24OCT2021 | N | BONE SCREWS |  | 1 | No | Yes | Yes | Yes | N. A.
I0209.000 | I0209.100 | ATLAS HFN COMPRESSION SCREW 100MM |  | I0209.000 | 06 | 2020-10-13 | N. A. | N. A. | N. A. | QPF/I0209 | 05 | 2022-11-29 | N. A. | N. A. | N. A. | PS/I0209.000 | 02 | 2022-10-27 | 2025-10-26 | N. A. | N. A. | I0209 | TMF-HFN | IU/7 | Class C | FINISHED GOODS | ATLAS™ HFN | HFN Compression Screws | Compression Screw 100mm | 16 | No | Yes |  | No | N. A. | No | N. A. | No | Yes | No | Yes | M. L.: MFG/MD/2021/000369 |  | 1 | ADLER PRODUCTS\ATLAS HF NAILING SYSTEM\ATLAS HFN IMPLANTS | 0 | Applicability of CE marking and notify body number of product change as per ECR no- E011021 Date-24OCT2021 | N | BONE SCREWS |  | 1 | No | Yes | Yes | Yes | N. A.
I0209.000 | I0209.105 | ATLAS HFN COMPRESSION SCREW 105MM |  | I0209.000 | 06 | 2020-10-13 | N. A. | N. A. | N. A. | QPF/I0209 | 05 | 2022-11-29 | N. A. | N. A. | N. A. | PS/I0209.000 | 02 | 2022-10-27 | 2025-10-26 | N. A. | N. A. | I0209 | TMF-HFN | IU/7 | Class C | FINISHED GOODS | ATLAS™ HFN | HFN Compression Screws | Compression Screw 105mm | 16 | No | Yes |  | No | N. A. | No | N. A. | No | Yes | No | Yes | M. L.: MFG/MD/2021/000369 |  | 1 | ADLER PRODUCTS\ATLAS HF NAILING SYSTEM\ATLAS HFN IMPLANTS | 0 | Applicability of CE marking and notify body number of product change as per ECR no- E011021 Date-24OCT2021 | N | BONE SCREWS |  | 1 | No | Yes | Yes | Yes | N. A.
I0209.000 | I0209.110 | ATLAS HFN COMPRESSION SCREW 110MM |  | I0209.000 | 06 | 2020-10-13 | N. A. | N. A. | N. A. | QPF/I0209 | 05 | 2022-11-29 | N. A. | N. A. | N. A. | PS/I0209.000 | 02 | 2022-10-27 | 2025-10-26 | N. A. | N. A. | I0209 | TMF-HFN | IU/7 | Class C | FINISHED GOODS | ATLAS™ HFN | HFN Compression Screws | Compression Screw 110mm | 16 | No | Yes |  | No | N. A. | No | N. A. | No | Yes | No | Yes | M. L.: MFG/MD/2021/000369 |  | 1 | ADLER PRODUCTS\ATLAS HF NAILING SYSTEM\ATLAS HFN IMPLANTS | 0 | Applicability of CE marking and notify body number of product change as per ECR no- E011021 Date-24OCT2021 | N | BONE SCREWS |  | 1 | No | Yes | Yes | Yes | N. A.
I0209.000 | I0209.115 | ATLAS HFN COMPRESSION SCREW 115MM |  | I0209.000 | 06 | 2020-10-13 | N. A. | N. A. | N. A. | QPF/I0209 | 05 | 2022-11-29 | N. A. | N. A. | N. A. | PS/I0209.000 | 02 | 2022-10-27 | 2025-10-26 | N. A. | N. A. | I0209 | TMF-HFN | IU/7 | Class C | FINISHED GOODS | ATLAS™ HFN | HFN Compression Screws | Compression Screw 115mm | 16 | No | Yes |  | No | N. A. | No | N. A. | No | Yes | No | Yes | M. L.: MFG/MD/2021/000369 |  | 1 | ADLER PRODUCTS\ATLAS HF NAILING SYSTEM\ATLAS HFN IMPLANTS | 0 | Applicability of CE marking and notify body number of product change as per ECR no- E011021 Date-24OCT2021 | N | BONE SCREWS |  | 1 | No | Yes | Yes | Yes | N. A.
I0209.000 | I0209.120 | ATLAS HFN COMPRESSION SCREW 120MM |  | I0209.000 | 06 | 2020-10-13 | N. A. | N. A. | N. A. | QPF/I0209 | 05 | 2022-11-29 | N. A. | N. A. | N. A. | PS/I0209.000 | 02 | 2022-10-27 | 2025-10-26 | N. A. | N. A. | I0209 | TMF-HFN | IU/7 | Class C | FINISHED GOODS | ATLAS™ HFN | HFN Compression Screws | Compression Screw 120mm | 16 | No | Yes |  | No | N. A. | No | N. A. | No | Yes | No | Yes | M. L.: MFG/MD/2021/000369 |  | 1 | ADLER PRODUCTS\ATLAS HF NAILING SYSTEM\ATLAS HFN IMPLANTS | 0 | Applicability of CE marking and notify body number of product change as per ECR no- E011021 Date-24OCT2021 | N | BONE SCREWS |  | 1 | No | Yes | Yes | Yes | N. A.
I0210.4500 | I0210.4520 | ATLAS TITANIUM LOCKING SCREW 4.5MM X 20MM |  | I0210.4500 | 07 | 2021-03-20 | N. A. | N. A. | N. A. | QPF/I0210 | 08 | 2022-11-29 | N. A. | N. A. | N. A. | PS/I0210 | 03 | 2021-02-24 | 2024-02-23 | N. A. | N. A. | I0210 | TMF-HFN | IU/7 | Class C | FINISHED GOODS | ATLAS™ HFN | HFN Distal Screw | Distal Locking Screw 4.5mm X 20mm | 16 | No | Yes |  | No | N. A. | No | N. A. | No | Yes | No | Yes | M. L.: MFG/MD/2021/000369 |  | 1 | ADLER PRODUCTS\ATLAS HF NAILING SYSTEM\ATLAS HFN IMPLANTS | 0 | Applicability of CE marking and notify body number of product change as per ECR no- E011021 Date-24OCT2021 | N | BONE SCREWS |  | 1 | No | Yes | Yes | Yes | N. A.
I0210.4500 | I0210.4523 | ATLAS TITANIUM LOCKING SCREW 4.5MM X 22.5MM |  | I0210.4500 | 07 | 2021-03-20 | N. A. | N. A. | N. A. | QPF/I0210 | 08 | 2022-11-29 | N. A. | N. A. | N. A. | PS/I0210 | 03 | 2021-02-24 | 2024-02-23 | N. A. | N. A. | I0210 | TMF-HFN | IU/7 | Class C | FINISHED GOODS | ATLAS™ HFN | HFN Distal Screw | Distal Locking Screw 4.5mm X 22.5mm | 16 | No | Yes |  | No | N. A. | No | N. A. | No | Yes | No | Yes | M. L.: MFG/MD/2021/000369 |  | 1 | ADLER PRODUCTS\ATLAS HF NAILING SYSTEM\ATLAS HFN IMPLANTS | 0 | Applicability of CE marking and notify body number of product change as per ECR no- E011021 Date-24OCT2021 | N | BONE SCREWS |  | 1 | No | Yes | Yes | Yes | N. A.
I0210.4500 | I0210.4525 | ATLAS TITANIUM LOCKING SCREW 4.5MM X 25MM |  | I0210.4500 | 07 | 2021-03-20 | N. A. | N. A. | N. A. | QPF/I0210 | 08 | 2022-11-29 | N. A. | N. A. | N. A. | PS/I0210 | 03 | 2021-02-24 | 2024-02-23 | N. A. | N. A. | I0210 | TMF-HFN | IU/7 | Class C | FINISHED GOODS | ATLAS™ HFN | HFN Distal Screw | Distal Locking Screw 4.5mm X 25mm | 16 | No | Yes |  | No | N. A. | No | N. A. | No | Yes | No | Yes | M. L.: MFG/MD/2021/000369 |  | 1 | ADLER PRODUCTS\ATLAS HF NAILING SYSTEM\ATLAS HFN IMPLANTS | 0 | Applicability of CE marking and notify body number of product change as per ECR no- E011021 Date-24OCT2021 | N | BONE SCREWS |  | 1 | No | Yes | Yes | Yes | N. A.
I0210.4500 | I0210.4528 | ATLAS TITANIUM LOCKING SCREW 4.5MM X 27.5MM |  | I0210.4500 | 07 | 2021-03-20 | N. A. | N. A. | N. A. | QPF/I0210 | 08 | 2022-11-29 | N. A. | N. A. | N. A. | PS/I0210 | 03 | 2021-02-24 | 2024-02-23 | N. A. | N. A. | I0210 | TMF-HFN | IU/7 | Class C | FINISHED GOODS | ATLAS™ HFN | HFN Distal Screw | Distal Locking Screw 4.5mm X 27.5mm | 16 | No | Yes |  | No | N. A. | No | N. A. | No | Yes | No | Yes | M. L.: MFG/MD/2021/000369 |  | 1 | ADLER PRODUCTS\ATLAS HF NAILING SYSTEM\ATLAS HFN IMPLANTS | 0 | Applicability of CE marking and notify body number of product change as per ECR no- E011021 Date-24OCT2021 | N | BONE SCREWS |  | 1 | No | Yes | Yes | Yes | N. A.
I0210.4500 | I0210.4530 | ATLAS TITANIUM LOCKING SCREW 4.5MM X 30MM |  | I0210.4500 | 07 | 2021-03-20 | N. A. | N. A. | N. A. | QPF/I0210 | 08 | 2022-11-29 | N. A. | N. A. | N. A. | PS/I0210 | 03 | 2021-02-24 | 2024-02-23 | N. A. | N. A. | I0210 | TMF-HFN | IU/7 | Class C | FINISHED GOODS | ATLAS™ HFN | HFN Distal Screw | Distal Locking Screw 4.5mm X 30mm | 16 | No | Yes |  | No | N. A. | No | N. A. | No | Yes | No | Yes | M. L.: MFG/MD/2021/000369 |  | 1 | ADLER PRODUCTS\ATLAS HF NAILING SYSTEM\ATLAS HFN IMPLANTS | 0 | Applicability of CE marking and notify body number of product change as per ECR no- E011021 Date-24OCT2021 | N | BONE SCREWS |  | 1 | No | Yes | Yes | Yes | N. A.
I0210.4500 | I0210.4533 | ATLAS TITANIUM LOCKING SCREW 4.5MM X 32.5MM |  | I0210.4500 | 07 | 2021-03-20 | N. A. | N. A. | N. A. | QPF/I0210 | 08 | 2022-11-29 | N. A. | N. A. | N. A. | PS/I0210 | 03 | 2021-02-24 | 2024-02-23 | N. A. | N. A. | I0210 | TMF-HFN | IU/7 | Class C | FINISHED GOODS | ATLAS™ HFN | HFN Distal Screw | Distal Locking Screw 4.5mm X 32.5mm | 16 | No | Yes |  | No | N. A. | No | N. A. | No | Yes | No | Yes | M. L.: MFG/MD/2021/000369 |  | 1 | ADLER PRODUCTS\ATLAS HF NAILING SYSTEM\ATLAS HFN IMPLANTS | 0 | Applicability of CE marking and notify body number of product change as per ECR no- E011021 Date-24OCT2021 | N | BONE SCREWS |  | 1 | No | Yes | Yes | Yes | N. A.
I0210.4500 | I0210.4535 | ATLAS TITANIUM LOCKING SCREW 4.5MM X 35MM |  | I0210.4500 | 07 | 2021-03-20 | N. A. | N. A. | N. A. | QPF/I0210 | 08 | 2022-11-29 | N. A. | N. A. | N. A. | PS/I0210 | 03 | 2021-02-24 | 2024-02-23 | N. A. | N. A. | I0210 | TMF-HFN | IU/7 | Class C | FINISHED GOODS | ATLAS™ HFN | HFN Distal Screw | Distal Locking Screw 4.5mm X 35mm | 16 | No | Yes |  | No | N. A. | No | N. A. | No | Yes | No | Yes | M. L.: MFG/MD/2021/000369 |  | 1 | ADLER PRODUCTS\ATLAS HF NAILING SYSTEM\ATLAS HFN IMPLANTS | 0 | Applicability of CE marking and notify body number of product change as per ECR no- E011021 Date-24OCT2021 | N | BONE SCREWS |  | 1 | No | Yes | Yes | Yes | N. A.
I0210.4500 | I0210.4538 | ATLAS TITANIUM LOCKING SCREW 4.5MM X 37.5MM |  | I0210.4500 | 07 | 2021-03-20 | N. A. | N. A. | N. A. | QPF/I0210 | 08 | 2022-11-29 | N. A. | N. A. | N. A. | PS/I0210 | 03 | 2021-02-24 | 2024-02-23 | N. A. | N. A. | I0210 | TMF-HFN | IU/7 | Class C | FINISHED GOODS | ATLAS™ HFN | HFN Distal Screw | Distal Locking Screw 4.5mm X 37.5mm | 16 | No | Yes |  | No | N. A. | No | N. A. | No | Yes | No | Yes | M. L.: MFG/MD/2021/000369 |  | 1 | ADLER PRODUCTS\ATLAS HF NAILING SYSTEM\ATLAS HFN IMPLANTS | 0 | Applicability of CE marking and notify body number of product change as per ECR no- E011021 Date-24OCT2021 | N | BONE SCREWS |  | 1 | No | Yes | Yes | Yes | N. A.
I0210.4500 | I0210.4540 | ATLAS TITANIUM LOCKING SCREW 4.5MM X 40MM |  | I0210.4500 | 07 | 2021-03-20 | N. A. | N. A. | N. A. | QPF/I0210 | 08 | 2022-11-29 | N. A. | N. A. | N. A. | PS/I0210 | 03 | 2021-02-24 | 2024-02-23 | N. A. | N. A. | I0210 | TMF-HFN | IU/7 | Class C | FINISHED GOODS | ATLAS™ HFN | HFN Distal Screw | Distal Locking Screw 4.5mm X 40mm | 16 | No | Yes |  | No | N. A. | No | N. A. | No | Yes | No | Yes | M. L.: MFG/MD/2021/000369 |  | 1 | ADLER PRODUCTS\ATLAS HF NAILING SYSTEM\ATLAS HFN IMPLANTS | 0 | Applicability of CE marking and notify body number of product change as per ECR no- E011021 Date-24OCT2021 | N | BONE SCREWS |  | 1 | No | Yes | Yes | Yes | N. A.
I0210.4500 | I0210.4543 | ATLAS TITANIUM LOCKING SCREW 4.5MM X 42.5MM |  | I0210.4500 | 07 | 2021-03-20 | N. A. | N. A. | N. A. | QPF/I0210 | 08 | 2022-11-29 | N. A. | N. A. | N. A. | PS/I0210 | 03 | 2021-02-24 | 2024-02-23 | N. A. | N. A. | I0210 | TMF-HFN | IU/7 | Class C | FINISHED GOODS | ATLAS™ HFN | HFN Distal Screw | Distal Locking Screw 4.5mm X 42.5mm | 16 | No | Yes |  | No | N. A. | No | N. A. | No | Yes | No | Yes | M. L.: MFG/MD/2021/000369 |  | 1 | ADLER PRODUCTS\ATLAS HF NAILING SYSTEM\ATLAS HFN IMPLANTS | 0 | Applicability of CE marking and notify body number of product change as per ECR no- E011021 Date-24OCT2021 | N | BONE SCREWS |  | 1 | No | Yes | Yes | Yes | N. A.
I0210.4500 | I0210.4545 | ATLAS TITANIUM LOCKING SCREW 4.5MM X 45MM |  | I0210.4500 | 07 | 2021-03-20 | N. A. | N. A. | N. A. | QPF/I0210 | 08 | 2022-11-29 | N. A. | N. A. | N. A. | PS/I0210 | 03 | 2021-02-24 | 2024-02-23 | N. A. | N. A. | I0210 | TMF-HFN | IU/7 | Class C | FINISHED GOODS | ATLAS™ HFN | HFN Distal Screw | Distal Locking Screw 4.5mm X 45mm | 16 | No | Yes |  | No | N. A. | No | N. A. | No | Yes | No | Yes | M. L.: MFG/MD/2021/000369 |  | 1 | ADLER PRODUCTS\ATLAS HF NAILING SYSTEM\ATLAS HFN IMPLANTS | 0 | Applicability of CE marking and notify body number of product change as per ECR no- E011021 Date-24OCT2021 | N | BONE SCREWS |  | 1 | No | Yes | Yes | Yes | N. A.
I0210.4500 | I0210.4548 | ATLAS TITANIUM LOCKING SCREW 4.5MM X 47.5MM |  | I0210.4500 | 07 | 2021-03-20 | N. A. | N. A. | N. A. | QPF/I0210 | 08 | 2022-11-29 | N. A. | N. A. | N. A. | PS/I0210 | 03 | 2021-02-24 | 2024-02-23 | N. A. | N. A. | I0210 | TMF-HFN | IU/7 | Class C | FINISHED GOODS | ATLAS™ HFN | HFN Distal Screw | Distal Locking Screw 4.5mm X 47.5mm | 16 | No | Yes |  | No | N. A. | No | N. A. | No | Yes | No | Yes | M. L.: MFG/MD/2021/000369 |  | 1 | ADLER PRODUCTS\ATLAS HF NAILING SYSTEM\ATLAS HFN IMPLANTS | 0 | Applicability of CE marking and notify body number of product change as per ECR no- E011021 Date-24OCT2021 | N | BONE SCREWS |  | 1 | No | Yes | Yes | Yes | N. A.
I0210.4500 | I0210.4550 | ATLAS TITANIUM LOCKING SCREW 4.5MM X 50MM |  | I0210.4500 | 07 | 2021-03-20 | N. A. | N. A. | N. A. | QPF/I0210 | 08 | 2022-11-29 | N. A. | N. A. | N. A. | PS/I0210 | 03 | 2021-02-24 | 2024-02-23 | N. A. | N. A. | I0210 | TMF-HFN | IU/7 | Class C | FINISHED GOODS | ATLAS™ HFN | HFN Distal Screw | Distal Locking Screw 4.5mm X 50mm | 16 | No | Yes |  | No | N. A. | No | N. A. | No | Yes | No | Yes | M. L.: MFG/MD/2021/000369 |  | 1 | ADLER PRODUCTS\ATLAS HF NAILING SYSTEM\ATLAS HFN IMPLANTS | 0 | Applicability of CE marking and notify body number of product change as per ECR no- E011021 Date-24OCT2021 | N | BONE SCREWS |  | 1 | No | Yes | Yes | Yes | N. A.
I0210.4500 | I0210.4553 | ATLAS TITANIUM LOCKING SCREW 4.5MM X 52.5MM |  | I0210.4500 | 07 | 2021-03-20 | N. A. | N. A. | N. A. | QPF/I0210 | 08 | 2022-11-29 | N. A. | N. A. | N. A. | PS/I0210 | 03 | 2021-02-24 | 2024-02-23 | N. A. | N. A. | I0210 | TMF-HFN | IU/7 | Class C | FINISHED GOODS | ATLAS™ HFN | HFN Distal Screw | Distal Locking Screw 4.5mm X 52.5mm | 16 | No | Yes |  | No | N. A. | No | N. A. | No | Yes | No | Yes | M. L.: MFG/MD/2021/000369 |  | 1 | ADLER PRODUCTS\ATLAS HF NAILING SYSTEM\ATLAS HFN IMPLANTS | 0 | Applicability of CE marking and notify body number of product change as per ECR no- E011021 Date-24OCT2021 | N | BONE SCREWS |  | 1 | No | Yes | Yes | Yes | N. A.
I0210.4500 | I0210.4555 | ATLAS TITANIUM LOCKING SCREW 4.5MM X 55MM |  | I0210.4500 | 07 | 2021-03-20 | N. A. | N. A. | N. A. | QPF/I0210 | 08 | 2022-11-29 | N. A. | N. A. | N. A. | PS/I0210 | 03 | 2021-02-24 | 2024-02-23 | N. A. | N. A. | I0210 | TMF-HFN | IU/7 | Class C | FINISHED GOODS | ATLAS™ HFN | HFN Distal Screw | Distal Locking Screw 4.5mm X 55mm | 16 | No | Yes |  | No | N. A. | No | N. A. | No | Yes | No | Yes | M. L.: MFG/MD/2021/000369 |  | 1 | ADLER PRODUCTS\ATLAS HF NAILING SYSTEM\ATLAS HFN IMPLANTS | 0 | Applicability of CE marking and notify body number of product change as per ECR no- E011021 Date-24OCT2021 | N | BONE SCREWS |  | 1 | No | Yes | Yes | Yes | N. A.
I0210.4500 | I0210.4558 | ATLAS TITANIUM LOCKING SCREW 4.5MM X 57.5MM |  | I0210.4500 | 07 | 2021-03-20 | N. A. | N. A. | N. A. | QPF/I0210 | 08 | 2022-11-29 | N. A. | N. A. | N. A. | PS/I0210 | 03 | 2021-02-24 | 2024-02-23 | N. A. | N. A. | I0210 | TMF-HFN | IU/7 | Class C | FINISHED GOODS | ATLAS™ HFN | HFN Distal Screw | Distal Locking Screw 4.5mm X 57.5mm | 16 | No | Yes |  | No | N. A. | No | N. A. | No | Yes | No | Yes | M. L.: MFG/MD/2021/000369 |  | 1 | ADLER PRODUCTS\ATLAS HF NAILING SYSTEM\ATLAS HFN IMPLANTS | 0 | Applicability of CE marking and notify body number of product change as per ECR no- E011021 Date-24OCT2021 | N | BONE SCREWS |  | 1 | No | Yes | Yes | Yes | N. A.
I0210.4500 | I0210.4560 | ATLAS TITANIUM LOCKING SCREW 4.5MM X 60MM |  | I0210.4500 | 07 | 2021-03-20 | N. A. | N. A. | N. A. | QPF/I0210 | 08 | 2022-11-29 | N. A. | N. A. | N. A. | PS/I0210 | 03 | 2021-02-24 | 2024-02-23 | N. A. | N. A. | I0210 | TMF-HFN | IU/7 | Class C | FINISHED GOODS | ATLAS™ HFN | HFN Distal Screw | Distal Locking Screw 4.5mm X 60mm | 16 | No | Yes |  | No | N. A. | No | N. A. | No | Yes | No | Yes | M. L.: MFG/MD/2021/000369 |  | 1 | ADLER PRODUCTS\ATLAS HF NAILING SYSTEM\ATLAS HFN IMPLANTS | 0 | Applicability of CE marking and notify body number of product change as per ECR no- E011021 Date-24OCT2021 | N | BONE SCREWS |  | 1 | No | Yes | Yes | Yes | N. A.
I0210.4500 | I0210.4563 | ATLAS TITANIUM LOCKING SCREW 4.5MM X 62.5MM |  | I0210.4500 | 07 | 2021-03-20 | N. A. | N. A. | N. A. | QPF/I0210 | 08 | 2022-11-29 | N. A. | N. A. | N. A. | PS/I0210 | 03 | 2021-02-24 | 2024-02-23 | N. A. | N. A. | I0210 | TMF-HFN | IU/7 | Class C | FINISHED GOODS | ATLAS™ HFN | HFN Distal Screw | Distal Locking Screw 4.5mm X 62.5mm | 16 | No | Yes |  | No | N. A. | No | N. A. | No | Yes | No | Yes | M. L.: MFG/MD/2021/000369 |  | 1 | ADLER PRODUCTS\ATLAS HF NAILING SYSTEM\ATLAS HFN IMPLANTS | 0 | Applicability of CE marking and notify body number of product change as per ECR no- E011021 Date-24OCT2021 | N | BONE SCREWS |  | 1 | No | Yes | Yes | Yes | N. A.
I0210.4500 | I0210.4565 | ATLAS TITANIUM LOCKING SCREW 4.5MM X 65MM |  | I0210.4500 | 07 | 2021-03-20 | N. A. | N. A. | N. A. | QPF/I0210 | 08 | 2022-11-29 | N. A. | N. A. | N. A. | PS/I0210 | 03 | 2021-02-24 | 2024-02-23 | N. A. | N. A. | I0210 | TMF-HFN | IU/7 | Class C | FINISHED GOODS | ATLAS™ HFN | HFN Distal Screw | Distal Locking Screw 4.5mm X 65mm | 16 | No | Yes |  | No | N. A. | No | N. A. | No | Yes | No | Yes | M. L.: MFG/MD/2021/000369 |  | 1 | ADLER PRODUCTS\ATLAS HF NAILING SYSTEM\ATLAS HFN IMPLANTS | 0 | Applicability of CE marking and notify body number of product change as per ECR no- E011021 Date-24OCT2021 | N | BONE SCREWS |  | 1 | No | Yes | Yes | Yes | N. A.
I0211.5000 | I0211.5020 | ATLAS TITANIUM LOCKING SCREW 5.0MM X 20MM |  | I0211.5000 | 08 | 2021-03-20 | N. A. | N. A. | N. A. | QPF/I0211 | 08 | 2022-11-29 | N. A. | N. A. | N. A. | PS/I0210 | 03 | 2021-02-24 | 2024-02-23 | N. A. | N. A. | I0211 | TMF-HFN | IU/7 | Class C | FINISHED GOODS | ATLAS™ HFN | HFN Distal Screw | Distal Locking Screw 5.0mm X 20mm | 16 | No | Yes |  | No | N. A. | No | N. A. | No | Yes | No | Yes | M. L.: MFG/MD/2021/000369 |  | 1 | ADLER PRODUCTS\ATLAS HF NAILING SYSTEM\ATLAS HFN IMPLANTS | 0 | Applicability of CE marking and notify body number of product change as per ECR no- E011021 Date-24OCT2021 | N | BONE SCREWS |  | 1 | No | Yes | Yes | Yes | N. A.
I0211.5000 | I0211.5023 | ATLAS TITANIUM LOCKING SCREW 5.0MM X 22.5MM |  | I0211.5000 | 08 | 2021-03-20 | N. A. | N. A. | N. A. | QPF/I0211 | 08 | 2022-11-29 | N. A. | N. A. | N. A. | PS/I0210 | 03 | 2021-02-24 | 2024-02-23 | N. A. | N. A. | I0211 | TMF-HFN | IU/7 | Class C | FINISHED GOODS | ATLAS™ HFN | HFN Distal Screw | Distal Locking Screw 5.0mm X 22.5mm | 16 | No | Yes |  | No | N. A. | No | N. A. | No | Yes | No | Yes | M. L.: MFG/MD/2021/000369 |  | 1 | ADLER PRODUCTS\ATLAS HF NAILING SYSTEM\ATLAS HFN IMPLANTS | 0 | Applicability of CE marking and notify body number of product change as per ECR no- E011021 Date-24OCT2021 | N | BONE SCREWS |  | 1 | No | Yes | Yes | Yes | N. A.
I0211.5000 | I0211.5025 | ATLAS TITANIUM LOCKING SCREW 5.0MM X 25MM |  | I0211.5000 | 08 | 2021-03-20 | N. A. | N. A. | N. A. | QPF/I0211 | 08 | 2022-11-29 | N. A. | N. A. | N. A. | PS/I0210 | 03 | 2021-02-24 | 2024-02-23 | N. A. | N. A. | I0211 | TMF-HFN | IU/7 | Class C | FINISHED GOODS | ATLAS™ HFN | HFN Distal Screw | Distal Locking Screw 5.0mm X 25mm | 16 | No | Yes |  | No | N. A. | No | N. A. | No | Yes | No | Yes | M. L.: MFG/MD/2021/000369 |  | 1 | ADLER PRODUCTS\ATLAS HF NAILING SYSTEM\ATLAS HFN IMPLANTS | 0 | Applicability of CE marking and notify body number of product change as per ECR no- E011021 Date-24OCT2021 | N | BONE SCREWS |  | 1 | No | Yes | Yes | Yes | N. A.
I0211.5000 | I0211.5027 | ATLAS TITANIUM LOCKING SCREW 5.0MM X 27.5MM |  | I0211.5000 | 08 | 2021-03-20 | N. A. | N. A. | N. A. | QPF/I0211 | 08 | 2022-11-29 | N. A. | N. A. | N. A. | PS/I0210 | 03 | 2021-02-24 | 2024-02-23 | N. A. | N. A. | I0211 | TMF-HFN | IU/7 | Class C | FINISHED GOODS | ATLAS™ HFN | HFN Distal Screw | Distal Locking Screw 5.0mm X 27.5mm | 16 | No | Yes |  | No | N. A. | No | N. A. | No | Yes | No | Yes | M. L.: MFG/MD/2021/000369 |  | 1 | ADLER PRODUCTS\ATLAS HF NAILING SYSTEM\ATLAS HFN IMPLANTS | 0 | Applicability of CE marking and notify body number of product change as per ECR no- E011021 Date-24OCT2021 | N | BONE SCREWS |  | 1 | No | Yes | Yes | Yes | N. A.
I0211.5000 | I0211.5030 | ATLAS TITANIUM LOCKING SCREW 5.0MM X 30MM |  | I0211.5000 | 08 | 2021-03-20 | N. A. | N. A. | N. A. | QPF/I0211 | 08 | 2022-11-29 | N. A. | N. A. | N. A. | PS/I0210 | 03 | 2021-02-24 | 2024-02-23 | N. A. | N. A. | I0211 | TMF-HFN | IU/7 | Class C | FINISHED GOODS | ATLAS™ HFN | HFN Distal Screw | Distal Locking Screw 5.0mm X 30mm | 16 | No | Yes |  | No | N. A. | No | N. A. | No | Yes | No | Yes | M. L.: MFG/MD/2021/000369 |  | 1 | ADLER PRODUCTS\ATLAS HF NAILING SYSTEM\ATLAS HFN IMPLANTS | 0 | Applicability of CE marking and notify body number of product change as per ECR no- E011021 Date-24OCT2021 | N | BONE SCREWS |  | 1 | No | Yes | Yes | Yes | N. A.
I0211.5000 | I0211.5033 | ATLAS TITANIUM LOCKING SCREW 5.0MM X 32.5MM |  | I0211.5000 | 08 | 2021-03-20 | N. A. | N. A. | N. A. | QPF/I0211 | 08 | 2022-11-29 | N. A. | N. A. | N. A. | PS/I0210 | 03 | 2021-02-24 | 2024-02-23 | N. A. | N. A. | I0211 | TMF-HFN | IU/7 | Class C | FINISHED GOODS | ATLAS™ HFN | HFN Distal Screw | Distal Locking Screw 5.0mm X 32.5mm | 16 | No | Yes |  | No | N. A. | No | N. A. | No | Yes | No | Yes | M. L.: MFG/MD/2021/000369 |  | 1 | ADLER PRODUCTS\ATLAS HF NAILING SYSTEM\ATLAS HFN IMPLANTS | 0 | Applicability of CE marking and notify body number of product change as per ECR no- E011021 Date-24OCT2021 | N | BONE SCREWS |  | 1 | No | Yes | Yes | Yes | N. A.
I0211.5000 | I0211.5035 | ATLAS TITANIUM LOCKING SCREW 5.0MM X 35MM |  | I0211.5000 | 08 | 2021-03-20 | N. A. | N. A. | N. A. | QPF/I0211 | 08 | 2022-11-29 | N. A. | N. A. | N. A. | PS/I0210 | 03 | 2021-02-24 | 2024-02-23 | N. A. | N. A. | I0211 | TMF-HFN | IU/7 | Class C | FINISHED GOODS | ATLAS™ HFN | HFN Distal Screw | Distal Locking Screw 5.0mm X 35mm | 16 | No | Yes |  | No | N. A. | No | N. A. | No | Yes | No | Yes | M. L.: MFG/MD/2021/000369 |  | 1 | ADLER PRODUCTS\ATLAS HF NAILING SYSTEM\ATLAS HFN IMPLANTS | 0 | Applicability of CE marking and notify body number of product change as per ECR no- E011021 Date-24OCT2021 | N | BONE SCREWS |  | 1 | No | Yes | Yes | Yes | N. A.
I0211.5000 | I0211.5038 | ATLAS TITANIUM LOCKING SCREW 5.0MM X 37.5MM |  | I0211.5000 | 08 | 2021-03-20 | N. A. | N. A. | N. A. | QPF/I0211 | 08 | 2022-11-29 | N. A. | N. A. | N. A. | PS/I0210 | 03 | 2021-02-24 | 2024-02-23 | N. A. | N. A. | I0211 | TMF-HFN | IU/7 | Class C | FINISHED GOODS | ATLAS™ HFN | HFN Distal Screw | Distal Locking Screw 5.0mm X 37.5mm | 16 | No | Yes |  | No | N. A. | No | N. A. | No | Yes | No | Yes | M. L.: MFG/MD/2021/000369 |  | 1 | ADLER PRODUCTS\ATLAS HF NAILING SYSTEM\ATLAS HFN IMPLANTS | 0 | Applicability of CE marking and notify body number of product change as per ECR no- E011021 Date-24OCT2021 | N | BONE SCREWS |  | 1 | No | Yes | Yes | Yes | N. A.
I0211.5000 | I0211.5040 | ATLAS TITANIUM LOCKING SCREW 5.0MM X 40MM |  | I0211.5000 | 08 | 2021-03-20 | N. A. | N. A. | N. A. | QPF/I0211 | 08 | 2022-11-29 | N. A. | N. A. | N. A. | PS/I0210 | 03 | 2021-02-24 | 2024-02-23 | N. A. | N. A. | I0211 | TMF-HFN | IU/7 | Class C | FINISHED GOODS | ATLAS™ HFN | HFN Distal Screw | Distal Locking Screw 5.0mm X 40mm | 16 | No | Yes |  | No | N. A. | No | N. A. | No | Yes | No | Yes | M. L.: MFG/MD/2021/000369 |  | 1 | ADLER PRODUCTS\ATLAS HF NAILING SYSTEM\ATLAS HFN IMPLANTS | 0 | Applicability of CE marking and notify body number of product change as per ECR no- E011021 Date-24OCT2021 | N | BONE SCREWS |  | 1 | No | Yes | Yes | Yes | N. A.
I0211.5000 | I0211.5043 | ATLAS TITANIUM LOCKING SCREW 5.0MM X 42.5MM |  | I0211.5000 | 08 | 2021-03-20 | N. A. | N. A. | N. A. | QPF/I0211 | 08 | 2022-11-29 | N. A. | N. A. | N. A. | PS/I0210 | 03 | 2021-02-24 | 2024-02-23 | N. A. | N. A. | I0211 | TMF-HFN | IU/7 | Class C | FINISHED GOODS | ATLAS™ HFN | HFN Distal Screw | Distal Locking Screw 5.0mm X 42.5mm | 16 | No | Yes |  | No | N. A. | No | N. A. | No | Yes | No | Yes | M. L.: MFG/MD/2021/000369 |  | 1 | ADLER PRODUCTS\ATLAS HF NAILING SYSTEM\ATLAS HFN IMPLANTS | 0 | Applicability of CE marking and notify body number of product change as per ECR no- E011021 Date-24OCT2021 | N | BONE SCREWS |  | 1 | No | Yes | Yes | Yes | N. A.
I0211.5000 | I0211.5045 | ATLAS TITANIUM LOCKING SCREW 5.0MM X 45MM |  | I0211.5000 | 08 | 2021-03-20 | N. A. | N. A. | N. A. | QPF/I0211 | 08 | 2022-11-29 | N. A. | N. A. | N. A. | PS/I0210 | 03 | 2021-02-24 | 2024-02-23 | N. A. | N. A. | I0211 | TMF-HFN | IU/7 | Class C | FINISHED GOODS | ATLAS™ HFN | HFN Distal Screw | Distal Locking Screw 5.0mm X 45mm | 16 | No | Yes |  | No | N. A. | No | N. A. | No | Yes | No | Yes | M. L.: MFG/MD/2021/000369 |  | 1 | ADLER PRODUCTS\ATLAS HF NAILING SYSTEM\ATLAS HFN IMPLANTS | 0 | Applicability of CE marking and notify body number of product change as per ECR no- E011021 Date-24OCT2021 | N | BONE SCREWS |  | 1 | No | Yes | Yes | Yes | N. A.
I0211.5000 | I0211.5048 | ATLAS TITANIUM LOCKING SCREW 5.0MM X 47.5MM |  | I0211.5000 | 08 | 2021-03-20 | N. A. | N. A. | N. A. | QPF/I0211 | 08 | 2022-11-29 | N. A. | N. A. | N. A. | PS/I0210 | 03 | 2021-02-24 | 2024-02-23 | N. A. | N. A. | I0211 | TMF-HFN | IU/7 | Class C | FINISHED GOODS | ATLAS™ HFN | HFN Distal Screw | Distal Locking Screw 5.0mm X 47.5mm | 16 | No | Yes |  | No | N. A. | No | N. A. | No | Yes | No | Yes | M. L.: MFG/MD/2021/000369 |  | 1 | ADLER PRODUCTS\ATLAS HF NAILING SYSTEM\ATLAS HFN IMPLANTS | 0 | Applicability of CE marking and notify body number of product change as per ECR no- E011021 Date-24OCT2021 | N | BONE SCREWS |  | 1 | No | Yes | Yes | Yes | N. A.
I0211.5000 | I0211.5050 | ATLAS TITANIUM LOCKING SCREW 5.0MM X 50MM |  | I0211.5000 | 08 | 2021-03-20 | N. A. | N. A. | N. A. | QPF/I0211 | 08 | 2022-11-29 | N. A. | N. A. | N. A. | PS/I0210 | 03 | 2021-02-24 | 2024-02-23 | N. A. | N. A. | I0211 | TMF-HFN | IU/7 | Class C | FINISHED GOODS | ATLAS™ HFN | HFN Distal Screw | Distal Locking Screw 5.0mm X 50mm | 16 | No | Yes |  | No | N. A. | No | N. A. | No | Yes | No | Yes | M. L.: MFG/MD/2021/000369 |  | 1 | ADLER PRODUCTS\ATLAS HF NAILING SYSTEM\ATLAS HFN IMPLANTS | 0 | Applicability of CE marking and notify body number of product change as per ECR no- E011021 Date-24OCT2021 | N | BONE SCREWS |  | 1 | No | Yes | Yes | Yes | N. A.
I0211.5000 | I0211.5053 | ATLAS TITANIUM LOCKING SCREW 5.0MM X 52.5MM |  | I0211.5000 | 08 | 2021-03-20 | N. A. | N. A. | N. A. | QPF/I0211 | 08 | 2022-11-29 | N. A. | N. A. | N. A. | PS/I0210 | 03 | 2021-02-24 | 2024-02-23 | N. A. | N. A. | I0211 | TMF-HFN | IU/7 | Class C | FINISHED GOODS | ATLAS™ HFN | HFN Distal Screw | Distal Locking Screw 5.0mm X 52.5mm | 16 | No | Yes |  | No | N. A. | No | N. A. | No | Yes | No | Yes | M. L.: MFG/MD/2021/000369 |  | 1 | ADLER PRODUCTS\ATLAS HF NAILING SYSTEM\ATLAS HFN IMPLANTS | 0 | Applicability of CE marking and notify body number of product change as per ECR no- E011021 Date-24OCT2021 | N | BONE SCREWS |  | 1 | No | Yes | Yes | Yes | N. A.
I0211.5000 | I0211.5055 | ATLAS TITANIUM LOCKING SCREW 5.0MM X 55MM |  | I0211.5000 | 08 | 2021-03-20 | N. A. | N. A. | N. A. | QPF/I0211 | 08 | 2022-11-29 | N. A. | N. A. | N. A. | PS/I0210 | 03 | 2021-02-24 | 2024-02-23 | N. A. | N. A. | I0211 | TMF-HFN | IU/7 | Class C | FINISHED GOODS | ATLAS™ HFN | HFN Distal Screw | Distal Locking Screw 5.0mm X 55mm | 16 | No | Yes |  | No | N. A. | No | N. A. | No | Yes | No | Yes | M. L.: MFG/MD/2021/000369 |  | 1 | ADLER PRODUCTS\ATLAS HF NAILING SYSTEM\ATLAS HFN IMPLANTS | 0 | Applicability of CE marking and notify body number of product change as per ECR no- E011021 Date-24OCT2021 | N | BONE SCREWS |  | 1 | No | Yes | Yes | Yes | N. A.
I0211.5000 | I0211.5058 | ATLAS TITANIUM LOCKING SCREW 5.0MM X 57.5MM |  | I0211.5000 | 08 | 2021-03-20 | N. A. | N. A. | N. A. | QPF/I0211 | 08 | 2022-11-29 | N. A. | N. A. | N. A. | PS/I0210 | 03 | 2021-02-24 | 2024-02-23 | N. A. | N. A. | I0211 | TMF-HFN | IU/7 | Class C | FINISHED GOODS | ATLAS™ HFN | HFN Distal Screw | Distal Locking Screw 5.0mm X 57.5mm | 16 | No | Yes |  | No | N. A. | No | N. A. | No | Yes | No | Yes | M. L.: MFG/MD/2021/000369 |  | 1 | ADLER PRODUCTS\ATLAS HF NAILING SYSTEM\ATLAS HFN IMPLANTS | 0 | Applicability of CE marking and notify body number of product change as per ECR no- E011021 Date-24OCT2021 | N | BONE SCREWS |  | 1 | No | Yes | Yes | Yes | N. A.
I0211.5000 | I0211.5060 | ATLAS TITANIUM LOCKING SCREW 5.0MM X 60MM |  | I0211.5000 | 08 | 2021-03-20 | N. A. | N. A. | N. A. | QPF/I0211 | 08 | 2022-11-29 | N. A. | N. A. | N. A. | PS/I0210 | 03 | 2021-02-24 | 2024-02-23 | N. A. | N. A. | I0211 | TMF-HFN | IU/7 | Class C | FINISHED GOODS | ATLAS™ HFN | HFN Distal Screw | Distal Locking Screw 5.0mm X 60mm | 16 | No | Yes |  | No | N. A. | No | N. A. | No | Yes | No | Yes | M. L.: MFG/MD/2021/000369 |  | 1 | ADLER PRODUCTS\ATLAS HF NAILING SYSTEM\ATLAS HFN IMPLANTS | 0 | Applicability of CE marking and notify body number of product change as per ECR no- E011021 Date-24OCT2021 | N | BONE SCREWS |  | 1 | No | Yes | Yes | Yes | N. A.
I0211.5000 | I0211.5063 | ATLAS TITANIUM LOCKING SCREW 5.0MM X 62.5MM |  | I0211.5000 | 08 | 2021-03-20 | N. A. | N. A. | N. A. | QPF/I0211 | 08 | 2022-11-29 | N. A. | N. A. | N. A. | PS/I0210 | 03 | 2021-02-24 | 2024-02-23 | N. A. | N. A. | I0211 | TMF-HFN | IU/7 | Class C | FINISHED GOODS | ATLAS™ HFN | HFN Distal Screw | Distal Locking Screw 5.0mm X 62.5mm | 16 | No | Yes |  | No | N. A. | No | N. A. | No | Yes | No | Yes | M. L.: MFG/MD/2021/000369 |  | 1 | ADLER PRODUCTS\ATLAS HF NAILING SYSTEM\ATLAS HFN IMPLANTS | 0 | Applicability of CE marking and notify body number of product change as per ECR no- E011021 Date-24OCT2021 | N | BONE SCREWS |  | 1 | No | Yes | Yes | Yes | N. A.
I0211.5000 | I0211.5065 | ATLAS TITANIUM LOCKING SCREW 5.0MM X 65MM |  | I0211.5000 | 08 | 2021-03-20 | N. A. | N. A. | N. A. | QPF/I0211 | 08 | 2022-11-29 | N. A. | N. A. | N. A. | PS/I0210 | 03 | 2021-02-24 | 2024-02-23 | N. A. | N. A. | I0211 | TMF-HFN | IU/7 | Class C | FINISHED GOODS | ATLAS™ HFN | HFN Distal Screw | Distal Locking Screw 5.0mm X 65mm | 16 | No | Yes |  | No | N. A. | No | N. A. | No | Yes | No | Yes | M. L.: MFG/MD/2021/000369 |  | 1 | ADLER PRODUCTS\ATLAS HF NAILING SYSTEM\ATLAS HFN IMPLANTS | 0 | Applicability of CE marking and notify body number of product change as per ECR no- E011021 Date-24OCT2021 | N | BONE SCREWS |  | 1 | No | Yes | Yes | Yes | N. A.
I0211.5000 | I0211.5068 | ATLAS TITANIUM LOCKING SCREW 5.0MM X 67.5MM |  | I0211.5000 | 08 | 2021-03-20 | N. A. | N. A. | N. A. | QPF/I0211 | 08 | 2022-11-29 | N. A. | N. A. | N. A. | PS/I0210 | 03 | 2021-02-24 | 2024-02-23 | N. A. | N. A. | I0211 | TMF-HFN | IU/7 | Class C | FINISHED GOODS | ATLAS™ HFN | HFN Distal Screw | Distal Locking Screw 5.0mm X 67.5mm | 16 | No | Yes |  | No | N. A. | No | N. A. | No | Yes | No | Yes | M. L.: MFG/MD/2021/000369 |  | 1 | ADLER PRODUCTS\ATLAS HF NAILING SYSTEM\ATLAS HFN IMPLANTS | 0 | Applicability of CE marking and notify body number of product change as per ECR no- E011021 Date-24OCT2021 | N | BONE SCREWS |  | 1 | No | Yes | Yes | Yes | N. A.
I0211.5000 | I0211.5070 | ATLAS TITANIUM LOCKING SCREW 5.0MM X 70MM |  | I0211.5000 | 08 | 2021-03-20 | N. A. | N. A. | N. A. | QPF/I0211 | 08 | 2022-11-29 | N. A. | N. A. | N. A. | PS/I0210 | 03 | 2021-02-24 | 2024-02-23 | N. A. | N. A. | I0211 | TMF-HFN | IU/7 | Class C | FINISHED GOODS | ATLAS™ HFN | HFN Distal Screw | Distal Locking Screw 5.0mm X 70mm | 16 | No | Yes |  | No | N. A. | No | N. A. | No | Yes | No | Yes | M. L.: MFG/MD/2021/000369 |  | 1 | ADLER PRODUCTS\ATLAS HF NAILING SYSTEM\ATLAS HFN IMPLANTS | 0 | Applicability of CE marking and notify body number of product change as per ECR no- E011021 Date-24OCT2021 | N | BONE SCREWS |  | 1 | No | Yes | Yes | Yes | N. A.
I0211.5000 | I0211.5073 | ATLAS TITANIUM LOCKING SCREW 5.0MM X 72.5MM |  | I0211.5000 | 08 | 2021-03-20 | N. A. | N. A. | N. A. | QPF/I0211 | 08 | 2022-11-29 | N. A. | N. A. | N. A. | PS/I0210 | 03 | 2021-02-24 | 2024-02-23 | N. A. | N. A. | I0211 | TMF-HFN | IU/7 | Class C | FINISHED GOODS | ATLAS™ HFN | HFN Distal Screw | Distal Locking Screw 5.0mm X 72.5mm | 16 | No | Yes |  | No | N. A. | No | N. A. | No | Yes | No | Yes | M. L.: MFG/MD/2021/000369 |  | 1 | ADLER PRODUCTS\ATLAS HF NAILING SYSTEM\ATLAS HFN IMPLANTS | 0 | Applicability of CE marking and notify body number of product change as per ECR no- E011021 Date-24OCT2021 | N | BONE SCREWS |  | 1 | No | Yes | Yes | Yes | N. A.
I0211.5000 | I0211.5075 | ATLAS TITANIUM LOCKING SCREW 5.0MM X 75MM |  | I0211.5000 | 08 | 2021-03-20 | N. A. | N. A. | N. A. | QPF/I0211 | 08 | 2022-11-29 | N. A. | N. A. | N. A. | PS/I0210 | 03 | 2021-02-24 | 2024-02-23 | N. A. | N. A. | I0211 | TMF-HFN | IU/7 | Class C | FINISHED GOODS | ATLAS™ HFN | HFN Distal Screw | Distal Locking Screw 5.0mm X 75mm | 16 | No | Yes |  | No | N. A. | No | N. A. | No | Yes | No | Yes | M. L.: MFG/MD/2021/000369 |  | 1 | ADLER PRODUCTS\ATLAS HF NAILING SYSTEM\ATLAS HFN IMPLANTS | 0 | Applicability of CE marking and notify body number of product change as per ECR no- E011021 Date-24OCT2021 | N | BONE SCREWS |  | 1 | No | Yes | Yes | Yes | N. A.
I0211.5000 | I0211.5078 | ATLAS TITANIUM LOCKING SCREW 5.0MM X 77.5MM |  | I0211.5000 | 08 | 2021-03-20 | N. A. | N. A. | N. A. | QPF/I0211 | 08 | 2022-11-29 | N. A. | N. A. | N. A. | PS/I0210 | 03 | 2021-02-24 | 2024-02-23 | N. A. | N. A. | I0211 | TMF-HFN | IU/7 | Class C | FINISHED GOODS | ATLAS™ HFN | HFN Distal Screw | Distal Locking Screw 5.0mm X 77.5mm | 16 | No | Yes |  | No | N. A. | No | N. A. | No | Yes | No | Yes | M. L.: MFG/MD/2021/000369 |  | 1 | ADLER PRODUCTS\ATLAS HF NAILING SYSTEM\ATLAS HFN IMPLANTS | 0 | Applicability of CE marking and notify body number of product change as per ECR no- E011021 Date-24OCT2021 | N | BONE SCREWS |  | 1 | No | Yes | Yes | Yes | N. A.
I0211.5000 | I0211.5080 | ATLAS TITANIUM LOCKING SCREW 5.0MM X 80MM |  | I0211.5000 | 08 | 2021-03-20 | N. A. | N. A. | N. A. | QPF/I0211 | 08 | 2022-11-29 | N. A. | N. A. | N. A. | PS/I0210 | 03 | 2021-02-24 | 2024-02-23 | N. A. | N. A. | I0211 | TMF-HFN | IU/7 | Class C | FINISHED GOODS | ATLAS™ HFN | HFN Distal Screw | Distal Locking Screw 5.0mm X 80mm | 16 | No | Yes |  | No | N. A. | No | N. A. | No | Yes | No | Yes | M. L.: MFG/MD/2021/000369 |  | 1 | ADLER PRODUCTS\ATLAS HF NAILING SYSTEM\ATLAS HFN IMPLANTS | 0 | Applicability of CE marking and notify body number of product change as per ECR no- E011021 Date-24OCT2021 | N | BONE SCREWS |  | 1 | No | Yes | Yes | Yes | N. A.
I0211.5000 | I0211.5085 | ATLAS TITANIUM LOCKING SCREW 5.0MM X 85MM |  | I0211.5000 | 08 | 2021-03-20 | N. A. | N. A. | N. A. | QPF/I0211 | 08 | 2022-11-29 | N. A. | N. A. | N. A. | PS/I0210 | 03 | 2021-02-24 | 2024-02-23 | N. A. | N. A. | I0211 | TMF-HFN | IU/7 | Class C | FINISHED GOODS | ATLAS™ HFN | HFN Distal Screw | Distal Locking Screw 5.0mm X 85mm | 16 | No | Yes |  | No | N. A. | No | N. A. | No | Yes | No | Yes | M. L.: MFG/MD/2021/000369 |  | 1 | ADLER PRODUCTS\ATLAS HF NAILING SYSTEM\ATLAS HFN IMPLANTS | 0 | Applicability of CE marking and notify body number of product change as per ECR no- E011021 Date-24OCT2021 | N | BONE SCREWS |  | 1 | No | Yes | Yes | Yes | N. A.
I0211.5000 | I0211.5090 | ATLAS TITANIUM LOCKING SCREW 5.0MM X 90MM |  | I0211.5000 | 08 | 2021-03-20 | N. A. | N. A. | N. A. | QPF/I0211 | 08 | 2022-11-29 | N. A. | N. A. | N. A. | PS/I0210 | 03 | 2021-02-24 | 2024-02-23 | N. A. | N. A. | I0211 | TMF-HFN | IU/7 | Class C | FINISHED GOODS | ATLAS™ HFN | HFN Distal Screw | Distal Locking Screw 5.0mm X 90mm | 16 | No | Yes |  | No | N. A. | No | N. A. | No | Yes | No | Yes | M. L.: MFG/MD/2021/000369 |  | 1 | ADLER PRODUCTS\ATLAS HF NAILING SYSTEM\ATLAS HFN IMPLANTS | 0 | Applicability of CE marking and notify body number of product change as per ECR no- E011021 Date-24OCT2021 | N | BONE SCREWS |  | 1 | No | Yes | Yes | Yes | N. A.
I0211.5000 | I0211.5095 | ATLAS TITANIUM LOCKING SCREW 5.0MM X 95MM |  | I0211.5000 | 08 | 2021-03-20 | N. A. | N. A. | N. A. | QPF/I0211 | 08 | 2022-11-29 | N. A. | N. A. | N. A. | PS/I0210 | 03 | 2021-02-24 | 2024-02-23 | N. A. | N. A. | I0211 | TMF-HFN | IU/7 | Class C | FINISHED GOODS | ATLAS™ HFN | HFN Distal Screw | Distal Locking Screw 5.0mm X 95mm | 16 | No | Yes |  | No | N. A. | No | N. A. | No | Yes | No | Yes | M. L.: MFG/MD/2021/000369 |  | 1 | ADLER PRODUCTS\ATLAS HF NAILING SYSTEM\ATLAS HFN IMPLANTS | 0 | Applicability of CE marking and notify body number of product change as per ECR no- E011021 Date-24OCT2021 | N | BONE SCREWS |  | 1 | No | Yes | Yes | Yes | N. A.
I0211.5000 | I0211.5100 | ATLAS TITANIUM LOCKING SCREW 5.0MM X 100MM |  | I0211.5000 | 08 | 2021-03-20 | N. A. | N. A. | N. A. | QPF/I0211 | 08 | 2022-11-29 | N. A. | N. A. | N. A. | PS/I0210 | 03 | 2021-02-24 | 2024-02-23 | N. A. | N. A. | I0211 | TMF-HFN | IU/7 | Class C | FINISHED GOODS | ATLAS™ HFN | HFN Distal Screw | Distal Locking Screw 5.0mm X 100mm | 16 | No | Yes |  | No | N. A. | No | N. A. | No | Yes | No | Yes | M. L.: MFG/MD/2021/000369 |  | 1 | ADLER PRODUCTS\ATLAS HF NAILING SYSTEM\ATLAS HFN IMPLANTS | 0 | Applicability of CE marking and notify body number of product change as per ECR no- E011021 Date-24OCT2021 | N | BONE SCREWS |  | 1 | No | Yes | Yes | Yes | N. A.
I0211.5000 | I0211.5105 | ATLAS TITANIUM LOCKING SCREW 5.0MM X 105MM |  | I0211.5000 | 08 | 2021-03-20 | N. A. | N. A. | N. A. | QPF/I0211 | 08 | 2022-11-29 | N. A. | N. A. | N. A. | PS/I0210 | 03 | 2021-02-24 | 2024-02-23 | N. A. | N. A. | I0211 | TMF-HFN | IU/7 | Class C | FINISHED GOODS | ATLAS™ HFN | HFN Distal Screw | Distal Locking Screw 5.0mm X 105mm | 16 | No | Yes |  | No | N. A. | No | N. A. | No | Yes | No | Yes | M. L.: MFG/MD/2021/000369 |  | 1 | ADLER PRODUCTS\ATLAS HF NAILING SYSTEM\ATLAS HFN IMPLANTS | 0 | Applicability of CE marking and notify body number of product change as per ECR no- E011021 Date-24OCT2021 | N | BONE SCREWS |  | 1 | No | Yes | Yes | Yes | N. A.
I0211.5000 | I0211.5110 | ATLAS TITANIUM LOCKING SCREW 5.0MM X 110MM |  | I0211.5000 | 08 | 2021-03-20 | N. A. | N. A. | N. A. | QPF/I0211 | 08 | 2022-11-29 | N. A. | N. A. | N. A. | PS/I0210 | 03 | 2021-02-24 | 2024-02-23 | N. A. | N. A. | I0211 | TMF-HFN | IU/7 | Class C | FINISHED GOODS | ATLAS™ HFN | HFN Distal Screw | Distal Locking Screw 5.0mm X 110mm | 16 | No | Yes |  | No | N. A. | No | N. A. | No | Yes | No | Yes | M. L.: MFG/MD/2021/000369 |  | 1 | ADLER PRODUCTS\ATLAS HF NAILING SYSTEM\ATLAS HFN IMPLANTS | 0 | Applicability of CE marking and notify body number of product change as per ECR no- E011021 Date-24OCT2021 | N | BONE SCREWS |  | 1 | No | Yes | Yes | Yes | N. A.
I0211.6400 | I0211.6465 | ATLAS FFN, 6.4MM X 65MM |  | I0211.6400 | 01 | 2018-04-24 | N. A. | N. A. | N. A. | QPF/I0211.64 | 00 | 2017-09-21 | N. A. | N. A. | N. A. | PS/I0211.64 | 00 | 2018-03-21 | 2021-03-20 | 2020-01-05 | 44931 | I0211.64 | TF/BS | IU/7 | Class C | FINISHED GOODS | ATLAS™ FFN | 6.4MM Recon Screw | ATLAS FFN, 6.4MM X 65MM | 16 | No | Yes |  | No | N. A. | No | N. A. | No | Yes | No | Yes | M. L.: MFG/MD/2021/000369 |  | 1 | ADLER PRODUCTS\ATLAS FFN PRODUCTS |  | CHANGED LABEL FORMAT NUMBER AS PER EMAIL FROM SDW DTD 19JUN2021 ON 19JUN2021 | N | IM NAILS |  | 1 | No | Yes | Yes | Yes | N. A.
I0211.6400 | I0211.6470 | ATLAS FFN, 6.4MM X 70MM |  | I0211.6400 | 01 | 2018-04-24 | N. A. | N. A. | N. A. | QPF/I0211.64 | 00 | 2017-09-21 | N. A. | N. A. | N. A. | PS/I0211.64 | 00 | 2018-03-21 | 2021-03-20 | 2020-01-05 | 44931 | I0211.64 | TF/BS | IU/7 | Class C | FINISHED GOODS | ATLAS™ FFN | 6.4MM Recon Screw | ATLAS FFN, 6.4MM X 70MM | 16 | No | Yes |  | No | N. A. | No | N. A. | No | Yes | No | Yes | M. L.: MFG/MD/2021/000369 |  | 1 | ADLER PRODUCTS\ATLAS FFN PRODUCTS |  | CHANGED LABEL FORMAT NUMBER AS PER EMAIL FROM SDW DTD 19JUN2021 ON 19JUN2021 | N | IM NAILS |  | 1 | No | Yes | Yes | Yes | N. A.
I0211.6400 | I0211.6475 | ATLAS FFN, 6.4MM X 75MM |  | I0211.6400 | 01 | 2018-04-24 | N. A. | N. A. | N. A. | QPF/I0211.64 | 00 | 2017-09-21 | N. A. | N. A. | N. A. | PS/I0211.64 | 00 | 2018-03-21 | 2021-03-20 | 2020-01-05 | 44931 | I0211.64 | TF/BS | IU/7 | Class C | FINISHED GOODS | ATLAS™ FFN | 6.4MM Recon Screw | ATLAS FFN, 6.4MM X 75MM | 16 | No | Yes |  | No | N. A. | No | N. A. | No | Yes | No | Yes | M. L.: MFG/MD/2021/000369 |  | 1 | ADLER PRODUCTS\ATLAS FFN PRODUCTS |  | CHANGED LABEL FORMAT NUMBER AS PER EMAIL FROM SDW DTD 19JUN2021 ON 19JUN2021 | N | IM NAILS |  | 1 | No | Yes | Yes | Yes | N. A.
I0211.6400 | I0211.6480 | ATLAS FFN, 6.4MM X 80MM |  | I0211.6400 | 01 | 2018-04-24 | N. A. | N. A. | N. A. | QPF/I0211.64 | 00 | 2017-09-21 | N. A. | N. A. | N. A. | PS/I0211.64 | 00 | 2018-03-21 | 2021-03-20 | 2020-01-05 | 44931 | I0211.64 | TF/BS | IU/7 | Class C | FINISHED GOODS | ATLAS™ FFN | 6.4MM Recon Screw | ATLAS FFN, 6.4MM X 80MM | 16 | No | Yes |  | No | N. A. | No | N. A. | No | Yes | No | Yes | M. L.: MFG/MD/2021/000369 |  | 1 | ADLER PRODUCTS\ATLAS FFN PRODUCTS |  | CHANGED LABEL FORMAT NUMBER AS PER EMAIL FROM SDW DTD 19JUN2021 ON 19JUN2021 | N | IM NAILS |  | 1 | No | Yes | Yes | Yes | N. A.
I0211.6400 | I0211.6485 | ATLAS FFN, 6.4MM X 85MM |  | I0211.6400 | 01 | 2018-04-24 | N. A. | N. A. | N. A. | QPF/I0211.64 | 00 | 2017-09-21 | N. A. | N. A. | N. A. | PS/I0211.64 | 00 | 2018-03-21 | 2021-03-20 | 2020-01-05 | 44931 | I0211.64 | TF/BS | IU/7 | Class C | FINISHED GOODS | ATLAS™ FFN | 6.4MM Recon Screw | ATLAS FFN, 6.4MM X 85MM | 16 | No | Yes |  | No | N. A. | No | N. A. | No | Yes | No | Yes | M. L.: MFG/MD/2021/000369 |  | 1 | ADLER PRODUCTS\ATLAS FFN PRODUCTS |  | CHANGED LABEL FORMAT NUMBER AS PER EMAIL FROM SDW DTD 19JUN2021 ON 19JUN2021 | N | IM NAILS |  | 1 | No | Yes | Yes | Yes | N. A.
I0211.6400 | I0211.6490 | ATLAS FFN, 6.4MM X 90MM |  | I0211.6400 | 01 | 2018-04-24 | N. A. | N. A. | N. A. | QPF/I0211.64 | 00 | 2017-09-21 | N. A. | N. A. | N. A. | PS/I0211.64 | 00 | 2018-03-21 | 2021-03-20 | 2020-01-05 | 44931 | I0211.64 | TF/BS | IU/7 | Class C | FINISHED GOODS | ATLAS™ FFN | 6.4MM Recon Screw | ATLAS FFN, 6.4MM X 90MM | 16 | No | Yes |  | No | N. A. | No | N. A. | No | Yes | No | Yes | M. L.: MFG/MD/2021/000369 |  | 1 | ADLER PRODUCTS\ATLAS FFN PRODUCTS |  | CHANGED LABEL FORMAT NUMBER AS PER EMAIL FROM SDW DTD 19JUN2021 ON 19JUN2021 | N | IM NAILS |  | 1 | No | Yes | Yes | Yes | N. A.
I0211.6400 | I0211.6495 | ATLAS FFN, 6.4MM X 95MM |  | I0211.6400 | 01 | 2018-04-24 | N. A. | N. A. | N. A. | QPF/I0211.64 | 00 | 2017-09-21 | N. A. | N. A. | N. A. | PS/I0211.64 | 00 | 2018-03-21 | 2021-03-20 | 2020-01-05 | 44931 | I0211.64 | TF/BS | IU/7 | Class C | FINISHED GOODS | ATLAS™ FFN | 6.4MM Recon Screw | ATLAS FFN, 6.4MM X 95MM | 16 | No | Yes |  | No | N. A. | No | N. A. | No | Yes | No | Yes | M. L.: MFG/MD/2021/000369 |  | 1 | ADLER PRODUCTS\ATLAS FFN PRODUCTS |  | CHANGED LABEL FORMAT NUMBER AS PER EMAIL FROM SDW DTD 19JUN2021 ON 19JUN2021 | N | IM NAILS |  | 1 | No | Yes | Yes | Yes | N. A.
I0211.6400 | I0211.6500 | ATLAS FFN, 6.4MM X 100MM |  | I0211.6400 | 01 | 2018-04-24 | N. A. | N. A. | N. A. | QPF/I0211.64 | 00 | 2017-09-21 | N. A. | N. A. | N. A. | PS/I0211.64 | 00 | 2018-03-21 | 2021-03-20 | 2020-01-05 | 44931 | I0211.64 | TF/BS | IU/7 | Class C | FINISHED GOODS | ATLAS™ FFN | 6.4MM Recon Screw | ATLAS FFN, 6.4MM X 100MM | 16 | No | Yes |  | No | N. A. | No | N. A. | No | Yes | No | Yes | M. L.: MFG/MD/2021/000369 |  | 1 | ADLER PRODUCTS\ATLAS FFN PRODUCTS |  | CHANGED LABEL FORMAT NUMBER AS PER EMAIL FROM SDW DTD 19JUN2021 ON 19JUN2021 | N | IM NAILS |  | 1 | No | Yes | Yes | Yes | N. A.
I0211.6400 | I0211.6505 | ATLAS FFN, 6.4MM X 105MM |  | I0211.6400 | 01 | 2018-04-24 | N. A. | N. A. | N. A. | QPF/I0211.64 | 00 | 2017-09-21 | N. A. | N. A. | N. A. | PS/I0211.64 | 00 | 2018-03-21 | 2021-03-20 | 2020-01-05 | 44931 | I0211.64 | TF/BS | IU/7 | Class C | FINISHED GOODS | ATLAS™ FFN | 6.4MM Recon Screw | ATLAS FFN, 6.4MM X 105MM | 16 | No | Yes |  | No | N. A. | No | N. A. | No | Yes | No | Yes | M. L.: MFG/MD/2021/000369 |  | 1 | ADLER PRODUCTS\ATLAS FFN PRODUCTS |  | CHANGED LABEL FORMAT NUMBER AS PER EMAIL FROM SDW DTD 19JUN2021 ON 19JUN2021 | N | IM NAILS |  | 1 | No | Yes | Yes | Yes | N. A.
I0211.6400 | I0211.6510 | ATLAS FFN, 6.4MM X 110MM |  | I0211.6400 | 01 | 2018-04-24 | N. A. | N. A. | N. A. | QPF/I0211.64 | 00 | 2017-09-21 | N. A. | N. A. | N. A. | PS/I0211.64 | 00 | 2018-03-21 | 2021-03-20 | 2020-01-05 | 44931 | I0211.64 | TF/BS | IU/7 | Class C | FINISHED GOODS | ATLAS™ FFN | 6.4MM Recon Screw | ATLAS FFN, 6.4MM X 110MM | 16 | No | Yes |  | No | N. A. | No | N. A. | No | Yes | No | Yes | M. L.: MFG/MD/2021/000369 |  | 1 | ADLER PRODUCTS\ATLAS FFN PRODUCTS |  | CHANGED LABEL FORMAT NUMBER AS PER EMAIL FROM SDW DTD 19JUN2021 ON 19JUN2021 | N | IM NAILS |  | 1 | No | Yes | Yes | Yes | N. A.
I0211.6400 | I0211.6515 | ATLAS FFN, 6.4MM X 115MM |  | I0211.6400 | 01 | 2018-04-24 | N. A. | N. A. | N. A. | QPF/I0211.64 | 00 | 2017-09-21 | N. A. | N. A. | N. A. | PS/I0211.64 | 00 | 2018-03-21 | 2021-03-20 | 2020-01-05 | 44931 | I0211.64 | TF/BS | IU/7 | Class C | FINISHED GOODS | ATLAS™ FFN | 6.4MM Recon Screw | ATLAS FFN, 6.4MM X 115MM | 16 | No | Yes |  | No | N. A. | No | N. A. | No | Yes | No | Yes | M. L.: MFG/MD/2021/000369 |  | 1 | ADLER PRODUCTS\ATLAS FFN PRODUCTS |  | CHANGED LABEL FORMAT NUMBER AS PER EMAIL FROM SDW DTD 19JUN2021 ON 19JUN2021 | N | IM NAILS |  | 1 | No | Yes | Yes | Yes | N. A.
I0211.6400 | I0211.6520 | ATLAS FFN, 6.4MM X 120MM |  | I0211.6400 | 01 | 2018-04-24 | N. A. | N. A. | N. A. | QPF/I0211.64 | 00 | 2017-09-21 | N. A. | N. A. | N. A. | PS/I0211.64 | 00 | 2018-03-21 | 2021-03-20 | 2020-01-05 | 44931 | I0211.64 | TF/BS | IU/7 | Class C | FINISHED GOODS | ATLAS™ FFN | 6.4MM Recon Screw | ATLAS FFN, 6.4MM X 120MM | 16 | No | Yes |  | No | N. A. | No | N. A. | No | Yes | No | Yes | M. L.: MFG/MD/2021/000369 |  | 1 | ADLER PRODUCTS\ATLAS FFN PRODUCTS |  | CHANGED LABEL FORMAT NUMBER AS PER EMAIL FROM SDW DTD 19JUN2021 ON 19JUN2021 | N | IM NAILS |  | 1 | No | Yes | Yes | Yes | N. A.
I0211.6400 | I0211.6525 | ATLAS FFN, 6.4MM X 125MM |  | I0211.6400 | 01 | 2018-04-24 | N. A. | N. A. | N. A. | QPF/I0211.64 | 00 | 2017-09-21 | N. A. | N. A. | N. A. | PS/I0211.64 | 00 | 2018-03-21 | 2021-03-20 | 2020-01-05 | 44931 | I0211.64 | TF/BS | IU/7 | Class C | FINISHED GOODS | ATLAS™ FFN | 6.4MM Recon Screw | ATLAS FFN, 6.4MM X 125MM | 16 | No | Yes |  | No | N. A. | No | N. A. | No | Yes | No | Yes | M. L.: MFG/MD/2021/000369 |  | 1 | ADLER PRODUCTS\ATLAS FFN PRODUCTS |  | CHANGED LABEL FORMAT NUMBER AS PER EMAIL FROM SDW DTD 19JUN2021 ON 19JUN2021 | N | IM NAILS |  | 1 | No | Yes | Yes | Yes | N. A.
I0301.00 | I0301.00 | ATLAS HFN 0 MM NAIL CAP SET SCREW |  | I0301.00 | 07 | 2020-10-13 | N. A. | N. A. | N. A. | QPF/I0301 | 05 | 2022-11-29 | N. A. | N. A. | N. A. | PS/I0301.000 | 01 | 2022-10-28 | 2025-10-27 | N. A. | N. A. | I0301 | TMF-HFN | IU/7 | Class C | FINISHED GOODS | ATLAS™ HFN | Hip Fracture Nail Caps | Nail Cap Set Screw 0mm | 16 | No | Yes |  | No | N. A. | No | N. A. | No | Yes | No | Yes | M. L.: MFG/MD/2021/000369 |  | 1 | ADLER PRODUCTS\ATLAS HF NAILING SYSTEM\ATLAS HFN IMPLANTS | 0 | Applicability of CE marking and notify body number of product change as per ECR no- E011021 Date-24OCT2021 | N | IM NAILS |  | 1 | No | Yes | Yes | Yes | N. A.
I0301.05 | I0301.05 | ATLAS HFN 5MM NAIL CAP SET SCREW |  | I0301.05-10 | 07 | 2020-10-13 | N. A. | N. A. | N. A. | QPF/I0301.05-10 | 01 | 2022-11-29 | N. A. | N. A. | N. A. | PS/I0301.05-10 | 01 | 2022-10-28 | 2025-10-27 | N. A. | N. A. | I0301 | TMF-HFN | IU/7 | Class C | FINISHED GOODS | ATLAS™ HFN | Hip Fracture Nail Caps | Nail Cap Set Screw 5mm | 16 | No | Yes |  | No | N. A. | No | N. A. | No | Yes | No | Yes | M. L.: MFG/MD/2021/000369 |  | 1 | ADLER PRODUCTS\ATLAS HF NAILING SYSTEM\ATLAS HFN IMPLANTS | 0 | Applicability of CE marking and notify body number of product change as per ECR no- E011021 Date-24OCT2021 | N | IM NAILS |  | 1 | No | Yes | Yes | Yes | N. A.
I0301.10 | I0301.10 | ATLAS HFN 10MM NAIL CAP SET SCREW |  | I0301.05-10 | 07 | 2020-10-13 | N. A. | N. A. | N. A. | QPF/I0301.05-10 | 01 | 2022-11-29 | N. A. | N. A. | N. A. | PS/I0301.05-10 | 01 | 2022-10-28 | 2025-10-27 | N. A. | N. A. | I0301 | TMF-HFN | IU/7 | Class C | FINISHED GOODS | ATLAS™ HFN | Hip Fracture Nail Caps | Nail Cap Set Screw 10mm | 16 | No | Yes |  | No | N. A. | No | N. A. | No | Yes | No | Yes | M. L.: MFG/MD/2021/000369 |  | 1 | ADLER PRODUCTS\ATLAS HF NAILING SYSTEM\ATLAS HFN IMPLANTS | 0 | Applicability of CE marking and notify body number of product change as per ECR no- E011021 Date-24OCT2021 | N | IM NAILS |  | 1 | No | Yes | Yes | Yes | N. A.
1361 | I0302.1012 | EAZEE THREADED LOCKING CAP FOR EAZEE NAILS, SUPRACONDYLAR / TIBIA |  | I0302.0000 | 00 | 2003-02-01 | N. A. | N. A. | N. A. | QPF/1361 | 00 | 2003-02-01 | N. A. | N. A. | N. A. | PS/1361 | 00 | 2003-02-01 | N. A. | N. A. | N. A. | 393 | TMF-1 | IU/1 | Class C | FINISHED GOODS | EAZEE™ | EAZEE THREADED LOCKING CAP | FOR EAZEE NAILS, SUPRACONDYLAR / TIBIA | 16 | No | Yes |  | No | N. A. | No | N. A. | No | Yes | No | Yes | M. L.: MFG/MD/2021/000369 |  | 1 | ADLER PRODUCTS\EAZEE IMPLANTS\EAZEE CAPS | 0 | Replaced new manufacturing license number MFG/MD/2021/000369 | Y | IM NAILS |  | 1 | No | Yes | Yes | Yes | N. A.
1362 | I0302.1030 | EAZEE THREADED LOCKING CAP FOR EAZEE NAILS, FEMUR |  | I0302.0000 | 00 | 2003-02-01 | N. A. | N. A. | N. A. | QPF/1361 | 00 | 2003-02-01 | N. A. | N. A. | N. A. | PS/1361 | 00 | 2003-02-01 | N. A. | N. A. | N. A. | 393 | TMF-1 | IU/1 | Class C | FINISHED GOODS | EAZEE™ | EAZEE THREADED LOCKING CAP | FOR EAZEE NAILS, FEMUR | 16 | No | Yes |  | No | N. A. | No | N. A. | No | Yes | No | Yes | M. L.: MFG/MD/2021/000369 |  | 1 | ADLER PRODUCTS\EAZEE IMPLANTS\EAZEE CAPS | 0 | Replaced new manufacturing license number MFG/MD/2021/000369 | Y | IM NAILS |  | 1 | No | Yes | Yes | Yes | N. A.
I0303 | I0303.00 | ATLAS TFN NAIL CAP, 0 MM |  | I0303.00 | 04 | 2019-11-16 | N. A. | N. A. | N. A. | QPF/I0303 | 00 | 2016-07-16 | N. A. | N. A. | N. A. | PS/I0303 | 02 | 2018-02-25 | 2023-02-26 | N. A. | N. A. | I0303 | TF-KN | IU/7 | Class C | FINISHED GOODS | ATLAS™ TFN | Tibia Fracture Nail Cap | Nail Cap, 0 mm | 16 | No | Yes |  | No | N. A. | No | N. A. | No | Yes | No | Yes | M. L.: MFG/MD/2021/000369 |  | 1 | ATLAS PRODUCTS\ATLAS IMPLANTS\END CAPS | 0 | Applicability of CE marking and notify body number of product change as per ECR no- E011021 Date-24OCT2021 | N | IM NAILS |  | 1 | No | Yes | Yes | Yes | N. A.
I0303 | I0303.05 | ATLAS TFN NAIL CAP, 5MM |  | I0303.05-10 | 04 | 2019-11-16 | N. A. | N. A. | N. A. | QPF/I0303 | 00 | 2016-07-16 | N. A. | N. A. | N. A. | PS/I0303 | 02 | 2018-02-25 | 2023-02-26 | N. A. | N. A. | I0303 | TF-KN | IU/7 | Class C | FINISHED GOODS | ATLAS™ TFN | Tibia Fracture Nail Cap | Nail Cap, 5mm | 16 | No | Yes |  | No | N. A. | No | N. A. | No | Yes | No | Yes | M. L.: MFG/MD/2021/000369 |  | 1 | ATLAS PRODUCTS\ATLAS IMPLANTS\END CAPS | 0 | Applicability of CE marking and notify body number of product change as per ECR no- E011021 Date-24OCT2021 | N | IM NAILS |  | 1 | No | Yes | Yes | Yes | N. A.
I0303 | I0303.10 | ATLAS TFN NAIL CAP, 10MM |  | I0303.05-10 | 04 | 2019-11-16 | N. A. | N. A. | N. A. | QPF/I0303 | 00 | 2016-07-16 | N. A. | N. A. | N. A. | PS/I0303 | 02 | 2018-02-25 | 2023-02-26 | N. A. | N. A. | I0303 | TF-KN | IU/7 | Class C | FINISHED GOODS | ATLAS™ TFN | Tibia Fracture Nail Cap | Nail Cap, 10mm | 16 | No | Yes |  | No | N. A. | No | N. A. | No | Yes | No | Yes | M. L.: MFG/MD/2021/000369 |  | 1 | ATLAS PRODUCTS\ATLAS IMPLANTS\END CAPS | 0 | Applicability of CE marking and notify body number of product change as per ECR no- E011021 Date-24OCT2021 | N | IM NAILS |  | 1 | No | Yes | Yes | Yes | N. A.
I0401 | I0401.00S1 | WING BLADE FOR EAZEE DISTALOCK WINGS, FEMUR, DIA. 11 TO 13MM |  | R10313 | N. A. | N. A. | N. A. | N. A. | N. A. | N. A. | N. A. | N. A. | N. A. | N. A. | N. A. | PS/153/1 | 01 | 1999-06-03 | N. A. | 2019-11-03 | 44867 | 15 | N. A. | N. A. | N. A. | SEMIFINISHED GOODS | N. A. | N. A. | N. A. | N. A. | N. A. | N. A. |  | N. A. | N. A. | N. A. | N. A. | N. A. | N. A. | N. A. | N. A. | N. A. | N. A. | 1 | SUB COMPONENTS | NA | ADDED NEW PRODUCT CODES ON 06JUL2008 | N | SUB COMPONENTS |  | No | No | N. A. | N. A. | N. A. | N. A.
I0401 | I0401.00S2 | WING SUPPORT FOR EAZEE DISTALOCK WINGS, FEMUR, DIA. 11 TO 13MM |  | R12400 | N. A. | N. A. | N. A. | N. A. | N. A. | N. A. | N. A. | N. A. | N. A. | N. A. | N. A. | PS/153/2 | 02 | 1999-01-01 | N. A. | 2019-11-03 | 44867 | 15 | N. A. | N. A. | N. A. | SEMIFINISHED GOODS | N. A. | N. A. | N. A. | N. A. | N. A. | N. A. |  | N. A. | N. A. | N. A. | N. A. | N. A. | N. A. | N. A. | N. A. | N. A. | N. A. | 1 | SUB COMPONENTS | NA | ADDED NEW PRODUCT CODES ON 06JUL2008 | N | SUB COMPONENTS |  | No | No | N. A. | N. A. | N. A. | N. A.
I0401 | I0401.00S3 | STEM FOR EAZEE DISTALOCK WINGS, FEMUR, DIA. 11 TO 13MM LENGTH _____________MM |  | R16728 | N. A. | N. A. | N. A. | N. A. | N. A. | N. A. | N. A. | N. A. | N. A. | N. A. | N. A. | PS/153/3 | 03 | 1998-07-24 | N. A. | 2019-11-03 | 44867 | 15 | N. A. | N. A. | N. A. | SEMIFINISHED GOODS | N. A. | N. A. | N. A. | N. A. | N. A. | N. A. |  | N. A. | N. A. | N. A. | N. A. | N. A. | N. A. | N. A. | N. A. | N. A. | N. A. | 1 | SUB COMPONENTS | NA | ADDED NEW PRODUCT CODES ON 06JUL2008 | N | SUB COMPONENTS |  | No | No | N. A. | N. A. | N. A. | N. A.
I0401 | I0401.00S4 | STEM DRAWER FOR EAZEE DISTALOCK WINGS, FEMUR, DIA. 11 TO 13MM |  | R13214 | N. A. | N. A. | N. A. | N. A. | N. A. | N. A. | N. A. | N. A. | N. A. | N. A. | N. A. | PS/153/4 | 04 | 1998-05-27 | N. A. | 2019-11-13 | 44878 | 15 | N. A. | N. A. | N. A. | SEMIFINISHED GOODS | N. A. | N. A. | N. A. | N. A. | N. A. | N. A. |  | N. A. | N. A. | N. A. | N. A. | N. A. | N. A. | N. A. | N. A. | N. A. | N. A. | 1 | SUB COMPONENTS | NA | ADDED NEW PRODUCT CODES ON 06JUL2008 | N | SUB COMPONENTS |  | No | No | N. A. | N. A. | N. A. | N. A.
153 | I0401.0934 | EAZEE DISTALOCK WINGS, FEMUR, DIA. 11 TO 13MM, LENGTH 340MM |  | R16729 | N. A. | N. A. | N. A. | N. A. | N. A. | QPF/153 | 02 | 2008-05-24 | N. A. | N. A. | N. A. | PS/153 | N. A. | N. A. | N. A. | N. A. | N. A. | 15 | TMF-1 | IU/1 | Class C | FINISHED GOODS | EAZEE™ | EAZEE DISTALOCK WINGS, FEMUR | DIA. 11 TO 13MM, LENGTH 340MM | 16 | No | Yes |  | No | N. A. | No | N. A. | No | Yes | No | Yes | M. L.: MFG/MD/2021/000369 |  | 1 | ADLER PRODUCTS\EAZEE IMPLANTS\EAZEE WINGS | 0 | Replaced new manufacturing license number MFG/MD/2021/000369 | Y | IM NAILS |  | 1 | No | Yes | Yes | Yes | N. A.
154 | I0401.0936 | EAZEE DISTALOCK WINGS, FEMUR, DIA. 11 TO 13MM, LENGTH 360MM |  | R16729 | N. A. | N. A. | N. A. | N. A. | N. A. | QPF/153 | 02 | 2008-05-24 | N. A. | N. A. | N. A. | PS/153 | N. A. | N. A. | N. A. | N. A. | N. A. | 15 | TMF-1 | IU/1 | Class C | FINISHED GOODS | EAZEE™ | EAZEE DISTALOCK WINGS, FEMUR | DIA. 11 TO 13MM, LENGTH 360MM | 16 | No | Yes |  | No | N. A. | No | N. A. | No | Yes | No | Yes | M. L.: MFG/MD/2021/000369 |  | 1 | ADLER PRODUCTS\EAZEE IMPLANTS\EAZEE WINGS | 0 | Replaced new manufacturing license number MFG/MD/2021/000369 | Y | IM NAILS |  | 1 | No | Yes | Yes | Yes | N. A.
155 | I0401.0938 | EAZEE DISTALOCK WINGS, FEMUR, DIA. 11 TO 13MM, LENGTH 380MM |  | R16729 | N. A. | N. A. | N. A. | N. A. | N. A. | QPF/153 | 02 | 2008-05-24 | N. A. | N. A. | N. A. | PS/153 | N. A. | N. A. | N. A. | N. A. | N. A. | 15 | TMF-1 | IU/1 | Class C | FINISHED GOODS | EAZEE™ | EAZEE DISTALOCK WINGS, FEMUR | DIA. 11 TO 13MM, LENGTH 380MM | 16 | No | Yes |  | No | N. A. | No | N. A. | No | Yes | No | Yes | M. L.: MFG/MD/2021/000369 |  | 1 | ADLER PRODUCTS\EAZEE IMPLANTS\EAZEE WINGS | 0 | Replaced new manufacturing license number MFG/MD/2021/000369 | Y | IM NAILS |  | 1 | No | Yes | Yes | Yes | N. A.
156 | I0401.0940 | EAZEE DISTALOCK WINGS, FEMUR, DIA. 11 TO 13MM, LENGTH 400MM |  | R16729 | N. A. | N. A. | N. A. | N. A. | N. A. | QPF/153 | 02 | 2008-05-24 | N. A. | N. A. | N. A. | PS/153 | N. A. | N. A. | N. A. | N. A. | N. A. | 15 | TMF-1 | IU/1 | Class C | FINISHED GOODS | EAZEE™ | EAZEE DISTALOCK WINGS, FEMUR | DIA. 11 TO 13MM, LENGTH 400MM | 16 | No | Yes |  | No | N. A. | No | N. A. | No | Yes | No | Yes | M. L.: MFG/MD/2021/000369 |  | 1 | ADLER PRODUCTS\EAZEE IMPLANTS\EAZEE WINGS | 0 | Replaced new manufacturing license number MFG/MD/2021/000369 | Y | IM NAILS |  | 1 | No | Yes | Yes | Yes | N. A.
157 | I0401.0942 | EAZEE DISTALOCK WINGS, FEMUR, DIA. 11 TO 13MM, LENGTH 420MM |  | R16729 | N. A. | N. A. | N. A. | N. A. | N. A. | QPF/153 | 02 | 2008-05-24 | N. A. | N. A. | N. A. | PS/153 | N. A. | N. A. | N. A. | N. A. | N. A. | 15 | TMF-1 | IU/1 | Class C | FINISHED GOODS | EAZEE™ | EAZEE DISTALOCK WINGS, FEMUR | DIA. 11 TO 13MM, LENGTH 420MM | 16 | No | Yes |  | No | N. A. | No | N. A. | No | Yes | No | Yes | M. L.: MFG/MD/2021/000369 |  | 1 | ADLER PRODUCTS\EAZEE IMPLANTS\EAZEE WINGS | 0 | Replaced new manufacturing license number MFG/MD/2021/000369 | Y | IM NAILS |  | 1 | No | Yes | Yes | Yes | N. A.
158 | I0401.0944 | EAZEE DISTALOCK WINGS, FEMUR, DIA. 11 TO 13MM, LENGTH 440MM |  | R16729 | N. A. | N. A. | N. A. | N. A. | N. A. | QPF/153 | 02 | 2008-05-24 | N. A. | N. A. | N. A. | PS/153 | N. A. | N. A. | N. A. | N. A. | N. A. | 15 | TMF-1 | IU/1 | Class C | FINISHED GOODS | EAZEE™ | EAZEE DISTALOCK WINGS, FEMUR | DIA. 11 TO 13MM, LENGTH 440MM | 16 | No | Yes |  | No | N. A. | No | N. A. | No | Yes | No | Yes | M. L.: MFG/MD/2021/000369 |  | 1 | ADLER PRODUCTS\EAZEE IMPLANTS\EAZEE WINGS | 0 | Replaced new manufacturing license number MFG/MD/2021/000369 | Y | IM NAILS |  | 1 | No | Yes | Yes | Yes | N. A.
159 | I0401.0946 | EAZEE DISTALOCK WINGS, FEMUR, DIA. 11 TO 13MM, LENGTH 460MM |  | R16729 | N. A. | N. A. | N. A. | N. A. | N. A. | QPF/153 | 02 | 2008-05-24 | N. A. | N. A. | N. A. | PS/153 | N. A. | N. A. | N. A. | N. A. | N. A. | 15 | TMF-1 | IU/1 | Class C | FINISHED GOODS | EAZEE™ | EAZEE DISTALOCK WINGS, FEMUR | DIA. 11 TO 13MM, LENGTH 460MM | 16 | No | Yes |  | No | N. A. | No | N. A. | No | Yes | No | Yes | M. L.: MFG/MD/2021/000369 |  | 1 | ADLER PRODUCTS\EAZEE IMPLANTS\EAZEE WINGS | 0 | Replaced new manufacturing license number MFG/MD/2021/000369 | Y | IM NAILS |  | 1 | No | Yes | Yes | Yes | N. A.
I0402 | I0402.00S1 | WING BLADE FOR EAZEE DISTALOCK WINGS, TIBIA, DIA. 11 AND 12MM |  | PCM010 | N. A. | N. A. | N. A. | N. A. | N. A. | N. A. | N. A. | N. A. | N. A. | N. A. | N. A. | PS/160/1 | 01 | 1999-06-03 | N. A. | 2019-11-13 | 44878 | 16 | N. A. | N. A. | N. A. | SEMIFINISHED GOODS | N. A. | N. A. | N. A. | N. A. | N. A. | N. A. |  | N. A. | N. A. | N. A. | N. A. | N. A. | N. A. | N. A. | N. A. | N. A. | N. A. | 1 | SUB COMPONENTS | 0 | Added New Product to Match the SL/1 on 09MAY2014 | N | SUB COMPONENTS |  | No | No | N. A. | N. A. | N. A. | N. A.
I0402 | I0402.00S2 | WING SUPPORT FOR EAZEE DISTALOCK WINGS, TIBIA, DIA. 11 AND 12MM |  | R12400 | N. A. | N. A. | N. A. | N. A. | N. A. | N. A. | N. A. | N. A. | N. A. | N. A. | N. A. | PS/153/2 | N. A. | N. A. | N. A. | N. A. | N. A. | 16 | N. A. | N. A. | N. A. | SEMIFINISHED GOODS | N. A. | N. A. | N. A. | N. A. | N. A. | N. A. |  | N. A. | N. A. | N. A. | N. A. | N. A. | N. A. | N. A. | N. A. | N. A. | N. A. | 1 | SUB COMPONENTS | 0 | Added New Product to Match the SL/1 on 09MAY2014 | N | SUB COMPONENTS |  | No | No | N. A. | N. A. | N. A. | N. A.
I0402 | I0402.00S3 | STEM FOR EAZEE DISTALOCK WINGS, TIBIA, DIA. 11 AND 12MM LENGTH _____________MM |  | R21049 | N. A. | N. A. | N. A. | N. A. | N. A. | N. A. | N. A. | N. A. | N. A. | N. A. | N. A. | PS/160/2 | 03 | 1998-07-24 | N. A. | 2019-11-13 | 44878 | 16 | N. A. | N. A. | N. A. | SEMIFINISHED GOODS | N. A. | N. A. | N. A. | N. A. | N. A. | N. A. |  | N. A. | N. A. | N. A. | N. A. | N. A. | N. A. | N. A. | N. A. | N. A. | N. A. | 1 | SUB COMPONENTS | 0 | Added New Product to Match the SL/1 on 09MAY2014 | N | SUB COMPONENTS |  | No | No | N. A. | N. A. | N. A. | N. A.
I0402 | I0402.00S4 | STEM DRAWER FOR EAZEE DISTALOCK WINGS, TIBIA, DIA. 11 AND 12MM |  | R17426 | N. A. | N. A. | N. A. | N. A. | N. A. | N. A. | N. A. | N. A. | N. A. | N. A. | N. A. | PS/160/3 | 03 | 1998-07-24 | N. A. | 2019-11-13 | 44878 | 16 | N. A. | N. A. | N. A. | SEMIFINISHED GOODS | N. A. | N. A. | N. A. | N. A. | N. A. | N. A. |  | N. A. | N. A. | N. A. | N. A. | N. A. | N. A. | N. A. | N. A. | N. A. | N. A. | 1 | SUB COMPONENTS | 0 | Added New Product to Match the SL/1 on 09MAY2014 | N | SUB COMPONENTS |  | No | No | N. A. | N. A. | N. A. | N. A.
I0402 | I0402.00S5 | PIN FOR WING SUPPORT AND STEM DRAWER FOR EAZEE DISTALOCK WINGS, TIBIA, DIA. 11 AND 12MM |  | R10153 | N. A. | N. A. | N. A. | N. A. | N. A. | N. A. | N. A. | N. A. | N. A. | N. A. | N. A. | PS/153/5 | N. A. | N. A. | N. A. | N. A. | N. A. | 16 | N. A. | N. A. | N. A. | SEMIFINISHED GOODS | N. A. | N. A. | N. A. | N. A. | N. A. | N. A. |  | N. A. | N. A. | N. A. | N. A. | N. A. | N. A. | N. A. | N. A. | N. A. | N. A. | 1 | SUB COMPONENTS | 0 | Added New Product to Match the SL/1 on 09MAY2014 | N | SUB COMPONENTS |  | No | No | N. A. | N. A. | N. A. | N. A.
I0402 | I0402.00S6 | PIN FOR WING AXIS FOR EAZEE DISTALOCK WINGS, TIBIA, DIA. 11 AND 12MM |  | R10312 | N. A. | N. A. | N. A. | N. A. | N. A. | N. A. | N. A. | N. A. | N. A. | N. A. | N. A. | PS/153/6 | N. A. | N. A. | N. A. | N. A. | N. A. | 16 | N. A. | N. A. | N. A. | SEMIFINISHED GOODS | N. A. | N. A. | N. A. | N. A. | N. A. | N. A. |  | N. A. | N. A. | N. A. | N. A. | N. A. | N. A. | N. A. | N. A. | N. A. | N. A. | 1 | SUB COMPONENTS | 0 | Added New Product to Match the SL/1 on 09MAY2014 | N | SUB COMPONENTS |  | No | No | N. A. | N. A. | N. A. | N. A.
160 | I0402.0928 | EAZEE DISTALOCK WINGS, TIBIA, DIA. 11 TO 13MM, LENGTH 280MM |  | G21047 | N. A. | N. A. | N. A. | N. A. | N. A. | QPF/160 | 03 | 2004-10-26 | N. A. | N. A. | N. A. | PS/160 | N. A. | N. A. | N. A. | N. A. | N. A. | 16 | TMF-1 | IU/1 | Class C | FINISHED GOODS | EAZEE™ | EAZEE DISTALOCK WINGS, TIBIA | DIA. 11 TO 13MM, LENGTH 280MM | 16 | No | Yes |  | No | N. A. | No | N. A. | No | Yes | No | Yes | M. L.: MFG/MD/2021/000369 |  | 1 | ADLER PRODUCTS\EAZEE IMPLANTS\EAZEE WINGS | 0.0551 | Replaced new manufacturing license number MFG/MD/2021/000369 | Y | IM NAILS |  | 1 | No | Yes | Yes | Yes | N. A.
162 | I0402.0930 | EAZEE DISTALOCK WINGS, TIBIA, DIA. 11 TO 13MM, LENGTH 300MM |  | G21047 | N. A. | N. A. | N. A. | N. A. | N. A. | QPF/160 | 03 | 2004-10-26 | N. A. | N. A. | N. A. | PS/160 | N. A. | N. A. | N. A. | N. A. | N. A. | 16 | TMF-1 | IU/1 | Class C | FINISHED GOODS | EAZEE™ | EAZEE DISTALOCK WINGS, TIBIA | DIA. 11 TO 13MM, LENGTH 300MM | 16 | No | Yes |  | No | N. A. | No | N. A. | No | Yes | No | Yes | M. L.: MFG/MD/2021/000369 |  | 1 | ADLER PRODUCTS\EAZEE IMPLANTS\EAZEE WINGS | 0.0538 | Replaced new manufacturing license number MFG/MD/2021/000369 | Y | IM NAILS |  | 1 | No | Yes | Yes | Yes | N. A.
163 | I0402.0931 | EAZEE DISTALOCK WINGS, TIBIA, DIA. 11 TO 13MM, LENGTH 310MM |  | G21047 | N. A. | N. A. | N. A. | N. A. | N. A. | QPF/160 | 03 | 2004-10-26 | N. A. | N. A. | N. A. | PS/160 | N. A. | N. A. | N. A. | N. A. | N. A. | 16 | TMF-1 | IU/1 | Class C | FINISHED GOODS | EAZEE™ | EAZEE DISTALOCK WINGS, TIBIA | DIA. 11 TO 13MM, LENGTH 310MM | 16 | No | Yes |  | No | N. A. | No | N. A. | No | Yes | No | Yes | M. L.: MFG/MD/2021/000369 |  | 1 | ADLER PRODUCTS\EAZEE IMPLANTS\EAZEE WINGS | 0.0551 | Replaced new manufacturing license number MFG/MD/2021/000369 | Y | IM NAILS |  | 1 | No | Yes | Yes | Yes | N. A.
164 | I0402.0932 | EAZEE DISTALOCK WINGS, TIBIA, DIA. 11 TO 13MM, LENGTH 320MM |  | G21047 | N. A. | N. A. | N. A. | N. A. | N. A. | QPF/160 | 03 | 2004-10-26 | N. A. | N. A. | N. A. | PS/160 | N. A. | N. A. | N. A. | N. A. | N. A. | 16 | TMF-1 | IU/1 | Class C | FINISHED GOODS | EAZEE™ | EAZEE DISTALOCK WINGS, TIBIA | DIA. 11 TO 13MM, LENGTH 320MM | 16 | No | Yes |  | No | N. A. | No | N. A. | No | Yes | No | Yes | M. L.: MFG/MD/2021/000369 |  | 1 | ADLER PRODUCTS\EAZEE IMPLANTS\EAZEE WINGS | 0 | Replaced new manufacturing license number MFG/MD/2021/000369 | Y | IM NAILS |  | 1 | No | Yes | Yes | Yes | N. A.
165 | I0402.0933 | EAZEE DISTALOCK WINGS, TIBIA, DIA. 11 TO 13MM, LENGTH 330MM |  | G21047 | N. A. | N. A. | N. A. | N. A. | N. A. | QPF/160 | 03 | 2004-10-26 | N. A. | N. A. | N. A. | PS/160 | N. A. | N. A. | N. A. | N. A. | N. A. | 16 | TMF-1 | IU/1 | Class C | FINISHED GOODS | EAZEE™ | EAZEE DISTALOCK WINGS, TIBIA | DIA. 11 TO 13MM, LENGTH 330MM | 16 | No | Yes |  | No | N. A. | No | N. A. | No | Yes | No | Yes | M. L.: MFG/MD/2021/000369 |  | 1 | ADLER PRODUCTS\EAZEE IMPLANTS\EAZEE WINGS | 0.0632 | Replaced new manufacturing license number MFG/MD/2021/000369 | Y | IM NAILS |  | 1 | No | Yes | Yes | Yes | N. A.
166 | I0402.0934 | EAZEE DISTALOCK WINGS, TIBIA, DIA. 11 TO 13MM, LENGTH 340MM |  | G21047 | N. A. | N. A. | N. A. | N. A. | N. A. | QPF/160 | 03 | 2004-10-26 | N. A. | N. A. | N. A. | PS/160 | N. A. | N. A. | N. A. | N. A. | N. A. | 16 | TMF-1 | IU/1 | Class C | FINISHED GOODS | EAZEE™ | EAZEE DISTALOCK WINGS, TIBIA | DIA. 11 TO 13MM, LENGTH 340MM | 16 | No | Yes |  | No | N. A. | No | N. A. | No | Yes | No | Yes | M. L.: MFG/MD/2021/000369 |  | 1 | ADLER PRODUCTS\EAZEE IMPLANTS\EAZEE WINGS | 0 | Replaced new manufacturing license number MFG/MD/2021/000369 | Y | IM NAILS |  | 1 | No | Yes | Yes | Yes | N. A.
167 | I0402.0935 | EAZEE DISTALOCK WINGS, TIBIA, DIA. 11 TO 13MM, LENGTH 350MM |  | G21047 | N. A. | N. A. | N. A. | N. A. | N. A. | QPF/160 | 03 | 2004-10-26 | N. A. | N. A. | N. A. | PS/160 | N. A. | N. A. | N. A. | N. A. | N. A. | 16 | TMF-1 | IU/1 | Class C | FINISHED GOODS | EAZEE™ | EAZEE DISTALOCK WINGS, TIBIA | DIA. 11 TO 13MM, LENGTH 350MM | 16 | No | Yes |  | No | N. A. | No | N. A. | No | Yes | No | Yes | M. L.: MFG/MD/2021/000369 |  | 1 | ADLER PRODUCTS\EAZEE IMPLANTS\EAZEE WINGS | 0 | Replaced new manufacturing license number MFG/MD/2021/000369 | Y | IM NAILS |  | 1 | No | Yes | Yes | Yes | N. A.
168 | I0402.0936 | EAZEE DISTALOCK WINGS, TIBIA, DIA. 11 TO 13MM, LENGTH 360MM |  | G21047 | N. A. | N. A. | N. A. | N. A. | N. A. | QPF/160 | 03 | 2004-10-26 | N. A. | N. A. | N. A. | PS/160 | N. A. | N. A. | N. A. | N. A. | N. A. | 16 | TMF-1 | IU/1 | Class C | FINISHED GOODS | EAZEE™ | EAZEE DISTALOCK WINGS, TIBIA | DIA. 11 TO 13MM, LENGTH 360MM | 16 | No | Yes |  | No | N. A. | No | N. A. | No | Yes | No | Yes | M. L.: MFG/MD/2021/000369 |  | 1 | ADLER PRODUCTS\EAZEE IMPLANTS\EAZEE WINGS | 0 | Replaced new manufacturing license number MFG/MD/2021/000369 | Y | IM NAILS |  | 1 | No | Yes | Yes | Yes | N. A.
170 | I0402.0938 | EAZEE DISTALOCK WINGS, TIBIA, DIA. 11 TO 13MM, LENGTH 380MM |  | G21047 | N. A. | N. A. | N. A. | N. A. | N. A. | QPF/160 | 03 | 2004-10-26 | N. A. | N. A. | N. A. | PS/160 | N. A. | N. A. | N. A. | N. A. | N. A. | 16 | TMF-1 | IU/1 | Class C | FINISHED GOODS | EAZEE™ | EAZEE DISTALOCK WINGS, TIBIA | DIA. 11 TO 13MM, LENGTH 380MM | 16 | No | Yes |  | No | N. A. | No | N. A. | No | Yes | No | Yes | M. L.: MFG/MD/2021/000369 |  | 1 | ADLER PRODUCTS\EAZEE IMPLANTS\EAZEE WINGS | 0 | Replaced new manufacturing license number MFG/MD/2021/000369 | Y | IM NAILS |  | 1 | No | Yes | Yes | Yes | N. A.
1390 | I0402.0940 | EAZEE DISTALOCK WINGS, TIBIA, DIA. 11 TO 13MM, LENGTH 400MM |  | G21047 | N. A. | N. A. | N. A. | N. A. | N. A. | QPF/160 | 03 | 2004-10-26 | N. A. | N. A. | N. A. | PS/160 | N. A. | N. A. | N. A. | N. A. | N. A. | 16 | TMF-1 | IU/1 | Class C | FINISHED GOODS | EAZEE™ | EAZEE DISTALOCK WINGS, TIBIA | DIA. 11 TO 13MM, LENGTH 400MM | 16 | No | Yes |  | No | N. A. | No | N. A. | No | Yes | No | Yes | M. L.: MFG/MD/2021/000369 |  | 1 | ADLER PRODUCTS\EAZEE IMPLANTS\EAZEE WINGS | 0 | Replaced new manufacturing license number MFG/MD/2021/000369 | Y | IM NAILS |  | 1 | No | Yes | Yes | Yes | N. A.
I0501.35 | I0501.35 | EAZEE HEX SCREWDRIVER 3.5MM WITH SLEEVE, COMPLETE INSTRUMENT |  | I0501.35 | N. A. | N. A. | N. A. | N. A. | N. A. | QPF/I0501.35 | 02 | 2017-05-11 | N. A. | N. A. | N. A. | PS/I0501.35 | N. A. | N. A. | N. A. | N. A. | N. A. | I0501.35 | TF-IN | IU/5 | Class A | FINISHED GOODS | EAZEE™ | HEX SCREWDRIVER | 3.5MM WITH SLEEVE, COMPLETE INSTRUMENT | 17 | No | Yes |  | No | N. A. | No | N. A. | No | Yes | No | No | M. L.: MFG/MD/2022/63252 |  | 1 | ADLER PRODUCTS\EAZEE INSTRUMENTS\EAZEE COMMON INSTRUMENTS | 0 | VL number changed to ML number | Y | Surgical Screw Driver |  | No | No | Yes | No | Yes | N. A.
I0502.00 | I0502.00 | EAZEE AWL |  | I0502.00 | 05 | 1999-02-18 | N. A. | N. A. | N. A. | QPF/I0502.00 | 01 | 2000-07-30 | N. A. | N. A. | N. A. | PS/I0502.00 | N. A. | N. A. | N. A. | N. A. | N. A. | I0502.00 | TF-IN | IU/5 | Class B | FINISHED GOODS | EAZEE™ | AWL |  | 17 | No | Yes |  | No | N. A. | No | N. A. | No | Yes | No | No | M. L.: MFG/MD/2023/000312 |  | 1 | ADLER PRODUCTS\EAZEE INSTRUMENTS\EAZEE COMMON INSTRUMENTS | 0 | CHANGED STATUS TO INACTIVE Y AS PER ECR E0030520 & MAIL FROM PRATIK DTD 29APR2020 ON 24MAY2020 | Y | Intramedullary Locking Nail Instrument Sets |  | No | No | Yes | No | Yes | N. A.
I0502.00 | I0502.00.01 | EAZEE AWL,HANDLE |  | I0502.00 | 00 | 2017-01-14 | N. A. | N. A. | N. A. | N.A. | N. A. | N. A. | N. A. | N. A. | N. A. | PS/I0502.00.01 | N. A. | N. A. | N. A. | N. A. | N. A. | I0502.00 | N. A. | N. A. | N. A. | SEMIFINISHED GOODS | N. A. | N. A. | N. A. | N. A. | N. A. | N. A. |  | N. A. | N. A. | N. A. | N. A. | N. A. | N. A. | N. A. | N. A. | N. A. | N. A. | 0 | SUB COMPONENTS | 0 | ADDED NEW CODE NO AS PER EMAIL FROM PRATIK DTD 30DEC2018 ON 08JAN2019 | N | SUB COMPONENTS |  | No | No | N. A. | N. A. | N. A. | N. A.
I0502.00 | I0502.00.02 | EAZEE AWL,BODY |  | I0502.00 | 00 | 2017-01-14 | N. A. | N. A. | N. A. | N.A. | N. A. | N. A. | N. A. | N. A. | N. A. | PS/I0502.00.02 | N. A. | N. A. | N. A. | N. A. | N. A. | I0502.00 | N. A. | N. A. | N. A. | SEMIFINISHED GOODS | N. A. | N. A. | N. A. | N. A. | N. A. | N. A. |  | N. A. | N. A. | N. A. | N. A. | N. A. | N. A. | N. A. | N. A. | N. A. | N. A. | 0 | SUB COMPONENTS | 0 | ADDED NEW CODE NO AS PER EMAIL FROM PRATIK DTD 30DEC2018 ON 08JAN2019 | N | SUB COMPONENTS |  | No | No | N. A. | N. A. | N. A. | N. A.
I0503.00 | I0503.00 | EAZEE REDUCTION GUIDE |  | I0503.00 | 03 | 1999-02-16 | N. A. | N. A. | N. A. | QPF/I0503.00 | 01 | 2000-07-30 | N. A. | N. A. | N. A. | PS/I0503.00 | N. A. | N. A. | N. A. | N. A. | N. A. | I0503.00 | TF-IN | IU/5 | Class B | FINISHED GOODS | EAZEE™ | REDUCTION GUIDE |  | 17 | No | Yes |  | No | N. A. | No | N. A. | No | Yes | No | No | M. L.: MFG/MD/2023/000312 |  | 1 | ADLER PRODUCTS\EAZEE INSTRUMENTS\EAZEE COMMON INSTRUMENTS | 0 | CHANGED STATUS TO INACTIVE Y AS PER ECR E0030520 & MAIL FROM PRATIK DTD 29APR2020 ON 24MAY2020 | Y | Intramedullary Locking Nail Instrument Sets |  | No | No | Yes | No | Yes | N. A.
I0503.00 | I0503.00.01 | EAZEE REDUCTION GUIDE,HANDLE |  | I0503.00 | 00 | 2016-06-25 | N. A. | N. A. | N. A. | N.A. | N. A. | N. A. | N. A. | N. A. | N. A. | PS/I0503.00.01 | N. A. | N. A. | N. A. | N. A. | N. A. | I0503.00 | N. A. | N. A. | N. A. | SEMIFINISHED GOODS | N. A. | N. A. | N. A. | N. A. | N. A. | N. A. |  | N. A. | N. A. | N. A. | N. A. | N. A. | N. A. | N. A. | N. A. | N. A. | N. A. | 0 | SUB COMPONENTS | 0 | ADDED NEW CODE NO AS PER EMAIL FROM PRATIK DTD 30DEC2018 ON 08JAN2019 | N | SUB COMPONENTS |  | No | No | N. A. | N. A. | N. A. | N. A.
I0503.00 | I0503.00.02 | EAZEE REDUCTION GUIDE,BODY |  | I0503.00 | 00 | 2016-06-25 | N. A. | N. A. | N. A. | N.A. | N. A. | N. A. | N. A. | N. A. | N. A. | PS/I0503.00.02 | N. A. | N. A. | N. A. | N. A. | N. A. | I0503.00 | N. A. | N. A. | N. A. | SEMIFINISHED GOODS | N. A. | N. A. | N. A. | N. A. | N. A. | N. A. |  | N. A. | N. A. | N. A. | N. A. | N. A. | N. A. | N. A. | N. A. | N. A. | N. A. | 0 | SUB COMPONENTS | 0 | ADDED NEW CODE NO AS PER EMAIL FROM PRATIK DTD 30DEC2018 ON 08JAN2019 | N | SUB COMPONENTS |  | No | No | N. A. | N. A. | N. A. | N. A.
I0503.00 | I0503.00.03 | EAZEE REDUCTION GUIDE,BUSH |  | I0503.00 | 00 | 2016-06-25 | N. A. | N. A. | N. A. | N.A. | N. A. | N. A. | N. A. | N. A. | N. A. | PS/I0503.00.03 | N. A. | N. A. | N. A. | N. A. | N. A. | I0503.00 | N. A. | N. A. | N. A. | SEMIFINISHED GOODS | N. A. | N. A. | N. A. | N. A. | N. A. | N. A. |  | N. A. | N. A. | N. A. | N. A. | N. A. | N. A. | N. A. | N. A. | N. A. | N. A. | 0 | SUB COMPONENTS | 0 | ADDED NEW CODE NO AS PER EMAIL FROM PRATIK DTD 30DEC2018 ON 08JAN2019 | N | SUB COMPONENTS |  | No | No | N. A. | N. A. | N. A. | N. A.
I0503.00 | I0503.00.04 | EAZEE REDUCTION GUIDE,DOWEL |  | I0503.00 | 00 | 2016-06-25 | N. A. | N. A. | N. A. | N.A. | N. A. | N. A. | N. A. | N. A. | N. A. | PS/I0503.00.04 | N. A. | N. A. | N. A. | N. A. | N. A. | I0503.00 | N. A. | N. A. | N. A. | SEMIFINISHED GOODS | N. A. | N. A. | N. A. | N. A. | N. A. | N. A. |  | N. A. | N. A. | N. A. | N. A. | N. A. | N. A. | N. A. | N. A. | N. A. | N. A. | 0 | SUB COMPONENTS | 0 | ADDED NEW CODE NO AS PER EMAIL FROM PRATIK DTD 30DEC2018 ON 08JAN2019 | N | SUB COMPONENTS |  | No | No | N. A. | N. A. | N. A. | N. A.
I0504.00 | I0504.00 | EAZEE IMPACTOR FOR WING INSERTION - FEMUR |  | I0504.00 | 02 | 1999-02-16 | N. A. | N. A. | N. A. | QPF/I0504.00 | 01 | 2000-07-30 | N. A. | N. A. | N. A. | PS/I0504.00 | N. A. | N. A. | N. A. | N. A. | N. A. | I0504.00 | TF-IN | IU/5 | Class B | FINISHED GOODS | EAZEE™ | IMPACTOR | FOR WING INSERTION - FEMUR | 17 | No | Yes |  | No | N. A. | No | N. A. | No | Yes | No | No | M. L.: MFG/MD/2023/000312 |  | 1 | ADLER PRODUCTS\EAZEE INSTRUMENTS\EAZEE FEMUR / TIBIA INSTRUMENTS | 0 | CHANGED PRODUCT BRAND DETAILS, FAMILY NAME & SNN DESCRIPTION AS PER EMAIL FROM ASP DTD 04JUN2020 ON 06JUN2020 | Y | Intramedullary Locking Nail Instrument Sets |  | No | No | Yes | No | Yes | N. A.
I0504.00 | I0504.00.01 | EAZEE IMPACTOR FOR WING INSERTION - FEMUR,HANDLE |  | I0504.00 | N. A. | N. A. | N. A. | N. A. | N. A. | N.A. | N. A. | N. A. | N. A. | N. A. | N. A. | PS/I0504.00.01 | N. A. | N. A. | N. A. | N. A. | N. A. | I0504.00 | N. A. | N. A. | N. A. | SEMIFINISHED GOODS | N. A. | N. A. | N. A. | N. A. | N. A. | N. A. |  | N. A. | N. A. | N. A. | N. A. | N. A. | N. A. | N. A. | N. A. | N. A. | N. A. | 0 | SUB COMPONENTS | 0 | ADDED NEW CODE NO AS PER EMAIL FROM PRATIK DTD 30DEC2018 ON 08JAN2019 | N | SUB COMPONENTS |  | No | No | N. A. | N. A. | N. A. | N. A.
I0504.00 | I0504.00.02 | EAZEE IMPACTOR FOR WING INSERTION - FEMUR,SHAFT |  | I0504.00 | N. A. | N. A. | N. A. | N. A. | N. A. | N.A. | N. A. | N. A. | N. A. | N. A. | N. A. | PS/I0504.00.02 | N. A. | N. A. | N. A. | N. A. | N. A. | I0504.00 | N. A. | N. A. | N. A. | SEMIFINISHED GOODS | N. A. | N. A. | N. A. | N. A. | N. A. | N. A. |  | N. A. | N. A. | N. A. | N. A. | N. A. | N. A. | N. A. | N. A. | N. A. | N. A. | 0 | SUB COMPONENTS | 0 | ADDED NEW CODE NO AS PER EMAIL FROM PRATIK DTD 30DEC2018 ON 08JAN2019 | N | SUB COMPONENTS |  | No | No | N. A. | N. A. | N. A. | N. A.
I0504.00 | I0504.00.03 | EAZEE IMPACTOR FOR WING INSERTION - FEMUR,DOWEL |  | I0504.00 | N. A. | N. A. | N. A. | N. A. | N. A. | N.A. | N. A. | N. A. | N. A. | N. A. | N. A. | PS/I0504.00.03 | N. A. | N. A. | N. A. | N. A. | N. A. | I0504.00 | N. A. | N. A. | N. A. | SEMIFINISHED GOODS | N. A. | N. A. | N. A. | N. A. | N. A. | N. A. |  | N. A. | N. A. | N. A. | N. A. | N. A. | N. A. | N. A. | N. A. | N. A. | N. A. | 0 | SUB COMPONENTS | 0 | ADDED NEW CODE NO AS PER EMAIL FROM PRATIK DTD 30DEC2018 ON 08JAN2019 | N | SUB COMPONENTS |  | No | No | N. A. | N. A. | N. A. | N. A.
I0505.1532 | I0505.1532 | ATLAS ENTRY DRILL SLEEVE 15.5/3.2 |  | I0505.1532 | 02 | 2016-09-03 | N. A. | N. A. | N. A. | N. A. | 03 | 2017-11-24 | N. A. | N. A. | N. A. | PS/I0505.1532 | 01 | 2018-02-04 | 2021-02-04 | N. A. | N. A. | I0505.2015 | TF-IN | IU/5 | Class B | FINISHED GOODS | ATLAS™ TFN | TFN Instrument | Entry Drill Sleeve | 17 | No | Yes |  | No | N. A. | No | N. A. | No | Yes | No | No | M. L.: MFG/MD/2023/000312 |  | 1 | SUSHRUT PRODUCTS\ATLAS NAILING SYSTEM\ATLAS INSTRUMENTS | 0 | Changed P-master to get aligned with P-master Descriptions approved by NPD and Marketing on 15DEC2016 | N | Surgical Drill & its attachment |  | No | No | Yes | No | Yes | N. A.
I0505.1532 | I0505.1532.01 | ATLAS ENTRY DRILL SLEEVE 15.5/3.2, SLEEVE |  | I0505.1532.01 | 02 | 2020-11-01 | N. A. | N. A. | N. A. | N. A. | N. A. | N. A. | N. A. | N. A. | N. A. | PS/I0505.1532.01 | 00 | 2017-01-07 | N. A. | N. A. | N. A. | I0505.2015 | TF-IN | IU/5 | N. A. | SEMIFINISHED GOODS | N. A. | N. A. | N. A. | N. A. | N. A. | N. A. |  | N. A. | N. A. | N. A. | N. A. | N. A. | N. A. | N. A. | N. A. | N. A. | N. A. | 1 | SUB COMPONENTS | 0 | Changed P-master to get aligned with P-master Descriptions approved by NPD and Marketing on 15DEC2016 | N | SUB COMPONENTS |  | No | No | N. A. | N. A. | N. A. | N. A.
I0505.1532 | I0505.1532.02 | ATLAS ENTRY DRILL SLEEVE 15.5/3.2, END CAP |  | I0505.1532.02 | 01 | 2020-11-01 | N. A. | N. A. | N. A. | N. A. | N. A. | N. A. | N. A. | N. A. | N. A. | PS/I0505.1532.02 | 00 | 2017-01-07 | N. A. | N. A. | N. A. | I0505.2015 | TF-IN | IU/5 | N. A. | SEMIFINISHED GOODS | N. A. | N. A. | N. A. | N. A. | N. A. | N. A. |  | N. A. | N. A. | N. A. | N. A. | N. A. | N. A. | N. A. | N. A. | N. A. | N. A. | 1 | SUB COMPONENTS | 0 | Changed P-master to get aligned with P-master Descriptions approved by NPD and Marketing on 15DEC2016 | N | SUB COMPONENTS |  | No | No | N. A. | N. A. | N. A. | N. A.
C4002.22 | C4002.2212 | DRILL SLEEVE 22/12.5, RESTOR RH |  | C4002.2212 | N. A. | N. A. | N. A. | N. A. | N. A. | QPF/C4002.22 | N. A. | N. A. | N. A. | N. A. | N. A. | PS/C4002.2212 | N. A. | N. A. | N. A. | N. A. | N. A. | C4002.22 | TF-IN | IU/5 | Class A | FINISHED GOODS | RESTOR™ RH | DRILL SLEEVE | 22/12.5 | 17 | No | Yes |  | No | N. A. | No | N. A. | No | Yes | No | No | M. L.: MFG/MD/2022/63252 |  | 1 | ADLER PRODUCTS\RESTOR PRODUCTS\Instruments | 0 | VL number changed to ML number | N | Sleeves and its attachment |  | No | No | Yes | No | Yes | N. A.
I0505.2015 | I0505.2015.01 | ATLAS ENTRY PROTECTION SLEEVE 20/15.5, SLEEVE |  | I0505.2015.01 | 01 | 2020-11-01 | N. A. | N. A. | N. A. | N. A. | N. A. | N. A. | N. A. | N. A. | N. A. | PS/I0505.2015.01 | 00 | 2017-01-07 | N. A. | N. A. | N. A. | I0505.2015 | TF-IN | IU/5 | N. A. | SEMIFINISHED GOODS | N. A. | N. A. | N. A. | N. A. | N. A. | N. A. |  | N. A. | N. A. | N. A. | N. A. | N. A. | N. A. | N. A. | N. A. | N. A. | N. A. | 1 | SUB COMPONENTS | 0 | Changed P-master to get aligned with P-master Descriptions approved by NPD and Marketing on 15DEC2016 | N | SUB COMPONENTS |  | No | No | N. A. | N. A. | N. A. | N. A.
I0505.2015 | I0505.2015.02 | KNEE NAIL PROTECTION SLEEVE 20/15.5, HANDLE |  | I0505.2015.02 | 01 | 2016-11-13 | N. A. | N. A. | N. A. | QPR/I0505.2015.02 | N. A. | N. A. | N. A. | N. A. | N. A. | QPF/I0505.2015.02 | 00 | 2017-01-07 | N. A. | N. A. | N. A. | I0505.2015 | N. A. | N. A. | N. A. | SEMIFINISHED GOODS | N. A. | N. A. | N. A. | N. A. | N. A. | N. A. |  | N. A. | N. A. | N. A. | N. A. | N. A. | N. A. | N. A. | N. A. | N. A. | N. A. | N. A. | SUB COMPONENTS | N. A. | Added New Product as per required from Production (Lingayat) on 11JUL2018 | N | INSTRUMENTS |  | No | No | N. A. | N. A. | N. A. | N. A.
I0505.32 | I0505.32 | ATLAS DRILL GUIDE, 8MM X 3.2MM FOR FEMUR/TIBIA NAILS |  | I0505.32 | 02 | 2018-06-27 | N. A. | N. A. | N. A. | QPF/I0505.32 | 02 | 2018-09-23 | N. A. | N. A. | N. A. | PS/I0505.32 | 00 | 2018-08-25 | 2021-08-25 | 2019-11-17 | 44882 | I0505.32 | TF-IN | IU/5 | Class B | FINISHED GOODS | ATLAS™ | DRILL GUIDE | 8MM X 3.2MM FOR FEMUR/TIBIA NAILS | 17 | No | Yes |  | No | N. A. | No | N. A. | No | Yes | No | No | M. L.: MFG/MD/2023/000312 |  | 1 | SUSHRUT PRODUCTS\ATLAS NAILING SYSTEM\ATLAS INSTRUMENTS | 0 | CHANGED PRODUCT BRAND DETAILS, FAMILY NAME & SNN DESCRIPTION AS PER EMAIL FROM ASP DTD 04JUN2020 ON 06JUN2020 | N | Intramedullary Locking Nail Instrument Sets |  | No | No | Yes | No | Yes | N. A.
I0505.32 | I0505.32.01 | ATLAS DRILL GUIDE, 8MM X 3.2MM FOR FEMUR/TIBIA NAILS, SLEEVE |  | I0505.32.01 | 02 | 2018-06-27 | N. A. | N. A. | N. A. | N. A. | N. A. | N. A. | N. A. | N. A. | N. A. | PS/I0505.32.01 | N. A. | N. A. | N. A. | N. A. | N. A. | I0505.32 | TF-IN | IU/5 | N. A. | SEMIFINISHED GOODS | N. A. | N. A. | N. A. | N. A. | N. A. | N. A. |  | N. A. | N. A. | N. A. | N. A. | N. A. | N. A. | N. A. | N. A. | N. A. | N. A. | 1 | SUB COMPONENTS | 0 | Added to Match SL/1 on 10AUG2017 | N | INSTRUMENTS |  | No | No | N. A. | N. A. | N. A. | N. A.
I0505.32 | I0505.32.02 | ATLAS DRILL GUIDE, 8MM X 3.2MM FOR FEMUR/TIBIA NAILS, END BUSH |  | I0505.32.02 | 01 | 2016-01-31 | N. A. | N. A. | N. A. | N. A. | N. A. | N. A. | N. A. | N. A. | N. A. | PS/I0505.32.02 | N. A. | N. A. | N. A. | N. A. | N. A. | I0505.32 | TF-IN | IU/5 | N. A. | SEMIFINISHED GOODS | N. A. | N. A. | N. A. | N. A. | N. A. | N. A. |  | N. A. | N. A. | N. A. | N. A. | N. A. | N. A. | N. A. | N. A. | N. A. | N. A. | 1 | SUB COMPONENTS | 0 | Added to Match SL/1 on 10AUG2017 | N | INSTRUMENTS |  | No | No | N. A. | N. A. | N. A. | N. A.
I0505.35 | I0505.35 | EAZEE DRILL GUIDE, 3.5MM FOR EAZEE FEMUR/TIBIA NAILS |  | I0505.35 | 01 | 1997-11-26 | N. A. | N. A. | N. A. | QPF/I0505.35 | 01 | 2000-07-30 | N. A. | N. A. | N. A. | PS/I0505.35 | N. A. | 1998-06-26 | N. A. | N. A. | N. A. | I0505.35 | TF-IN | IU/5 | Class B | FINISHED GOODS | EAZEE™ | DRILL GUIDE | 3.5MM FOR FEMUR/TIBIA NAILS | 17 | No | Yes |  | No | N. A. | No | N. A. | No | Yes | No | No | M. L.: MFG/MD/2023/000312 |  | 1 | ADLER PRODUCTS\EAZEE INSTRUMENTS\EAZEE COMMON INSTRUMENTS | 0 | CHANGED PRODUCT BRAND DETAILS, FAMILY NAME & SNN DESCRIPTION AS PER EMAIL FROM ASP DTD 04JUN2020 ON 06JUN2020 | Y | Intramedullary Locking Nail Instrument Sets |  | No | No | Yes | No | Yes | N. A.
I0505.35 | I0505.35.01 | EAZEE DRILL GUIDE, 3.5MM FOR EAZEE FEMUR/TIBIA NAILS,SLEEVE |  | I0505.35 | 01 | 1997-11-26 | N. A. | N. A. | N. A. | N.A. | N. A. | N. A. | N. A. | N. A. | N. A. | PS/I0505.35.01 | N. A. | N. A. | N. A. | N. A. | N. A. | I0505.35 | N. A. | N. A. | N. A. | SEMIFINISHED GOODS | N. A. | N. A. | N. A. | N. A. | N. A. | N. A. |  | N. A. | N. A. | N. A. | N. A. | N. A. | N. A. | N. A. | N. A. | N. A. | N. A. | 0 | SUB COMPONENTS | 0 | ADDED NEW CODE NO AS PER EMAIL FROM PRATIK DTD 30DEC2018 ON 08JAN2019 | N | SUB COMPONENTS |  | No | No | N. A. | N. A. | N. A. | N. A.
I0505.35 | I0505.35.02 | EAZEE DRILL GUIDE, 3.5MM FOR EAZEE FEMUR/TIBIA NAILS,SLEEVE,END BUSH |  | I0505.35 | 01 | 1997-11-26 | N. A. | N. A. | N. A. | N.A. | N. A. | N. A. | N. A. | N. A. | N. A. | PS/I0505.35.02 | N. A. | N. A. | N. A. | N. A. | N. A. | I0505.35 | N. A. | N. A. | N. A. | SEMIFINISHED GOODS | N. A. | N. A. | N. A. | N. A. | N. A. | N. A. |  | N. A. | N. A. | N. A. | N. A. | N. A. | N. A. | N. A. | N. A. | N. A. | N. A. | 0 | SUB COMPONENTS | 0 | ADDED NEW CODE NO AS PER EMAIL FROM PRATIK DTD 30DEC2018 ON 08JAN2019 | N | SUB COMPONENTS |  | No | No | N. A. | N. A. | N. A. | N. A.
I0505.40 | I0505.40 | ATLAS DRILL GUIDE 8MM X 4MM FOR FEMUR/TIBIA NAILS |  | I0505.40 | 02 | 2018-06-27 | N. A. | N. A. | N. A. | QPF/I0505.40 | 02 | 2018-09-23 | N. A. | N. A. | N. A. | PS/I0505.40 | 00 | 2018-08-25 | 2021-08-25 | 2019-11-17 | 44882 | I0505.40 | TF-IN | IU/5 | Class B | FINISHED GOODS | ATLAS™ | DRILL GUIDE | 8MM X 4MM FOR FEMUR/TIBIA NAILS | 17 | No | Yes |  | No | N. A. | No | N. A. | No | Yes | No | No | M. L.: MFG/MD/2023/000312 |  | 1 | SUSHRUT PRODUCTS\ATLAS NAILING SYSTEM\ATLAS INSTRUMENTS | 0 | CHANGED PRODUCT BRAND DETAILS, FAMILY NAME & SNN DESCRIPTION AS PER EMAIL FROM ASP DTD 04JUN2020 ON 06JUN2020 | N | Intramedullary Locking Nail Instrument Sets |  | No | No | Yes | No | Yes | N. A.
I0505.40 | I0505.40.01 | ATLAS DRILL GUIDE 8MM X 4MM FOR FEMUR/TIBIA NAILS,SLEEVE |  | I0505.40 | 02 | 2018-06-27 | N. A. | N. A. | N. A. | N. A. | N. A. | N. A. | N. A. | N. A. | N. A. | PS/I0505.40.01 | N. A. | N. A. | N. A. | N. A. | N. A. | I0505.40 | N. A. | N. A. | N. A. | SEMIFINISHED GOODS | N. A. | N. A. | N. A. | N. A. | N. A. | N. A. |  | N. A. | N. A. | N. A. | N. A. | N. A. | N. A. | N. A. | N. A. | N. A. | N. A. | N. A. | SUB COMPONENTS | 0 | Added new codes as per requirement from Production on 24AUG2018 (Pratik) | N | INSTRUMENTS |  | No | No | N. A. | N. A. | N. A. | N. A.
I0505.45 | I0505.45 | EAZEE DRILL GUIDE 4.5MM FOR EAZEE FEMUR/TIBIA NAILS |  | I0505.45 | 01 | 1997-11-26 | N. A. | N. A. | N. A. | QPF/I0505.45 | 01 | 2000-07-30 | N. A. | N. A. | N. A. | PS/I0505.45 | N. A. | 1998-06-26 | N. A. | N. A. | N. A. | I0505.45 | TF-IN | IU/5 | Class B | FINISHED GOODS | EAZEE™ | DRILL GUIDE | 4.5MM FOR FEMUR/TIBIA NAILS | 17 | No | Yes |  | No | N. A. | No | N. A. | No | Yes | No | No | M. L.: MFG/MD/2023/000312 |  | 1 | ADLER PRODUCTS\EAZEE INSTRUMENTS\EAZEE COMMON INSTRUMENTS | 0 | CHANGED PRODUCT BRAND DETAILS, FAMILY NAME & SNN DESCRIPTION AS PER EMAIL FROM ASP DTD 04JUN2020 ON 06JUN2020 | Y | Intramedullary Locking Nail Instrument Sets |  | No | No | Yes | No | Yes | N. A.
I0505.45 | I0505.45.01 | EAZEE DRILL GUIDE 4.5MM FOR EAZEE FEMUR/TIBIA NAILS,SLEEVE |  | I0505.45 | 01 | 1997-11-26 | N. A. | N. A. | N. A. | N.A. | N. A. | N. A. | N. A. | N. A. | N. A. | PS/I0505.45.01 | N. A. | N. A. | N. A. | N. A. | N. A. | I0505.45 | N. A. | N. A. | N. A. | SEMIFINISHED GOODS | N. A. | N. A. | N. A. | N. A. | N. A. | N. A. |  | N. A. | N. A. | N. A. | N. A. | N. A. | N. A. | N. A. | N. A. | N. A. | N. A. | 0 | SUB COMPONENTS | 0 | ADDED NEW CODE NO AS PER EMAIL FROM PRATIK DTD 30DEC2018 ON 08JAN2019 | N | SUB COMPONENTS |  | No | No | N. A. | N. A. | N. A. | N. A.
I0505.45 | I0505.45.02 | EAZEE DRILL GUIDE 4.5MM FOR EAZEE FEMUR/TIBIA NAILS,END BUSH |  | I0505.45 | 01 | 1997-11-26 | N. A. | N. A. | N. A. | N.A. | N. A. | N. A. | N. A. | N. A. | N. A. | PS/I0505.45.02 | N. A. | N. A. | N. A. | N. A. | N. A. | I0505.45 | N. A. | N. A. | N. A. | SEMIFINISHED GOODS | N. A. | N. A. | N. A. | N. A. | N. A. | N. A. |  | N. A. | N. A. | N. A. | N. A. | N. A. | N. A. | N. A. | N. A. | N. A. | N. A. | 0 | SUB COMPONENTS | 0 | ADDED NEW CODE NO AS PER EMAIL FROM PRATIK DTD 30DEC2018 ON 08JAN2019 | N | SUB COMPONENTS |  | No | No | N. A. | N. A. | N. A. | N. A.
I0505.55 | I0505.55 | EAZEE DRILL GUIDE 5.5MM FOR EAZEE FEMUR / TIBIA NAILS |  | I0505.55 | 01 | 1997-11-26 | N. A. | N. A. | N. A. | QPF/I0505.55 | 01 | 2000-07-30 | N. A. | N. A. | N. A. | PS/I0505.55 | N. A. | 1998-06-26 | N. A. | N. A. | N. A. | I0505.55 | TF-IN | IU/5 | Class B | FINISHED GOODS | EAZEE™ | DRILL GUIDE | 5.5MM FOR FEMUR / TIBIA NAILS | 17 | No | Yes |  | No | N. A. | No | N. A. | No | Yes | No | No | M. L.: MFG/MD/2023/000312 |  | 1 | ADLER PRODUCTS\EAZEE INSTRUMENTS\EAZEE COMMON INSTRUMENTS | 0 | CHANGED PRODUCT BRAND DETAILS, FAMILY NAME & SNN DESCRIPTION AS PER EMAIL FROM ASP DTD 04JUN2020 ON 06JUN2020 | Y | Intramedullary Locking Nail Instrument Sets |  | No | No | Yes | No | Yes | N. A.
I0505.55 | I0505.55.01 | EAZEE DRILL GUIDE 5.5MM FOR EAZEE FEMUR / TIBIA NAILS,BUSH |  | I0505.55 | 01 | 1997-11-26 | N. A. | N. A. | N. A. | N.A | N. A. | N. A. | N. A. | N. A. | N. A. | PS/I0505.55.01 | 00 | 2019-10-23 | N. A. | N. A. | N. A. | I0505.55 | N. A. | N. A. | N. A. | SEMIFINISHED GOODS | N. A. | N. A. | N. A. | N. A. | N. A. | N. A. |  | N. A. | N. A. | N. A. | N. A. | N. A. | N. A. | N. A. | N. A. | N. A. | N. A. | 0 | SUB COMPONENTS | 0 | ADDED NEW CODE NO AS PER EMAIL FROM PST DTD 27SEP2019 ON 14OCT2019 | N | SUB COMPONENTS |  | No | No | N. A. | N. A. | N. A. | N. A.
I0505.55 | I0505.55.02 | EAZEE DRILL GUIDE 5.5MM FOR EAZEE FEMUR / TIBIA NAILS,SLEEVE |  | I0505.55 | 01 | 1997-11-26 | N. A. | N. A. | N. A. | N.A | N. A. | N. A. | N. A. | N. A. | N. A. | PS/I0505.55.02 | 00 | 2019-10-23 | N. A. | N. A. | N. A. | I0505.55 | N. A. | N. A. | N. A. | SEMIFINISHED GOODS | N. A. | N. A. | N. A. | N. A. | N. A. | N. A. |  | N. A. | N. A. | N. A. | N. A. | N. A. | N. A. | N. A. | N. A. | N. A. | N. A. | 0 | SUB COMPONENTS | 0 | ADDED NEW CODE NO AS PER EMAIL FROM PST DTD 27SEP2019 ON 14OCT2019 | N | SUB COMPONENTS |  | No | No | N. A. | N. A. | N. A. | N. A.
969 | D1009.4520 | DRILL SLEEVE 4.5/2.0, ADLER |  | D1009.4520 | 04 | 2015-07-14 | N. A. | N. A. | N. A. | QPF/969 | N. A. | N. A. | N. A. | N. A. | N. A. | PS/969 | 00 | 2000-12-05 | N. A. | N. A. | N. A. | 287 | TF-IN | IU/5 | Class A | FINISHED GOODS | ADLER™ | DRILL SLEEVE | 4.5/2.0MM | 17 | No | Yes |  | No | N. A. | No | N. A. | No | Yes | No | No | M. L.: MFG/MD/2022/63252 |  | 1 | ADLER PRODUCTS\INSTRUMENTS \OTHER INSTRUMENTS, ADLER | 0.014 | VL number changed to ML number | N | Sleeves and its attachment |  | No | No | Yes | No | Yes | N. A.
I0505.80 | I0505.80.01 | ATLAS PROTECTION SLEEVE 8.0MM FOR FEMUR / TIBIA NAILS,SLEEVE |  | I0505.80 | 02 | 2018-06-27 | N. A. | N. A. | N. A. | N. A. | N. A. | N. A. | N. A. | N. A. | N. A. | PS/I0505.80.01 | N. A. | N. A. | N. A. | N. A. | N. A. | I0505.80 | N. A. | N. A. | N. A. | SEMIFINISHED GOODS | N. A. | N. A. | N. A. | N. A. | N. A. | N. A. |  | N. A. | N. A. | N. A. | N. A. | N. A. | N. A. | N. A. | N. A. | N. A. | N. A. | N. A. | SUB COMPONENTS | 0 | Added new codes as per requirement from Production on 24AUG2018 (Pratik) | N | INSTRUMENTS |  | No | No | N. A. | N. A. | N. A. | N. A.
I0505.80 | I0505.80.02 | ATLAS PROTECTION SLEEVE 8.0MM FOR FEMUR / TIBIA NAILS,END BUSH |  | I0505.80 | 02 | 2018-06-27 | N. A. | N. A. | N. A. | N. A. | N. A. | N. A. | N. A. | N. A. | N. A. | PS/I0505.80.02 | N. A. | N. A. | N. A. | N. A. | N. A. | I0505.80 | N. A. | N. A. | N. A. | SEMIFINISHED GOODS | N. A. | N. A. | N. A. | N. A. | N. A. | N. A. |  | N. A. | N. A. | N. A. | N. A. | N. A. | N. A. | N. A. | N. A. | N. A. | N. A. | N. A. | SUB COMPONENTS | 0 | Added new codes as per requirement from Production on 24AUG2018 (Pratik) | N | INSTRUMENTS |  | No | No | N. A. | N. A. | N. A. | N. A.
970 | D1009.8045 | DRILL SLEEVE 8.0/4.5, ADLER |  | D1009.4520 | 04 | 2015-07-14 | N. A. | N. A. | N. A. | QPF/970 | N. A. | N. A. | N. A. | N. A. | N. A. | PS/970 | 00 | 2000-12-05 | N. A. | N. A. | N. A. | 288 | TF-IN | IU/5 | Class A | FINISHED GOODS | ADLER™ | DRILL SLEEVE | 8.0/4.5MM | 17 | No | Yes |  | No | N. A. | No | N. A. | No | Yes | No | No | M. L.: MFG/MD/2022/63252 |  | 1 | ADLER PRODUCTS\INSTRUMENTS \OTHER INSTRUMENTS, ADLER | 0 | VL number changed to ML number | N | Sleeves and its attachment |  | No | No | Yes | No | Yes | N. A.
I0506.00 | I0506.00 | EAZEE DEPTH GAUGE ASSEMBLY |  | I0506.00 | 01 | 1997-11-26 | N. A. | N. A. | N. A. | QPF/I0506.00 | 01 | 2000-07-30 | N. A. | N. A. | N. A. | PS/I0506.00 | N. A. | 1998-07-26 | N. A. | N. A. | N. A. | I0506.00 | TF-IN | IU/5 | Class A | FINISHED GOODS | EAZEE™ | DEPTH GAUGE ASSEMBLY |  | 17 | No | Yes |  | No | N. A. | No | N. A. | No | Yes | No | No | M. L.: MFG/MD/2022/63252 |  | 1 | ADLER PRODUCTS\EAZEE INSTRUMENTS\EAZEE COMMON INSTRUMENTS | 0 | VL number changed to ML number | Y | Depth gauge |  | No | No | Yes | No | Yes | N. A.
I0506.00 | I0506.00.01 | EAZEE DEPTH GAUGE ASSEMBLY,MEASURING AXIS |  | I0506.00 | 01 | 1997-11-29 | N. A. | N. A. | N. A. | N.A. | N. A. | N. A. | N. A. | N. A. | N. A. | PS/I0506.00.01 | N. A. | N. A. | N. A. | N. A. | N. A. | I0506.00 | N. A. | N. A. | N. A. | SEMIFINISHED GOODS | N. A. | N. A. | N. A. | N. A. | N. A. | N. A. |  | N. A. | N. A. | N. A. | N. A. | N. A. | N. A. | N. A. | N. A. | N. A. | N. A. | 0 | SUB COMPONENTS | 0 | ADDED NEW CODE NO AS PER EMAIL FROM PRATIK DTD 30DEC2018 ON 08JAN2019 | N | SUB COMPONENTS |  | No | No | N. A. | N. A. | N. A. | N. A.
I0506.00 | I0506.00.02 | EAZEE DEPTH GAUGE ASSEMBLY,TIP |  | I0506.00 | 01 | 1997-11-29 | N. A. | N. A. | N. A. | N.A. | N. A. | N. A. | N. A. | N. A. | N. A. | PS/I0506.00.02 | N. A. | N. A. | N. A. | N. A. | N. A. | I0506.00 | N. A. | N. A. | N. A. | SEMIFINISHED GOODS | N. A. | N. A. | N. A. | N. A. | N. A. | N. A. |  | N. A. | N. A. | N. A. | N. A. | N. A. | N. A. | N. A. | N. A. | N. A. | N. A. | 0 | SUB COMPONENTS | 0 | ADDED NEW CODE NO AS PER EMAIL FROM PRATIK DTD 30DEC2018 ON 08JAN2019 | N | SUB COMPONENTS |  | No | No | N. A. | N. A. | N. A. | N. A.
I0506.00 | I0506.00.03 | EAZEE DEPTH GAUGE ASSEMBLY,BODY |  | I0506.00 | 01 | 1997-11-29 | N. A. | N. A. | N. A. | N.A. | N. A. | N. A. | N. A. | N. A. | N. A. | PS/I0506.00.03 | N. A. | N. A. | N. A. | N. A. | N. A. | I0506.00 | N. A. | N. A. | N. A. | SEMIFINISHED GOODS | N. A. | N. A. | N. A. | N. A. | N. A. | N. A. |  | N. A. | N. A. | N. A. | N. A. | N. A. | N. A. | N. A. | N. A. | N. A. | N. A. | 0 | SUB COMPONENTS | 0 | ADDED NEW CODE NO AS PER EMAIL FROM PRATIK DTD 30DEC2018 ON 08JAN2019 | N | SUB COMPONENTS |  | No | No | N. A. | N. A. | N. A. | N. A.
I0506.00 | I0506.00.04 | EAZEE DEPTH GAUGE ASSEMBLY,END SLEEVE |  | I0506.00 | 01 | 1997-11-29 | N. A. | N. A. | N. A. | N.A. | N. A. | N. A. | N. A. | N. A. | N. A. | PS/I0506.00.04 | N. A. | N. A. | N. A. | N. A. | N. A. | I0506.00 | N. A. | N. A. | N. A. | SEMIFINISHED GOODS | N. A. | N. A. | N. A. | N. A. | N. A. | N. A. |  | N. A. | N. A. | N. A. | N. A. | N. A. | N. A. | N. A. | N. A. | N. A. | N. A. | 0 | SUB COMPONENTS | 0 | ADDED NEW CODE NO AS PER EMAIL FROM PRATIK DTD 30DEC2018 ON 08JAN2019 | N | SUB COMPONENTS |  | No | No | N. A. | N. A. | N. A. | N. A.
I0506.00 | I0506.00.05 | EAZEE DEPTH GAUGE ASSEMBLY,PLUNGER WITH CALIBRATION |  | I0506.00 | 01 | 1997-11-29 | N. A. | N. A. | N. A. | N.A. | N. A. | N. A. | N. A. | N. A. | N. A. | PS/I0506.00.05 | N. A. | N. A. | N. A. | N. A. | N. A. | I0506.00 | N. A. | N. A. | N. A. | SEMIFINISHED GOODS | N. A. | N. A. | N. A. | N. A. | N. A. | N. A. |  | N. A. | N. A. | N. A. | N. A. | N. A. | N. A. | N. A. | N. A. | N. A. | N. A. | 0 | SUB COMPONENTS | 0 | ADDED NEW CODE NO AS PER EMAIL FROM PRATIK DTD 30DEC2018 ON 08JAN2019 | N | SUB COMPONENTS |  | No | No | N. A. | N. A. | N. A. | N. A.
I0506.00 | I0506.00.06 | EAZEE DEPTH GAUGE ASSEMBLY,HANDLE |  | I0506.00 | 01 | 1997-11-29 | N. A. | N. A. | N. A. | N.A. | N. A. | N. A. | N. A. | N. A. | N. A. | PS/I0506.00.06 | N. A. | N. A. | N. A. | N. A. | N. A. | I0506.00 | N. A. | N. A. | N. A. | SEMIFINISHED GOODS | N. A. | N. A. | N. A. | N. A. | N. A. | N. A. |  | N. A. | N. A. | N. A. | N. A. | N. A. | N. A. | N. A. | N. A. | N. A. | N. A. | 0 | SUB COMPONENTS | 0 | ADDED NEW CODE NO AS PER EMAIL FROM PRATIK DTD 30DEC2018 ON 08JAN2019 | N | SUB COMPONENTS |  | No | No | N. A. | N. A. | N. A. | N. A.
I0506.00 | I0506.00.07 | EAZEE DEPTH GAUGE ASSEMBLY,PIN |  | I0506.00 | 01 | 1997-11-29 | N. A. | N. A. | N. A. | N.A. | N. A. | N. A. | N. A. | N. A. | N. A. | PS/I0506.00.07 | N. A. | N. A. | N. A. | N. A. | N. A. | I0506.00 | N. A. | N. A. | N. A. | SEMIFINISHED GOODS | N. A. | N. A. | N. A. | N. A. | N. A. | N. A. |  | N. A. | N. A. | N. A. | N. A. | N. A. | N. A. | N. A. | N. A. | N. A. | N. A. | 0 | SUB COMPONENTS | 0 | ADDED NEW CODE NO AS PER EMAIL FROM PRATIK DTD 30DEC2018 ON 08JAN2019 | N | SUB COMPONENTS |  | No | No | N. A. | N. A. | N. A. | N. A.
I0506.01 | I0506.01 | ATLAS DEPTH GAUGE WITH LONG TIP (FOR INTERLOCKING INSTRUMENTS SET) |  | I0506.01 | 01 | 2015-11-14 | N. A. | N. A. | N. A. | QPF/I0506.01 | N. A. | N. A. | N. A. | N. A. | N. A. | PS/I0506.01 | 00 | 2019-04-25 | 2022-04-25 | N. A. | N. A. | I0506.01 | TF-IN | IU/5 | Class A | FINISHED GOODS | ATLAS™ | DEPTH GAUGE WITH LONG TIP | FOR INTERLOCKING INSTRUMENTS SET | 17 | No | Yes |  | No | N. A. | No | N. A. | No | Yes | No | No | M. L.: MFG/MD/2022/63252 |  | 1 | SUSHRUT PRODUCTS\ATLAS NAILING SYSTEM\ATLAS INSTRUMENTS | 0 | VL number changed to ML number | N | Depth gauge |  | No | No | Yes | No | Yes | N. A.
I0506.01 | I0506.01.01 | ATLAS DEPTH GAUGE WITH LONG TIP (FOR INTERLOCKING INSTRUMENTS SET),MAIN BODY |  | I0506.01 | 01 | 2015-11-14 | N. A. | N. A. | N. A. | N.A. | N. A. | N. A. | N. A. | N. A. | N. A. | PS/I0506.01.01 | 00 | 2019-04-25 | N. A. | N. A. | N. A. | I0506.01 | N. A. | N. A. | N. A. | SEMIFINISHED GOODS | N. A. | N. A. | N. A. | N. A. | N. A. | N. A. |  | N. A. | N. A. | N. A. | N. A. | N. A. | N. A. | N. A. | N. A. | N. A. | N. A. | 0 | SUB COMPONENTS | 0 | ADDED NEW CODE NO AS PER EMAIL FROM PRATIK DTD 30DEC2018 ON 08JAN2019 | N | SUB COMPONENTS |  | No | No | N. A. | N. A. | N. A. | N. A.
I0506.01 | I0506.01.02 | ATLAS DEPTH GAUGE WITH LONG TIP (FOR INTERLOCKING INSTRUMENTS SET),NIPPLE |  | I0506.01 | 01 | 2015-11-14 | N. A. | N. A. | N. A. | N.A. | N. A. | N. A. | N. A. | N. A. | N. A. | PS/I0506.01.02 | 00 | 2019-04-25 | N. A. | N. A. | N. A. | I0506.01 | N. A. | N. A. | N. A. | SEMIFINISHED GOODS | N. A. | N. A. | N. A. | N. A. | N. A. | N. A. |  | N. A. | N. A. | N. A. | N. A. | N. A. | N. A. | N. A. | N. A. | N. A. | N. A. | 0 | SUB COMPONENTS | 0 | ADDED NEW CODE NO AS PER EMAIL FROM PRATIK DTD 30DEC2018 ON 08JAN2019 | N | SUB COMPONENTS |  | No | No | N. A. | N. A. | N. A. | N. A.
I0506.01 | I0506.01.03 | ATLAS DEPTH GAUGE WITH LONG TIP (FOR INTERLOCKING INSTRUMENTS SET),PLUNGER |  | I0506.01 | 01 | 2015-11-14 | N. A. | N. A. | N. A. | N.A. | N. A. | N. A. | N. A. | N. A. | N. A. | PS/I0506.01.03 | 00 | 2019-04-11 | N. A. | N. A. | N. A. | I0506.01 | N. A. | N. A. | N. A. | SEMIFINISHED GOODS | N. A. | N. A. | N. A. | N. A. | N. A. | N. A. |  | N. A. | N. A. | N. A. | N. A. | N. A. | N. A. | N. A. | N. A. | N. A. | N. A. | 0 | SUB COMPONENTS | 0 | ADDED NEW CODE NO AS PER EMAIL FROM PRATIK DTD 30DEC2018 ON 08JAN2019 | N | SUB COMPONENTS |  | No | No | N. A. | N. A. | N. A. | N. A.
I0506.01 | I0506.01.04 | ATLAS DEPTH GAUGE WITH LONG TIP (FOR INTERLOCKING INSTRUMENTS SET),TIP |  | I0506.01 | 01 | 2015-11-14 | N. A. | N. A. | N. A. | N.A. | N. A. | N. A. | N. A. | N. A. | N. A. | PS/I0506.01.04 | 00 | 2019-04-11 | N. A. | N. A. | N. A. | I0506.01 | N. A. | N. A. | N. A. | SEMIFINISHED GOODS | N. A. | N. A. | N. A. | N. A. | N. A. | N. A. |  | N. A. | N. A. | N. A. | N. A. | N. A. | N. A. | N. A. | N. A. | N. A. | N. A. | 0 | SUB COMPONENTS | 0 | ADDED NEW CODE NO AS PER EMAIL FROM PRATIK DTD 30DEC2018 ON 08JAN2019 | N | SUB COMPONENTS |  | No | No | N. A. | N. A. | N. A. | N. A.
I0506.01 | I0506.01.05 | ATLAS DEPTH GAUGE WITH LONG TIP (FOR INTERLOCKING INSTRUMENTS SET),CAP |  | I0506.01 | 01 | 2015-11-14 | N. A. | N. A. | N. A. | N.A. | N. A. | N. A. | N. A. | N. A. | N. A. | PS/I0506.01.05 | 00 | 2019-04-11 | N. A. | N. A. | N. A. | I0506.01 | N. A. | N. A. | N. A. | SEMIFINISHED GOODS | N. A. | N. A. | N. A. | N. A. | N. A. | N. A. |  | N. A. | N. A. | N. A. | N. A. | N. A. | N. A. | N. A. | N. A. | N. A. | N. A. | 0 | SUB COMPONENTS | 0 | ADDED NEW CODE NO AS PER EMAIL FROM PRATIK DTD 30DEC2018 ON 08JAN2019 | N | SUB COMPONENTS |  | No | No | N. A. | N. A. | N. A. | N. A.
I0506.01 | I0506.01.06 | ATLAS DEPTH GAUGE WITH LONG TIP (FOR INTERLOCKING INSTRUMENTS SET),END BUSH |  | I0506.01 | 01 | 2015-11-14 | N. A. | N. A. | N. A. | N.A. | N. A. | N. A. | N. A. | N. A. | N. A. | PS/I0506.01.06 | 00 | 2019-04-19 | N. A. | N. A. | N. A. | I0506.01 | N. A. | N. A. | N. A. | SEMIFINISHED GOODS | N. A. | N. A. | N. A. | N. A. | N. A. | N. A. |  | N. A. | N. A. | N. A. | N. A. | N. A. | N. A. | N. A. | N. A. | N. A. | N. A. | 0 | SUB COMPONENTS | 0 | ADDED NEW CODE NO AS PER EMAIL FROM PRATIK DTD 30DEC2018 ON 08JAN2019 | N | SUB COMPONENTS |  | No | No | N. A. | N. A. | N. A. | N. A.
I0506.02 | I0506.02 | ATLAS DEPTH GAUGE WITH EXTRA LONG TIP |  | I0506.02 | #N/A | #N/A | N. A. | N. A. | N. A. | QPF/I0506.02 | #N/A | #N/A | #N/A | #N/A | #N/A | PS/I0506.02 | #N/A | #N/A | #N/A | #N/A | #N/A | I0506.02 | TF-IN | IU/5 | Class A | FINISHED GOODS | ATLAS™ | DEPTH GAUGE | EXTRA LONG TIP | 17 | No | Yes |  | No | N. A. | No | N. A. | No | Yes | No | No | M. L.: MFG/MD/2022/63252 |  | 1 | SUSHRUT PRODUCTS\ATLAS NAILING SYSTEM\ATLAS INSTRUMENTS | 0 | VL number changed to ML number | Y | Depth gauge |  | No | No | Yes | No | Yes | N. A.
I0506.03 | I0506.03 | DEPTH GAUGE, EXTRA LONG, ATLAS PROXIMA |  | I0506.03 | #N/A | #N/A | N. A. | N. A. | N. A. | QPF/I0506.03 | #N/A | #N/A | #N/A | #N/A | #N/A | PS/I0506.03 | #N/A | #N/A | #N/A | #N/A | #N/A | I0506.03 | TF-IN | IU/5 | Class A | FINISHED GOODS | ATLAS™ | DEPTH GAUGE | EXTRA LONG, FOR PROXIMA | 17 | No | Yes |  | No | N. A. | No | N. A. | No | Yes | No | No | M. L.: MFG/MD/2022/63252 |  | 1 | SUSHRUT PRODUCTS\ATLAS NAILING SYSTEM\ATLAS INSTRUMENTS | 0 | VL number changed to ML number | Y | Depth gauge |  | No | No | Yes | No | Yes | N. A.
I0506.03 | I0506.03.01 | DEPTH GAUGE, EXTRA LONG, ATLAS PROXIMA, PLUNGER TIP SUB ASSEMBLY |  | I0506.03.01 | N. A. | N. A. | N. A. | N. A. | N. A. | N. A. | N. A. | N. A. | N. A. | N. A. | N. A. | PS/I0506.03.01 | N. A. | N. A. | N. A. | N. A. | N. A. | I0506.03 | N. A. | N. A. | N. A. | SEMIFINISHED GOODS | N. A. | N. A. | N. A. | N. A. | N. A. | N. A. |  | N. A. | N. A. | N. A. | N. A. | N. A. | N. A. | N. A. | N. A. | N. A. |  | N. A. | SUB COMPONENTS | 0 | Added New Code Number as per mail from Sanjay Lingayat dtd. 22JUL2018; Added New Code on 24JUL2018 | N | SUB COMPONENTS |  | No | No | N. A. | N. A. | N. A. | N. A.
I0506.03 | I0506.03.01.01 | DEPTH GAUGE, EXTRA LONG, ATLAS PROXIMA, PLUNGER TIP SUB ASSEMBLY, PLUNGER |  | I0506.03.01.01 | 00 | 2016-03-20 | N. A. | N. A. | N. A. | N. A. | N. A. | N. A. | N. A. | N. A. | N. A. | PS/I0506.03.01.01 | 00 | 2019-07-04 | N. A. | N. A. | N. A. | I0506.03 | N. A. | N. A. | N. A. | SEMIFINISHED GOODS | N. A. | N. A. | N. A. | N. A. | N. A. | N. A. |  | N. A. | N. A. | N. A. | N. A. | N. A. | N. A. | N. A. | N. A. | N. A. |  | N. A. | SUB COMPONENTS | 0 | Added New Code Number as per mail from Sanjay Lingayat dtd. 22JUL2018; Added New Code on 24JUL2018 | N | SUB COMPONENTS |  | No | No | N. A. | N. A. | N. A. | N. A.
I0506.03 | I0506.03.01.02 | DEPTH GAUGE, EXTRA LONG, ATLAS PROXIMA, PLUNGER TIP SUB ASSEMBLY, TIP |  | I0506.03.01.02 | N. A. | N. A. | N. A. | N. A. | N. A. | N. A. | N. A. | N. A. | N. A. | N. A. | N. A. | PS/I0506.03.01.02 | N. A. | N. A. | N. A. | N. A. | N. A. | I0506.03 | N. A. | N. A. | N. A. | SEMIFINISHED GOODS | N. A. | N. A. | N. A. | N. A. | N. A. | N. A. |  | N. A. | N. A. | N. A. | N. A. | N. A. | N. A. | N. A. | N. A. | N. A. |  | N. A. | SUB COMPONENTS | 0 | Added New Code Number as per mail from Sanjay Lingayat dtd. 22JUL2018; Added New Code on 24JUL2018 | N | SUB COMPONENTS |  | No | No | N. A. | N. A. | N. A. | N. A.
I0506.03.0 | I0506.03.01.03 | DEPTH GAUGE, EXTRA LONG, ATLAS PROXIMA, PLUNGER TIP SUB ASSEMBLY, COMPRESSION SPRING |  | I0506.03.01.03 | 01 | 2016-03-20 | N. A. | N. A. | N. A. | QPR/I0506.03.01.03 | 00 | 2013-09-10 | N. A. | N. A. | N. A. | PS/I0506.03.01.03 | 00 | 2019-07-04 | N. A. | N. A. | N. A. | I0506.03.0 | N. A. | N. A. | N. A. | SEMIFINISHED GOODS | N. A. | N. A. | N. A. | N. A. | N. A. | N. A. |  | N. A. | N. A. | N. A. | N. A. | N. A. | N. A. | N. A. | N. A. | N. A. |  | N. A. | SUB COMPONENTS | 0 | Added New Code Number as per mail from Sanjay Lingayat dtd. 22JUL2018; Added New Code on 24JUL2018 | N | SUB COMPONENTS |  | No | No | N. A. | N. A. | N. A. | N. A.
I0506.03 | I0506.03.02 | DEPTH GAUGE, EXTRA LONG, ATLAS PROXIMA, TIP GUIDE SLEEVE |  | I0506.03.02 | 00 | 2012-02-17 | N. A. | N. A. | N. A. | N. A. | N. A. | N. A. | N. A. | N. A. | N. A. | PS/I0506.03.02 | N. A. | N. A. | N. A. | N. A. | N. A. | I0506.03 | N. A. | N. A. | N. A. | SEMIFINISHED GOODS | N. A. | N. A. | N. A. | N. A. | N. A. | N. A. |  | N. A. | N. A. | N. A. | N. A. | N. A. | N. A. | N. A. | N. A. | N. A. |  | N. A. | SUB COMPONENTS | 0 | Added New Code Number as per mail from Sanjay Lingayat dtd. 22JUL2018; Added New Code on 24JUL2018 | N | SUB COMPONENTS |  | No | No | N. A. | N. A. | N. A. | N. A.
I0506.03 | I0506.03.02.01 | DEPTH GAUGE, EXTRA LONG, ATLAS PROXIMA, TIP GUIDE SLEEVE & PIN ASSEMBLY, TIP GUIDE SLEEVE |  | I0506.03.02.01 | N. A. | N. A. | N. A. | N. A. | N. A. | N. A. | N. A. | N. A. | N. A. | N. A. | N. A. | PS/I0506.03.02.01 | N. A. | N. A. | N. A. | N. A. | N. A. | I0506.03 | N. A. | N. A. | N. A. | SEMIFINISHED GOODS | N. A. | N. A. | N. A. | N. A. | N. A. | N. A. |  | N. A. | N. A. | N. A. | N. A. | N. A. | N. A. | N. A. | N. A. | N. A. |  | N. A. | SUB COMPONENTS | 0 | Added New Code Number as per mail from Sanjay Lingayat dtd. 22JUL2018; Added New Code on 24JUL2018 | N | SUB COMPONENTS |  | No | No | N. A. | N. A. | N. A. | N. A.
I0506.03 | I0506.03.02.02 | DEPTH GAUGE, EXTRA LONG, ATLAS PROXIMA, TIP GUIDE SLEEVE & PIN ASSEMBLY, PIN |  | I0506.03.02.02 | 00 | 2012-02-17 | N. A. | N. A. | N. A. | N. A. | N. A. | N. A. | N. A. | N. A. | N. A. | PS/I0506.03.02.02 | 00 | 2017-01-07 | N. A. | N. A. | N. A. | I0506.03 | N. A. | N. A. | N. A. | SEMIFINISHED GOODS | N. A. | N. A. | N. A. | N. A. | N. A. | N. A. |  | N. A. | N. A. | N. A. | N. A. | N. A. | N. A. | N. A. | N. A. | N. A. |  | N. A. | SUB COMPONENTS | 0 | Added New Code Number as per mail from Sanjay Lingayat dtd. 22JUL2018; Added New Code on 24JUL2018 | N | SUB COMPONENTS |  | No | No | N. A. | N. A. | N. A. | N. A.
I0506.03 | I0506.03.03 | DEPTH GAUGE, EXTRA LONG, ATLAS PROXIMA, CAP |  | I0506.03.03 | 00 | 2012-08-05 | N. A. | N. A. | N. A. | N. A. | N. A. | N. A. | N. A. | N. A. | N. A. | PS/I0506.03.03 | 00 | 2017-01-07 | N. A. | N. A. | N. A. | I0506.03 | N. A. | N. A. | N. A. | SEMIFINISHED GOODS | N. A. | N. A. | N. A. | N. A. | N. A. | N. A. |  | N. A. | N. A. | N. A. | N. A. | N. A. | N. A. | N. A. | N. A. | N. A. |  | N. A. | SUB COMPONENTS | 0 | Added New Code Number as per mail from Sanjay Lingayat dtd. 22JUL2018; Added New Code on 24JUL2018 | N | SUB COMPONENTS |  | No | No | N. A. | N. A. | N. A. | N. A.
I0506.03 | I0506.03.04 | DEPTH GAUGE, EXTRA LONG, ATLAS PROXIMA, PLUNGER SLEEVE |  | I0506.03.04 | 00 | 2012-08-08 | N. A. | N. A. | N. A. | N. A. | N. A. | N. A. | N. A. | N. A. | N. A. | PS/I0506.03.04 | 00 | 2017-01-07 | N. A. | N. A. | N. A. | I0506.03 | N. A. | N. A. | N. A. | SEMIFINISHED GOODS | N. A. | N. A. | N. A. | N. A. | N. A. | N. A. |  | N. A. | N. A. | N. A. | N. A. | N. A. | N. A. | N. A. | N. A. | N. A. |  | N. A. | SUB COMPONENTS | 0 | Added New Code Number as per mail from Sanjay Lingayat dtd. 22JUL2018; Added New Code on 24JUL2018 | N | SUB COMPONENTS |  | No | No | N. A. | N. A. | N. A. | N. A.
I0506.05 | I0506.05 | ATLAS DISTAL DEPTH GAUGE |  | I0506.05 | 05 | 2019-04-27 | N. A. | N. A. | N. A. | QPF/I0506.05 | 00 | 2016-02-17 | N. A. | N. A. | N. A. | PS/I0506.05 | 00 | 2019-07-19 | 2022-07-19 | N. A. | N. A. | I0506.05 | TF-IN | IU/5 | Class A | FINISHED GOODS | ATLAS™ HFN | HFN Instruments | DEPTH GAUGE | 17 | No | Yes |  | No | N. A. | No | N. A. | No | Yes | No | No | M. L.: MFG/MD/2022/63252 |  | 1 | ADLER PRODUCTS\INSTRUMENTS \NAILING INSTRUMENTS, ATLAS | 0 | VL number changed to ML number | N | Depth gauge |  | No | No | Yes | No | Yes | N. A.
I0506.05 | I0506.05.01 | ATLAS DISTAL DEPTH GAUGE, PLUNGER TIP SUB ASSEMBLY |  | I0506.05.01 | 03 | 2019-04-27 | N. A. | N. A. | N. A. | N. A. | N. A. | N. A. | N. A. | N. A. | N. A. | PS/I0506.05.01 | 00 | 2019-07-16 | 2022-07-16 | N. A. | N. A. | I0506.05 | TF-IN | IU/5 | N. A. | SEMIFINISHED GOODS | N. A. | N. A. | N. A. | N. A. | N. A. | N. A. |  | N. A. | N. A. | N. A. | N. A. | N. A. | N. A. | N. A. | N. A. | N. A. | N. A. | 1 | ADLER PRODUCTS\INSTRUMENTS \NAILING INSTRUMENTS, ATLAS | 0 | Changed P-master to get aligned with P-master Descriptions approved by NPD and Marketing on 15DEC2016 | N | INSTRUMENTS |  | No | No | N. A. | N. A. | N. A. | N. A.
I0506.05 | I0506.05.01.01 | ATLAS DISTAL DEPTH GAUGE, PLUNGER TIP SUB ASSEMBLY, SHAFT WITH TIP |  | I0506.05.01.01 | 02 | 2019-04-27 | N. A. | N. A. | N. A. | N. A. | N. A. | N. A. | N. A. | N. A. | N. A. | PS/I0506.05.01.01 | 00 | 2019-07-09 | 2022-07-09 | N. A. | N. A. | I0506.05 | TF-IN | IU/5 | N. A. | SEMIFINISHED GOODS | N. A. | N. A. | N. A. | N. A. | N. A. | N. A. |  | N. A. | N. A. | N. A. | N. A. | N. A. | N. A. | N. A. | N. A. | N. A. | N. A. | 1 | ADLER PRODUCTS\INSTRUMENTS \NAILING INSTRUMENTS, ATLAS | 0 | Changed P-master to get aligned with P-master Descriptions approved by NPD and Marketing on 15DEC2016 | N | INSTRUMENTS |  | No | No | N. A. | N. A. | N. A. | N. A.
I0506.05 | I0506.05.02 | ATLAS DISTAL DEPTH GAUGE, TIP GUIDE SLEEVE & PIN ASSEMBLY |  | I0506.05.02 | 01 | 2016-09-04 | N. A. | N. A. | N. A. | N. A. | N. A. | N. A. | N. A. | N. A. | N. A. | PS/I0506.05.02 | 00 | 2017-01-07 | N. A. | 2019-11-22 | 44887 | I0506.05 | TF-IN | IU/5 | N. A. | SEMIFINISHED GOODS | N. A. | N. A. | N. A. | N. A. | N. A. | N. A. |  | N. A. | N. A. | N. A. | N. A. | N. A. | N. A. | N. A. | N. A. | N. A. | N. A. | 1 | ADLER PRODUCTS\INSTRUMENTS \NAILING INSTRUMENTS, ATLAS | 0 | Changed P-master to get aligned with P-master Descriptions approved by NPD and Marketing on 15DEC2016 | N | INSTRUMENTS |  | No | No | N. A. | N. A. | N. A. | N. A.
I0506.05 | I0506.05.02.01 | ATLAS DISTAL DEPTH GAUGE, TIP GUIDE SLEEVE & PIN ASSEMBLY, TIP GUIDE SLEEVE |  | I0506.05.02.01 | 01 | 2016-09-04 | N. A. | N. A. | N. A. | N. A. | N. A. | N. A. | N. A. | N. A. | N. A. | PS/I0506.05.02.01 | 00 | 2017-01-07 | N. A. | 2019-11-22 | 44887 | I0506.05 | TF-IN | IU/5 | N. A. | SEMIFINISHED GOODS | N. A. | N. A. | N. A. | N. A. | N. A. | N. A. |  | N. A. | N. A. | N. A. | N. A. | N. A. | N. A. | N. A. | N. A. | N. A. | N. A. | 1 | ADLER PRODUCTS\INSTRUMENTS \NAILING INSTRUMENTS, ATLAS | 0 | Changed P-master to get aligned with P-master Descriptions approved by NPD and Marketing on 15DEC2016 | N | INSTRUMENTS |  | No | No | N. A. | N. A. | N. A. | N. A.
I0506.06 | I0506.06 | ATLAS DEPTH GAUGE |  | I0506.06 | 03 | 2016-11-10 | N. A. | N. A. | N. A. | QPF/I0506.06 | 01 | 2017-03-02 | N. A. | N. A. | N. A. | PS/I0506.06 | 00 | 2017-01-07 | N. A. | N. A. | N. A. | I0506.06 | TF-IN | IU/5 | Class A | FINISHED GOODS | ATLAS™ TFN | TFN Instrument | Atlas Depth Gauge | 17 | No | Yes |  | No | N. A. | No | N. A. | No | Yes | No | No | M. L.: MFG/MD/2022/63252 |  | 1 | ATLAS PRODUCTS\INSTRUMENTS | 0 | VL number changed to ML number | N | Depth gauge |  | No | No | Yes | No | Yes | N. A.
I0506.06 | I0506.06.01 | ATLAS DEPTH GAUGE-INNER SUB-ASSEMBLY |  | I0506.06.01 | 02 | 2016-11-10 | N. A. | N. A. | N. A. | N. A. | N. A. | N. A. | N. A. | N. A. | N. A. | PS/I0506.06.01 | 00 | 2017-01-07 | N. A. | N. A. | N. A. | I0506.06 | TF-IN | IU/5 | N. A. | SEMIFINISHED GOODS | N. A. | N. A. | N. A. | N. A. | N. A. | N. A. |  | N. A. | N. A. | N. A. | N. A. | N. A. | N. A. | N. A. | N. A. | N. A. | N. A. | 1 | ATLAS PRODUCTS\INSTRUMENTS | 0 | Changed P-master to get aligned with P-master Descriptions approved by NPD and Marketing on 15DEC2016 | N | INSTRUMENTS |  | No | No | N. A. | N. A. | N. A. | N. A.
I0506.06 | I0506.06.01.01 | ATLAS DEPTH GAUGE-SCALE |  | I0506.06.01.01 | 01 | 2016-11-10 | N. A. | N. A. | N. A. | N. A. | N. A. | N. A. | N. A. | N. A. | N. A. | PS/I0506.06.01.01 | 00 | 2017-01-07 | N. A. | N. A. | N. A. | I0506.06 | TF-IN | IU/5 | N. A. | SEMIFINISHED GOODS | N. A. | N. A. | N. A. | N. A. | N. A. | N. A. |  | N. A. | N. A. | N. A. | N. A. | N. A. | N. A. | N. A. | N. A. | N. A. | N. A. | 1 | ATLAS PRODUCTS\INSTRUMENTS | 0 | Changed P-master to get aligned with P-master Descriptions approved by NPD and Marketing on 15DEC2016 | N | INSTRUMENTS |  | No | No | N. A. | N. A. | N. A. | N. A.
I0506.06 | I0506.06.01.02 | ATLAS DEPTH GAUGE-BALL |  | I0506.06.01.02 | 01 | 2016-11-10 | N. A. | N. A. | N. A. | N. A. | N. A. | N. A. | N. A. | N. A. | N. A. | PS/I0506.06.01.02 | 00 | 2017-01-07 | N. A. | N. A. | N. A. | I0506.06 | TF-IN | IU/5 | N. A. | SEMIFINISHED GOODS | N. A. | N. A. | N. A. | N. A. | N. A. | N. A. |  | N. A. | N. A. | N. A. | N. A. | N. A. | N. A. | N. A. | N. A. | N. A. | N. A. | 1 | ATLAS PRODUCTS\INSTRUMENTS | 0 | Changed P-master to get aligned with P-master Descriptions approved by NPD and Marketing on 15DEC2016 | N | INSTRUMENTS |  | No | No | N. A. | N. A. | N. A. | N. A.
I0506.06 | I0506.06.01.03 | ATLAS DEPTH GAUGE-SPRING |  | I0506.06.01.03 | 01 | 2016-11-10 | N. A. | N. A. | N. A. | N. A. | N. A. | N. A. | N. A. | N. A. | N. A. | PS/I0506.06.01.03 | 00 | 2017-01-07 | N. A. | N. A. | N. A. | I0506.06 | TF-IN | IU/5 | N. A. | SEMIFINISHED GOODS | N. A. | N. A. | N. A. | N. A. | N. A. | N. A. |  | N. A. | N. A. | N. A. | N. A. | N. A. | N. A. | N. A. | N. A. | N. A. | N. A. | 1 | ATLAS PRODUCTS\INSTRUMENTS | 0 | Changed P-master to get aligned with P-master Descriptions approved by NPD and Marketing on 15DEC2016 | N | INSTRUMENTS |  | No | No | N. A. | N. A. | N. A. | N. A.
I0506.06 | I0506.06.01.04 | ATLAS DEPTH GAUGE-WIRE |  | I0506.06.01.04 | 02 | 2020-11-01 | N. A. | N. A. | N. A. | N. A. | N. A. | N. A. | N. A. | N. A. | N. A. | PS/I0506.06.01.04 | 00 | 2017-01-07 | N. A. | N. A. | N. A. | I0506.06 | TF-IN | IU/5 | N. A. | SEMIFINISHED GOODS | N. A. | N. A. | N. A. | N. A. | N. A. | N. A. |  | N. A. | N. A. | N. A. | N. A. | N. A. | N. A. | N. A. | N. A. | N. A. | N. A. | 1 | ATLAS PRODUCTS\INSTRUMENTS | 0 | Changed P-master to get aligned with P-master Descriptions approved by NPD and Marketing on 15DEC2016 | N | INSTRUMENTS |  | No | No | N. A. | N. A. | N. A. | N. A.
I0506.06 | I0506.06.01.05 | ATLAS DEPTH GAUGE-NOSE |  | I0506.06.01.05 | 02 | 2020-11-01 | N. A. | N. A. | N. A. | N. A. | N. A. | N. A. | N. A. | N. A. | N. A. | PS/I0506.06.01.05 | 00 | 2017-01-07 | N. A. | N. A. | N. A. | I0506.06 | TF-IN | IU/5 | N. A. | SEMIFINISHED GOODS | N. A. | N. A. | N. A. | N. A. | N. A. | N. A. |  | N. A. | N. A. | N. A. | N. A. | N. A. | N. A. | N. A. | N. A. | N. A. | N. A. | 1 | ATLAS PRODUCTS\INSTRUMENTS | 0 | Changed P-master to get aligned with P-master Descriptions approved by NPD and Marketing on 15DEC2016 | N | INSTRUMENTS |  | No | No | N. A. | N. A. | N. A. | N. A.
I0506.06 | I0506.06.02 | ATLAS DEPTH GAUGE-OUTER SUB-ASSEMBLY |  | I0506.06.02 | 01 | 2016-11-10 | N. A. | N. A. | N. A. | N. A. | N. A. | N. A. | N. A. | N. A. | N. A. | PS/I0506.06.02 | 00 | 2017-01-07 | 2022-11-22 | 2019-11-22 | N. A. | I0506.06 | TF-IN | IU/5 | N. A. | SEMIFINISHED GOODS | N. A. | N. A. | N. A. | N. A. | N. A. | N. A. |  | N. A. | N. A. | N. A. | N. A. | N. A. | N. A. | N. A. | N. A. | N. A. | N. A. | 1 | ATLAS PRODUCTS\INSTRUMENTS | 0 | Changed P-master to get aligned with P-master Descriptions approved by NPD and Marketing on 15DEC2016 | N | INSTRUMENTS |  | No | No | N. A. | N. A. | N. A. | N. A.
I0506.06 | I0506.06.02.01 | ATLAS DEPTH GAUGE-COLLAR |  | I0506.06.02.01 | 01 | 2016-11-10 | N. A. | N. A. | N. A. | N. A. | N. A. | N. A. | N. A. | N. A. | N. A. | PS/I0506.06.02.01 | 00 | 2017-01-07 | 2022-11-22 | 2019-11-22 | N. A. | I0506.06 | TF-IN | IU/5 | N. A. | SEMIFINISHED GOODS | N. A. | N. A. | N. A. | N. A. | N. A. | N. A. |  | N. A. | N. A. | N. A. | N. A. | N. A. | N. A. | N. A. | N. A. | N. A. | N. A. | 1 | ATLAS PRODUCTS\INSTRUMENTS | 0 | Changed P-master to get aligned with P-master Descriptions approved by NPD and Marketing on 15DEC2016 | N | INSTRUMENTS |  | No | No | N. A. | N. A. | N. A. | N. A.
I0506.06 | I0506.06.02.02 | ATLAS DEPTH GAUGE-OUTERTUBE |  | I0506.06.02.02 | 01 | 2016-11-10 | N. A. | N. A. | N. A. | N. A. | N. A. | N. A. | N. A. | N. A. | N. A. | PS/I0506.06.02.02 | 00 | 2017-01-07 | 2022-11-22 | 2019-11-22 | N. A. | I0506.06 | TF-IN | IU/5 | N. A. | SEMIFINISHED GOODS | N. A. | N. A. | N. A. | N. A. | N. A. | N. A. |  | N. A. | N. A. | N. A. | N. A. | N. A. | N. A. | N. A. | N. A. | N. A. | N. A. | 1 | ATLAS PRODUCTS\INSTRUMENTS | 0 | Changed P-master to get aligned with P-master Descriptions approved by NPD and Marketing on 15DEC2016 | N | INSTRUMENTS |  | No | No | N. A. | N. A. | N. A. | N. A.
I0507.01 | I0507.01 | EAZEE FEMUR/TIBIA JIG-CUM-NAIL IMPACTOR, COMPLETE |  | I0507.01 | 00 | 2016-11-10 | N. A. | N. A. | N. A. | QPF/I0507.01 | 00 | 2019-01-13 | N. A. | N. A. | N. A. | PS/I0507.01 | 01 | 2019-01-13 | 2022-12-01 | 2019-12-01 | N. A. | I0507.01 | TF-IN | IU/5 | Class B | FINISHED GOODS | EAZEE™ | FEMUR/TIBIA JIG-CUM-NAIL IMPACTOR | COMPLETE ASSEMBLY | 17 | No | Yes |  | No | N. A. | No | N. A. | No | Yes | No | No | M. L.: MFG/MD/2023/000312 |  | 1 | ADLER PRODUCTS\EAZEE INSTRUMENTS\EAZEE FEMUR / TIBIA INSTRUMENTS | 0 | CHANGED PRODUCT BRAND DETAILS, FAMILY NAME & SNN DESCRIPTION AS PER EMAIL FROM ASP DTD 04JUN2020 ON 06JUN2020 | Y | Intramedullary Locking Nail Instrument Sets |  | No | No | Yes | No | Yes | N. A.
I0507.0101 | I0507.0101 | EAZEE FEMUR/TIBIA JIG-CUM-NAIL IMPACTOR, MAIN BODY |  | I0507.0101 | 00 | 2017-03-12 | N. A. | N. A. | N. A. | QPF/I0507.0101 | 00 | 2017-03-12 | N. A. | N. A. | N. A. | PS/I0507.0101 | N. A. | N. A. | N. A. | N. A. | N. A. | I0507.0101 | TF-IN | IU/5 | Class B | FINISHED GOODS | EAZEE™ | FEMUR/TIBIA JIG-CUM-NAIL IMPACTOR | MAIN BODY | 17 | No | Yes |  | No | N. A. | No | N. A. | No | Yes | No | No | M. L.: MFG/MD/2023/000312 |  | 1 | ADLER PRODUCTS\EAZEE INSTRUMENTS\EAZEE FEMUR / TIBIA INSTRUMENTS | 0 | CHANGED PRODUCT BRAND DETAILS, FAMILY NAME & SNN DESCRIPTION AS PER EMAIL FROM ASP DTD 04JUN2020 ON 06JUN2020 | N | Intramedullary Locking Nail Instrument Sets |  | No | No | Yes | No | Yes | N. A.
I0507.0101 | I0507.0101.01 | EAZEE FEMUR/TIBIA JIG-CUM-NAIL IMPACTOR, NAIL HOLDING PART |  | I0507.0101/1 | 00 | 2017-03-12 | N. A. | N. A. | N. A. | N.A. | N. A. | N. A. | N. A. | N. A. | N. A. | PS/I0507.0101.01 | N. A. | N. A. | N. A. | N. A. | N. A. | I0507.0101 | N. A. | N. A. | N. A. | SEMIFINISHED GOODS | N. A. | N. A. | N. A. | N. A. | N. A. | N. A. |  | N. A. | N. A. | N. A. | N. A. | N. A. | N. A. | N. A. | N. A. | N. A. | N. A. | 0 | SUB COMPONENTS | 0 | ADDED NEW CODE NO AS PER EMAIL FROM PRATIK DTD 30DEC2018 ON 08JAN2019 | N | SUB COMPONENTS |  | No | No | N. A. | N. A. | N. A. | N. A.
I0507.0101 | I0507.0101.02 | EAZEE FEMUR/TIBIA JIG-CUM-NAIL IMPACTOR, VERTICAL RIB |  | I0507.0101/2 | N. A. | N. A. | N. A. | N. A. | N. A. | N.A. | N. A. | N. A. | N. A. | N. A. | N. A. | PS/I0507.0101.01 | N. A. | N. A. | N. A. | N. A. | N. A. | I0507.0101 | N. A. | N. A. | N. A. | SEMIFINISHED GOODS | N. A. | N. A. | N. A. | N. A. | N. A. | N. A. |  | N. A. | N. A. | N. A. | N. A. | N. A. | N. A. | N. A. | N. A. | N. A. | N. A. | 0 | SUB COMPONENTS | 0 | ADDED NEW CODE NO AS PER EMAIL FROM PRATIK DTD 30DEC2018 ON 08JAN2019 | N | SUB COMPONENTS |  | No | No | N. A. | N. A. | N. A. | N. A.
I0507.0101 | I0507.0101.03 | EAZEE FEMUR/TIBIA JIG-CUM-NAIL IMPACTOR, NAIL HOLDING PART |  | I0507.0101/1 | 00 | 2017-03-12 | N. A. | N. A. | N. A. | N.A. | N. A. | N. A. | N. A. | N. A. | N. A. | PS/I0507.0101.01 | N. A. | N. A. | N. A. | N. A. | N. A. | I0507.0101 | N. A. | N. A. | N. A. | SEMIFINISHED GOODS | N. A. | N. A. | N. A. | N. A. | N. A. | N. A. |  | N. A. | N. A. | N. A. | N. A. | N. A. | N. A. | N. A. | N. A. | N. A. | N. A. | 0 | SUB COMPONENTS | 0 | ADDED NEW CODE NO AS PER EMAIL FROM PRATIK DTD 30DEC2018 ON 08JAN2019 | N | SUB COMPONENTS |  | No | No | N. A. | N. A. | N. A. | N. A.
I0507.0102 | I0507.0102 | EAZEE GUIDE BAR, FEMUR/TIBIA |  | I0507.0102 | 00 | 2017-03-23 | N. A. | N. A. | N. A. | QPF/I0507.0102 | 00 | 2017-03-23 | N. A. | N. A. | N. A. | PS/I0507.0102 | N. A. | N. A. | N. A. | N. A. | N. A. | I0507.0102 | TF-IN | IU/5 | Class B | FINISHED GOODS | EAZEE™ | GUIDE BAR | FEMUR/TIBIA | 17 | No | Yes |  | No | N. A. | No | N. A. | No | Yes | No | No | M. L.: MFG/MD/2023/000312 |  | 1 | ADLER PRODUCTS\EAZEE INSTRUMENTS\EAZEE FEMUR / TIBIA INSTRUMENTS | 0 | CHANGED PRODUCT BRAND DETAILS, FAMILY NAME & SNN DESCRIPTION AS PER EMAIL FROM ASP DTD 04JUN2020 ON 06JUN2020 | N | Intramedullary Locking Nail Instrument Sets |  | No | No | Yes | No | Yes | N. A.
I0507.0102 | I0507.0102.01 | EAZEE GUIDE BAR, FEMUR/TIBIA,MAIN BODY |  | I0507.0102/1 | 00 | 2003-01-12 | N. A. | N. A. | N. A. | N.A. | N. A. | N. A. | N. A. | N. A. | N. A. | PS/I0507.0102.01 | N. A. | N. A. | N. A. | N. A. | N. A. | I0507.0102 | N. A. | N. A. | N. A. | SEMIFINISHED GOODS | N. A. | N. A. | N. A. | N. A. | N. A. | N. A. |  | N. A. | N. A. | N. A. | N. A. | N. A. | N. A. | N. A. | N. A. | N. A. | N. A. | 0 | SUB COMPONENTS | 0 | ADDED NEW CODE NO AS PER EMAIL FROM PRATIK DTD 30DEC2018 ON 08JAN2019 | N | SUB COMPONENTS |  | No | No | N. A. | N. A. | N. A. | N. A.
I0507.0102 | I0507.0102.02 | EAZEE GUIDE BAR, FEMUR/TIBIA,SLEEVE |  | I0507.0102/2 | 00 | 2003-01-12 | N. A. | N. A. | N. A. | N.A. | N. A. | N. A. | N. A. | N. A. | N. A. | PS/I0507.0102.02 | N. A. | N. A. | N. A. | N. A. | N. A. | I0507.0102 | N. A. | N. A. | N. A. | SEMIFINISHED GOODS | N. A. | N. A. | N. A. | N. A. | N. A. | N. A. |  | N. A. | N. A. | N. A. | N. A. | N. A. | N. A. | N. A. | N. A. | N. A. | N. A. | 0 | SUB COMPONENTS | 0 | ADDED NEW CODE NO AS PER EMAIL FROM PRATIK DTD 30DEC2018 ON 08JAN2019 | N | SUB COMPONENTS |  | No | No | N. A. | N. A. | N. A. | N. A.
I0507.0102 | I0507.0102.03 | EAZEE GUIDE BAR, FEMUR/TIBIA,THREADED SLEEVE |  | I0507.0102/3 | 00 | 2003-01-12 | N. A. | N. A. | N. A. | N.A. | N. A. | N. A. | N. A. | N. A. | N. A. | PS/I0507.0102.03 | N. A. | N. A. | N. A. | N. A. | N. A. | I0507.0102 | N. A. | N. A. | N. A. | SEMIFINISHED GOODS | N. A. | N. A. | N. A. | N. A. | N. A. | N. A. |  | N. A. | N. A. | N. A. | N. A. | N. A. | N. A. | N. A. | N. A. | N. A. | N. A. | 0 | SUB COMPONENTS | 0 | ADDED NEW CODE NO AS PER EMAIL FROM PRATIK DTD 30DEC2018 ON 08JAN2019 | N | SUB COMPONENTS |  | No | No | N. A. | N. A. | N. A. | N. A.
I0507.0103 | I0507.0103 | EAZEE LOCKING BOLT FOR GUIDE BAR, FEMUR/TIBIA |  | I0507.0103 | 00 | 2017-03-12 | N. A. | N. A. | N. A. | QPF/I0507.0103 | 00 | 2011-10-29 | N. A. | N. A. | N. A. | PS/I0507.0103 | N. A. | N. A. | N. A. | N. A. | N. A. | I0507.0103 | TF-IN | IU/5 | Class B | FINISHED GOODS | EAZEE™ | LOCKING BOLT | FOR GUIDE BAR, FEMUR/TIBIA | 17 | No | Yes |  | No | N. A. | No | N. A. | No | Yes | No | No | M. L.: MFG/MD/2023/000312 |  | 1 | ADLER PRODUCTS\EAZEE INSTRUMENTS\EAZEE FEMUR / TIBIA INSTRUMENTS | 0 | CHANGED PRODUCT BRAND DETAILS, FAMILY NAME & SNN DESCRIPTION AS PER EMAIL FROM ASP DTD 04JUN2020 ON 06JUN2020 | N | Intramedullary Locking Nail Instrument Sets |  | No | No | Yes | No | Yes | N. A.
I0507.0104 | I0507.0104 | EAZEE MISS-THE-NAIL ATTACHMENT, FEMUR |  | I0507.0104 | 00 | 2017-03-23 | N. A. | N. A. | N. A. | QPF/I0507.0104 | 00 | 2011-10-29 | N. A. | N. A. | N. A. | PS/I0507.0104 | N. A. | N. A. | N. A. | N. A. | N. A. | I0507.0104 | TF-IN | IU/5 | Class B | FINISHED GOODS | EAZEE™ | MISS-THE-NAIL ATTACHMENT | FEMUR | 17 | No | Yes |  | No | N. A. | No | N. A. | No | Yes | No | No | M. L.: MFG/MD/2023/000312 |  | 1 | ADLER PRODUCTS\EAZEE INSTRUMENTS\EAZEE FEMUR / TIBIA INSTRUMENTS | 0 | CHANGED PRODUCT BRAND DETAILS, FAMILY NAME & SNN DESCRIPTION AS PER EMAIL FROM ASP DTD 04JUN2020 ON 06JUN2020 | N | Intramedullary Locking Nail Instrument Sets |  | No | No | Yes | No | Yes | N. A.
I0507.0105 | I0507.0105 | EAZEE LOCKING BOLT FOR MISS-THE-NAIL ATTACHMENT |  | I0507.0105 | 00 | 2017-03-12 | N. A. | N. A. | N. A. | QPF/I0507.0105 | 00 | 2011-10-29 | N. A. | N. A. | N. A. | PS/I0507.0105 | 00 | 2018-08-31 | 2022-12-01 | 2019-12-01 | N. A. | I0507.0105 | TF-IN | IU/5 | Class B | FINISHED GOODS | EAZEE™ | MISS-THE-NAIL ATTACHMENT | LOCKING BOLT | 17 | No | Yes |  | No | N. A. | No | N. A. | No | Yes | No | No | M. L.: MFG/MD/2023/000312 |  | 1 | ADLER PRODUCTS\EAZEE INSTRUMENTS\EAZEE FEMUR / TIBIA INSTRUMENTS | 0 | CHANGED PRODUCT BRAND DETAILS, FAMILY NAME & SNN DESCRIPTION AS PER EMAIL FROM ASP DTD 04JUN2020 ON 06JUN2020 | N | Intramedullary Locking Nail Instrument Sets |  | No | No | Yes | No | Yes | N. A.
I0507.0106 | I0507.0106 | EAZEE TIBIAL LOCKING EXTENSION, 45 DEGREES |  | I0507.0106 | 00 | 2017-03-12 | N. A. | N. A. | N. A. | QPF/I0507.0106 | 00 | 2017-03-12 | N. A. | N. A. | N. A. | PS/I0507.0106 | N. A. | N. A. | N. A. | N. A. | N. A. | I0507.0106 | TF-IN | IU/5 | Class B | FINISHED GOODS | EAZEE™ | TIBIAL LOCKING EXTENSION | 45 DEGREES | 17 | No | Yes |  | No | N. A. | No | N. A. | No | Yes | No | No | M. L.: MFG/MD/2023/000312 |  | 1 | ADLER PRODUCTS\EAZEE INSTRUMENTS\EAZEE FEMUR / TIBIA INSTRUMENTS | 0 | CHANGED PRODUCT BRAND DETAILS, FAMILY NAME & SNN DESCRIPTION AS PER EMAIL FROM ASP DTD 04JUN2020 ON 06JUN2020 | N | Intramedullary Locking Nail Instrument Sets |  | No | No | Yes | No | Yes | N. A.
I0507.0106 | I0507.0106.01 | EAZEE TIBIAL LOCKING EXTENSION, 45 DEGREES,MAIN BODY |  | I0507.0106 | 00 | 2003-01-12 | N. A. | N. A. | N. A. | N.A. | N. A. | N. A. | N. A. | N. A. | N. A. | PS/I0507.0106.01 | N. A. | N. A. | N. A. | N. A. | N. A. | I0507.0106 | N. A. | N. A. | N. A. | SEMIFINISHED GOODS | N. A. | N. A. | N. A. | N. A. | N. A. | N. A. |  | N. A. | N. A. | N. A. | N. A. | N. A. | N. A. | N. A. | N. A. | N. A. | N. A. | 0 | SUB COMPONENTS | 0 | ADDED NEW CODE NO AS PER EMAIL FROM PRATIK DTD 30DEC2018 ON 08JAN2019 | N | SUB COMPONENTS |  | No | No | N. A. | N. A. | N. A. | N. A.
I0507.0106 | I0507.0106.02 | EAZEE TIBIAL LOCKING EXTENSION, 45 DEGREES,ROD |  | I0507.0106 | 00 | 2003-01-12 | N. A. | N. A. | N. A. | N.A. | N. A. | N. A. | N. A. | N. A. | N. A. | PS/I0507.0106.02 | N. A. | N. A. | N. A. | N. A. | N. A. | I0507.0106 | N. A. | N. A. | N. A. | SEMIFINISHED GOODS | N. A. | N. A. | N. A. | N. A. | N. A. | N. A. |  | N. A. | N. A. | N. A. | N. A. | N. A. | N. A. | N. A. | N. A. | N. A. | N. A. | 0 | SUB COMPONENTS | 0 | ADDED NEW CODE NO AS PER EMAIL FROM PRATIK DTD 30DEC2018 ON 08JAN2019 | N | SUB COMPONENTS |  | No | No | N. A. | N. A. | N. A. | N. A.
I0507.0106 | I0507.0106.03 | EAZEE TIBIAL LOCKING EXTENSION, 45 DEGREES,PIN |  | I0507.0106 | 00 | 2003-01-12 | N. A. | N. A. | N. A. | N.A. | N. A. | N. A. | N. A. | N. A. | N. A. | PS/I0507.0106.03 | N. A. | N. A. | N. A. | N. A. | N. A. | I0507.0106 | N. A. | N. A. | N. A. | SEMIFINISHED GOODS | N. A. | N. A. | N. A. | N. A. | N. A. | N. A. |  | N. A. | N. A. | N. A. | N. A. | N. A. | N. A. | N. A. | N. A. | N. A. | N. A. | 0 | SUB COMPONENTS | 0 | ADDED NEW CODE NO AS PER EMAIL FROM PRATIK DTD 30DEC2018 ON 08JAN2019 | N | SUB COMPONENTS |  | No | No | N. A. | N. A. | N. A. | N. A.
I0507.0107 | I0507.0107 | EAZEE LOCKING BOLT FOR TIBIAL LOCKING EXTENSION |  | I0507.0107 | 00 | 2017-03-12 | N. A. | N. A. | N. A. | QPF/I0507.0107 | 00 | 2017-03-12 | N. A. | N. A. | N. A. | PS/I0507.0107 | N. A. | N. A. | N. A. | N. A. | N. A. | I0507.0107 | TF-IN | IU/5 | Class B | FINISHED GOODS | EAZEE™ | LOCKING BOLT | FOR TIBIAL LOCKING EXTENSION | 17 | No | Yes |  | No | N. A. | No | N. A. | No | Yes | No | No | M. L.: MFG/MD/2023/000312 |  | 1 | ADLER PRODUCTS\EAZEE INSTRUMENTS\EAZEE FEMUR / TIBIA INSTRUMENTS | 0 | CHANGED PRODUCT BRAND DETAILS, FAMILY NAME & SNN DESCRIPTION AS PER EMAIL FROM ASP DTD 04JUN2020 ON 06JUN2020 | N | Intramedullary Locking Nail Instrument Sets |  | No | No | Yes | No | Yes | N. A.
I0507.0108 | I0507.0108 | EAZEE DRIVER FOR JIG ASSEMBLY, FEMUR/TIBIA |  | I0507.0108 | #N/A | #N/A | N. A. | N. A. | N. A. | QPF/I0507.0108 | #N/A | #N/A | #N/A | #N/A | #N/A | PS/I0507.0108 | #N/A | #N/A | #N/A | #N/A | #N/A | I0507.0108 | TF-IN | IU/5 | Class B | FINISHED GOODS | EAZEE™ | DRIVER | FOR JIG ASSEMBLY, FEMUR/TIBIA | 17 | No | Yes |  | No | N. A. | No | N. A. | No | Yes | No | No | M. L.: MFG/MD/2023/000312 |  | 1 | ADLER PRODUCTS\EAZEE INSTRUMENTS\EAZEE FEMUR / TIBIA INSTRUMENTS | 0 | CHANGED PRODUCT BRAND DETAILS, FAMILY NAME & SNN DESCRIPTION AS PER EMAIL FROM ASP DTD 04JUN2020 ON 06JUN2020 | Y | Intramedullary Locking Nail Instrument Sets |  | No | No | Yes | No | Yes | N. A.
I0507.0109 | I0507.0109 | EAZEE NAIL LOCKING BOLT, FEMUR/TIBIA |  | I0507.0109 | 00 | 2004-01-12 | N. A. | N. A. | N. A. | QPF/I0507.0109 | 00 | 2004-01-17 | N. A. | N. A. | N. A. | PS/I0507.0109 | N. A. | N. A. | N. A. | N. A. | N. A. | I0507.0109 | TF-IN | IU/5 | Class B | FINISHED GOODS | EAZEE™ | NAIL LOCKING BOLT | FEMUR/TIBIA | 17 | No | Yes |  | No | N. A. | No | N. A. | No | Yes | No | No | M. L.: MFG/MD/2023/000312 |  | 1 | ADLER PRODUCTS\EAZEE INSTRUMENTS\EAZEE FEMUR / TIBIA INSTRUMENTS | 0 | CHANGED PRODUCT BRAND DETAILS, FAMILY NAME & SNN DESCRIPTION AS PER EMAIL FROM ASP DTD 04JUN2020 ON 06JUN2020 | Y | Intramedullary Locking Nail Instrument Sets |  | No | No | Yes | No | Yes | N. A.
I0507.0110 | I0507.0110 | ADLER SSA WASHER FOR NAIL LOCKING BOLT |  | I0507.0110 | 00 | 2004-01-12 | N. A. | N. A. | N. A. | QPF/I0507.0110 | 00 | 2003-01-12 | N. A. | N. A. | N. A. | PS/I0507.0110 | 00 | 2012-03-10 | N. A. | N. A. | N. A. | I0507.0110 | TF-IN | IU/5 | Class B | FINISHED GOODS | EAZEE™ | SSA WASHER | FOR NAIL LOCKING BOLT | 17 | No | Yes |  | No | N. A. | No | N. A. | No | Yes | No | No | M. L.: MFG/MD/2023/000312 |  | 1 | ADLER PRODUCTS\EAZEE INSTRUMENTS\EAZEE COMMON INSTRUMENTS | 0 | CHANGED DETAILS OF COLUMN M & N AGAINTS ECR E0130719 ON 18AUG2019 | N | Intramedullary Locking Nail Instrument Sets |  | No | No | Yes | No | Yes | N. A.
I0507.0111 | I0507.0111 | ATLAS SSA WASHER FOR JIG MAIN BODY |  | I0507.0111 | 00 | 2004-01-12 | N. A. | N. A. | N. A. | QPF/I0507.0111 | 00 | 2003-01-12 | N. A. | N. A. | N. A. | PS/I0507.0111 | 00 | 2018-05-04 | 2022-11-17 | 2019-11-17 | N. A. | I0507.0111 | TF-IN | IU/5 | Class B | FINISHED GOODS | ATLAS™ | SSA WASHER FOR | FOR JIG MAIN BODY | 17 | No | Yes |  | No | N. A. | No | N. A. | No | Yes | No | No | M. L.: MFG/MD/2023/000312 |  | 1 | SUSHRUT PRODUCTS\ATLAS NAILING SYSTEM\ATLAS INSTRUMENTS | 0 | CHANGED DETAILS OF COLUMN M & N AGAINTS ECR E0130719 ON 18AUG2019 | N | Intramedullary Locking Nail Instrument Sets |  | No | No | Yes | No | Yes | N. A.
I0507.02 | I0507.02 | ATLAS FEMUR JIG-CUM-NAIL IMPACTOR, COMPLETE CONSIST OF I0507.0201, 0202, 0203, 0204, 0207 |  | I0507.02 | #N/A | #N/A | N. A. | N. A. | N. A. | QPF/I0507.02 | #N/A | #N/A | #N/A | #N/A | #N/A | PS/I0507.02 | #N/A | #N/A | #N/A | #N/A | #N/A | I0507.02 | TF-IN | IU/5 | Class B | FINISHED GOODS | ATLAS™ | FEMUR JIG-CUM-NAIL IMPACTOR | COMPLETE CONSIST OF I0507.0201, 0202, 0203, 0204, 0207 | 17 | No | Yes |  | No | N. A. | No | N. A. | No | Yes | No | No | M. L.: MFG/MD/2023/000312 |  | 1 | SUSHRUT PRODUCTS\ATLAS NAILING SYSTEM\ATLAS INSTRUMENTS | 0 | CHANGED PRODUCT BRAND DETAILS, FAMILY NAME & SNN DESCRIPTION AS PER EMAIL FROM ASP DTD 04JUN2020 ON 06JUN2020 | Y | Intramedullary Locking Nail Instrument Sets |  | No | No | Yes | No | Yes | N. A.
I0507.0201 | I0507.0201 | ATLAS FEMUR JIG-CUM-NAIL IMPACTOR, MAIN BODY |  | I0507.0201 | 00 | 2019-08-09 | N. A. | N. A. | N. A. | QPF/I0507.0201 | 02 | 2013-12-21 | N. A. | N. A. | N. A. | PS/I0507.0201 | 01 | 2019-02-01 | 2022-12-01 | 2019-12-01 | N. A. | I0507.0201 | TF-IN | IU/5 | Class B | FINISHED GOODS | ATLAS™ | FEMUR JIG-CUM-NAIL IMPACTOR | MAIN BODY | 17 | No | Yes |  | No | N. A. | No | N. A. | No | Yes | No | No | M. L.: MFG/MD/2023/000312 |  | 1 | SUSHRUT PRODUCTS\ATLAS NAILING SYSTEM\ATLAS INSTRUMENTS | 0 | CHANGED DETAILS OF COLUMN M & N AGAINTS ECR E0130719 ON 18AUG2019 | N | Intramedullary Locking Nail Instrument Sets |  | No | No | Yes | No | Yes | N. A.
I0507.0201 | I0507.0201.01 | ATLAS FEMUR JIG-CUM-NAIL IMPACTOR, MAIN BODY,PIPE |  | I0507.0201.01 | 01 | 2019-08-09 | N. A. | N. A. | N. A. | N. A. | N. A. | N. A. | N. A. | N. A. | N. A. | PS/I0507.0201.01 | 00 | 2019-02-01 | N. A. | N. A. | N. A. | I0507.0201 | N. A. | N. A. | N. A. | SEMIFINISHED GOODS | N. A. | N. A. | N. A. | N. A. | N. A. | N. A. |  | N. A. | N. A. | N. A. | N. A. | N. A. | N. A. | N. A. | N. A. | N. A. | N. A. | N. A. | SUB COMPONENTS | 0 | CHANGED DRAWING NO,DESCRIPTION AS PER EMAIL FROM LINGAYAT DTD 28NOV2018 ON 29NOV2018 | N | INSTRUMENTS |  | No | No | N. A. | N. A. | N. A. | N. A.
I0507.0201 | I0507.0201.02 | ATLAS FEMUR JIG-CUM-NAIL IMPACTOR, MAIN BODY,SLEEVE |  | I0507.0201.02 | 03 | 2019-08-09 | N. A. | N. A. | N. A. | N. A. | N. A. | N. A. | N. A. | N. A. | N. A. | PS/I0507.0201.02 | 00 | 2019-02-01 | N. A. | N. A. | N. A. | I0507.0201 | N. A. | N. A. | N. A. | SEMIFINISHED GOODS | N. A. | N. A. | N. A. | N. A. | N. A. | N. A. |  | N. A. | N. A. | N. A. | N. A. | N. A. | N. A. | N. A. | N. A. | N. A. | N. A. | N. A. | SUB COMPONENTS | 0 | CHANGED DRAWING NO AS PER EMAIL FROM PRATIK DTD 01FEB2019 ON 01FEB2019 | N | INSTRUMENTS |  | No | No | N. A. | N. A. | N. A. | N. A.
I0507.0201 | I0507.0201.03 | ATLAS FEMUR JIG-CUM-NAIL IMPACTOR, MAIN BODY,BLOCK |  | I0507.0201.03 | 02 | 2019-08-09 | N. A. | N. A. | N. A. | N. A. | N. A. | N. A. | N. A. | N. A. | N. A. | PS/I0507.0201.03 | 00 | 2019-02-01 | N. A. | N. A. | N. A. | I0507.0201 | N. A. | N. A. | N. A. | SEMIFINISHED GOODS | N. A. | N. A. | N. A. | N. A. | N. A. | N. A. |  | N. A. | N. A. | N. A. | N. A. | N. A. | N. A. | N. A. | N. A. | N. A. | N. A. | N. A. | SUB COMPONENTS | 0 | CHANGED DRAWING NO AS PER EMAIL FROM LINGAYAT DTD 28NOV2018 ON 29NOV2018 | N | INSTRUMENTS |  | No | No | N. A. | N. A. | N. A. | N. A.
I0507.0202 | I0507.0202 | ATLAS DRIVER FOR JIG ASSEMBLY, FEMUR/TIBIA |  | I0507.0202 | 02 | 2019-08-09 | N. A. | N. A. | N. A. | QPF/I0507.0202 | 01 | 2014-10-17 | N. A. | N. A. | N. A. | PS/I0507.0202 | 00 | 2018-05-11 | 2022-11-17 | 2019-11-17 | N. A. | I0507.0202 | TF-IN | IU/5 | Class A | FINISHED GOODS | ATLAS™ | DRIVER FOR JIG ASSEMBLY | FEMUR/TIBIA (WITH SSA WASHER) | 17 | No | Yes |  | No | N. A. | No | N. A. | No | Yes | No | No | M. L.: MFG/MD/2022/63252 |  | 1 | SUSHRUT PRODUCTS\ATLAS NAILING SYSTEM\ATLAS INSTRUMENTS | 0 | VL number changed to ML number | N | Surgical Screw Driver |  | No | No | Yes | No | Yes | N. A.
I0507.0203 | I0507.0203 | ATLAS NAIL LOCKING BOLT, M8, FOR NAILS DIA. 8 TO 11 (WITH SSA WASHER) |  | I0507.0203 | 03 | 2014-07-02 | N. A. | N. A. | N. A. | QPF/I0507.0203 | 01 | 2019-02-12 | N. A. | N. A. | N. A. | PS/I0507.0203 | 01 | 2019-02-01 | 2022-12-01 | 2019-12-01 | N. A. | I0507.0203 | TF-IN | IU/5 | Class B | FINISHED GOODS | ATLAS™ | NAIL LOCKING BOLT | M8, FOR NAILS DIA. 8 TO 11 (WITH SSA WASHER) | 17 | No | Yes |  | No | N. A. | No | N. A. | No | Yes | No | No | M. L.: MFG/MD/2023/000312 |  | 1 | SUSHRUT PRODUCTS\ATLAS NAILING SYSTEM\ATLAS INSTRUMENTS | 0 | CHANGED DETAILS OF COLUMN M & N AGAINTS ECR E0130719 ON 18AUG2019 | N | Intramedullary Locking Nail Instrument Sets |  | No | No | Yes | No | Yes | N. A.
I0507.0204 | I0507.0204 | ATLAS NAIL LOCKING BOLT, M10, FOR NAILS DIA. 12 & 13 (WITH SSA WASHER) |  | I0507.0204 | 03 | 2014-07-02 | N. A. | N. A. | N. A. | QPF/I0507.0204 | 01 | 2019-02-12 | N. A. | N. A. | N. A. | PS/I0507.0204 | 01 | 2019-02-01 | 2022-11-28 | 2019-11-28 | N. A. | I0507.0204 | TF-IN | IU/5 | Class B | FINISHED GOODS | ATLAS™ | NAIL LOCKING BOLT | FOR NAILS DIA. 12 & 13 (WITH SSA WASHER) | 17 | No | Yes |  | No | N. A. | No | N. A. | No | Yes | No | No | M. L.: MFG/MD/2023/000312 |  | 1 | SUSHRUT PRODUCTS\ATLAS NAILING SYSTEM\ATLAS INSTRUMENTS | 0 | CHANGED DETAILS OF COLUMN M & N AGAINTS ECR E0130719 ON 18AUG2019 | N | Intramedullary Locking Nail Instrument Sets |  | No | No | Yes | No | Yes | N. A.
I0507.0207 | I0507.0207 | ATLAS TOMY BAR FOR DRIVER FOR JIG ASSEMBLY - I0507.0202 |  | I0507.0207 | 01 | 2019-08-09 | N. A. | N. A. | N. A. | QPF/I0507.0207 | 00 | 2020-08-20 | N. A. | N. A. | N. A. | PS/I0507.0207 | N. A. | N. A. | N. A. | N. A. | N. A. | I0507.0207 | TF-IN | IU/5 | Class A | FINISHED GOODS | ATLAS™ | TOMY BAR | FOR DRIVER FOR JIG ASSEMBLY - I0507.0202 | 17 | No | Yes |  | No | N. A. | No | N. A. | No | Yes | No | No | M. L.: MFG/MD/2022/63252 |  | 1 | SUSHRUT PRODUCTS\ATLAS NAILING SYSTEM\ATLAS INSTRUMENTS | 0 | VL number changed to ML number | N | Surgical Screw Driver |  | No | No | Yes | No | Yes | N. A.
I0507.0209 | I0507.0209 | ATLAS FEMUR JIG-CUM-NAIL IMPACTOR, MAIN BODY, WITH INCREASED ARM DISTANCE AND COMBINED OFFSET DRIVER |  | I0507.0209 | #N/A | #N/A | N. A. | N. A. | N. A. | QPF/I0507.0209 | #N/A | #N/A | #N/A | #N/A | #N/A | PS/I0507.0209 | #N/A | #N/A | #N/A | #N/A | #N/A | I0507.02 | TF-IN | IU/5 | Class B | FINISHED GOODS | ATLAS™ | FEMUR JIG-CUM-NAIL IMPACTOR | MAIN BODY, WITH INCREASED ARM DISTANCE AND COMBINED OFFSET DRIVER | 17 | No | Yes |  | No | N. A. | No | N. A. | No | Yes | No | No | M. L.: MFG/MD/2023/000312 |  | 1 | SUSHRUT PRODUCTS\ATLAS NAILING SYSTEM\ATLAS INSTRUMENTS | 0 | CHANGED PRODUCT BRAND DETAILS, FAMILY NAME & SNN DESCRIPTION AS PER EMAIL FROM ASP DTD 04JUN2020 ON 06JUN2020 | Y | Intramedullary Locking Nail Instrument Sets |  | No | No | Yes | No | Yes | N. A.
I0507.03 | I0507.03 | ATLAS TIBIA JIG-CUM-NAIL IMPACTOR, COMPLETE CONSIST OF I0507.0301, 0202, 0203, 0204, 0207 |  | I0507.03 | #N/A | #N/A | N. A. | N. A. | N. A. | QPF/I0507.03 | #N/A | #N/A | #N/A | #N/A | #N/A | PS/I0507.03 | #N/A | #N/A | #N/A | #N/A | #N/A | I0507.03 | TF-IN | IU/5 | Class B | FINISHED GOODS | ATLAS™ | TIBIA JIG-CUM-NAIL IMPACTOR | COMPLETE CONSIST OF I0507.0301, 0202, 0203, 0204, 0207 | 17 | No | Yes |  | No | N. A. | No | N. A. | No | Yes | No | No | M. L.: MFG/MD/2023/000312 |  | 1 | SUSHRUT PRODUCTS\ATLAS NAILING SYSTEM\ATLAS INSTRUMENTS | 0 | CHANGED PRODUCT BRAND DETAILS, FAMILY NAME & SNN DESCRIPTION AS PER EMAIL FROM ASP DTD 04JUN2020 ON 06JUN2020 | Y | Intramedullary Locking Nail Instrument Sets |  | No | No | Yes | No | Yes | N. A.
I0507.0301 | I0507.0301 | ATLAS TIBIAJIG-CUM-NAIL IMPACTOR, MAIN BODY |  | I0507.0301 | 00 | 2019-08-09 | N. A. | N. A. | N. A. | QPF/I0507.0301 | 02 | 2019-02-10 | N. A. | N. A. | N. A. | PS/I0507.0301 | 01 | 2019-02-01 | N. A. | N. A. | N. A. | I0507.0301 | TF-IN | IU/5 | Class B | FINISHED GOODS | ATLAS™ | TIBIAJIG-CUM-NAIL IMPACTOR | MAIN BODY | 17 | No | Yes |  | No | N. A. | No | N. A. | No | Yes | No | No | M. L.: MFG/MD/2023/000312 |  | 1 | SUSHRUT PRODUCTS\ATLAS NAILING SYSTEM\ATLAS INSTRUMENTS | 0 | CHANGED DETAILS OF COLUMN M & N AGAINTS ECR E0130719 ON 18AUG2019 | N | Intramedullary Locking Nail Instrument Sets |  | No | No | Yes | No | Yes | N. A.
I0507.0301 | I0507.0301.01 | ATLAS TIBIAJIG-CUM-NAIL IMPACTOR, MAIN BODY,PIPE |  | I0507.0301.01 | 01 | 2019-08-09 | N. A. | N. A. | N. A. | N. A. | N. A. | N. A. | N. A. | N. A. | N. A. | PS/I0507.0301.01 | 00 | 2019-08-08 | N. A. | N. A. | N. A. | I0507.0301 | N. A. | N. A. | N. A. | SEMIFINISHED GOODS | N. A. | N. A. | N. A. | N. A. | N. A. | N. A. |  | N. A. | N. A. | N. A. | N. A. | N. A. | N. A. | N. A. | N. A. | N. A. | N. A. | 1 | SUB COMPONENTS | 0 | ADDED NEW CODE NO AS PER EMAIL FROM LINGAYAT DTD28NOV2018 ON 29NOV2018. | N | SUB COMPONENTS |  | No | No | N. A. | N. A. | N. A. | N. A.
I0507.0301 | I0507.0301.02 | ATLAS TIBIAJIG-CUM-NAIL IMPACTOR, MAIN BODY,SLEEVE |  | I0507.0301.02 | #N/A | #N/A | N. A. | N. A. | N. A. | N. A. | #N/A | #N/A | #N/A | #N/A | #N/A | PS/I0507.0301.02 | #N/A | #N/A | #N/A | #N/A | #N/A | I0507.0301 | N. A. | N. A. | N. A. | SEMIFINISHED GOODS | N. A. | N. A. | N. A. | N. A. | N. A. | N. A. |  | N. A. | N. A. | N. A. | N. A. | N. A. | N. A. | N. A. | N. A. | N. A. | N. A. | 1 | SUB COMPONENTS | 0 | CHANGED STATUS TO INACTIVE 'Y' AS PER EMAIL FROM DINESH KHAKE DTD 09AUG2019 ON 12AUG2019 | Y | SUB COMPONENTS |  | No | No | N. A. | N. A. | N. A. | N. A.
I0507.0301 | I0507.0301.03 | ATLAS TIBIAJIG-CUM-NAIL IMPACTOR, MAIN BODY,BLOCK |  | I0507.0301/3 | 03 | 2019-08-09 | N. A. | N. A. | N. A. | QPF/I0507.0301 | 02 | 2019-02-10 | N. A. | N. A. | N. A. | PS/I0507.0301.03 | 00 | 2019-02-01 | N. A. | N. A. | N. A. | I0507.0301 | N. A. | N. A. | N. A. | SEMIFINISHED GOODS | N. A. | N. A. | N. A. | N. A. | N. A. | N. A. |  | N. A. | N. A. | N. A. | N. A. | N. A. | N. A. | N. A. | N. A. | N. A. | N. A. | 1 | SUB COMPONENTS | 0 | ADDED NEW CODE NO AS PER EMAIL FROM PRATIK DTD07NOV2018 ON 07NOV2018. | N | SUB COMPONENTS |  | No | No | N. A. | N. A. | N. A. | N. A.
I0507.06 | I0507.06 | ATLAS FEMUR JIG-CUM-NAIL IMPACTOR, COMPLETE WITH DISTAL LOCKING ARM CONSIST OF I0507.0601, 0602, 0202, 0203, 0204, 0207 |  | I0507.06 | N. A. | N. A. | N. A. | N. A. | N. A. | QPF/I0507.06 | N. A. | N. A. | N. A. | N. A. | N. A. | PS/I0507.06 | N. A. | N. A. | N. A. | N. A. | N. A. | I0507.06 | TF-IN | IU/5 | Class B | FINISHED GOODS | ATLAS™ | FEMUR JIG-CUM-NAIL IMPACTOR WITH DISTAL LOCKING ARM | COMPLETE CONSIST OF I0507.0601, 0602, 0202, 0203, 0204, 0207 | 17 | No | Yes |  | No | N. A. | No | N. A. | No | Yes | No | No | M. L.: MFG/MD/2023/000312 |  | 1 | SUSHRUT PRODUCTS\ATLAS NAILING SYSTEM\ATLAS INSTRUMENTS | 0 | CHANGED STATUS TO INACTIVE Y AS PER ECR E0030520 DTD 06FEB2020 | Y | Intramedullary Locking Nail Instrument Sets |  | No | No | Yes | No | Yes | N. A.
I0507.0601 | I0507.0601 | ATLAS FEMURJIG-CUM-NAIL IMPACTOR, MAIN BODY WITH DISTAL AIMING FACILITY |  | I0507.0601 | #N/A | #N/A | N. A. | N. A. | N. A. | QPF/I0507.0601 | #N/A | #N/A | #N/A | #N/A | #N/A | PS/I0507.0601 | #N/A | #N/A | #N/A | #N/A | #N/A | I0507.0601 | TF-IN | IU/5 | Class B | FINISHED GOODS | ATLAS™ | FEMUR JIG-CUM-NAIL IMPACTOR WITH DISTAL LOCKING ARM | MAIN BODY WITH DISTAL AIMING FACILITY | 17 | No | Yes |  | No | N. A. | No | N. A. | No | Yes | No | No | M. L.: MFG/MD/2023/000312 |  | 1 | SUSHRUT PRODUCTS\ATLAS NAILING SYSTEM\ATLAS INSTRUMENTS | 0 | CHANGED PRODUCT BRAND DETAILS, FAMILY NAME & SNN DESCRIPTION AS PER EMAIL FROM ASP DTD 04JUN2020 ON 06JUN2020 | Y | Intramedullary Locking Nail Instrument Sets |  | No | No | Yes | No | Yes | N. A.
I0507.0602 | I0507.0602 | ATLAS DISTAL LOCKING ARM FOR FEMUR NAILS |  | I0507.0602 | #N/A | #N/A | N. A. | N. A. | N. A. | QPF/I0507.0602 | #N/A | #N/A | #N/A | #N/A | #N/A | PS/I0507.0602 | #N/A | #N/A | #N/A | #N/A | #N/A | I0507.0602 | TF-IN | IU/5 | Class B | FINISHED GOODS | ATLAS™ | FEMUR JIG-CUM-NAIL IMPACTOR WITH DISTAL LOCKING ARM | DISTAL LOCKING ARM FOR FEMUR NAILS | 17 | No | Yes |  | No | N. A. | No | N. A. | No | Yes | No | No | M. L.: MFG/MD/2023/000312 |  | 1 | SUSHRUT PRODUCTS\ATLAS NAILING SYSTEM\ATLAS INSTRUMENTS | 0 | CHANGED PRODUCT BRAND DETAILS, FAMILY NAME & SNN DESCRIPTION AS PER EMAIL FROM ASP DTD 04JUN2020 ON 06JUN2020 | Y | Intramedullary Locking Nail Instrument Sets |  | No | No | Yes | No | Yes | N. A.
I0507.07 | I0507.07 | ATLAS TIBIA JIG-CUM-NAIL IMPACTOR, COMPLETE WITH DISTAL LOCKING ARM CONSIST OF I0507.0701, 0702, 0202, 0203, 0204, 0207 |  | I0507.07 | #N/A | #N/A | N. A. | N. A. | N. A. | QPF/I0507.07 | #N/A | #N/A | #N/A | #N/A | #N/A | PS/I0507.07 | #N/A | #N/A | #N/A | #N/A | #N/A | I0507.07 | TF-IN | IU/5 | Class B | FINISHED GOODS | ATLAS™ | TIBIA JIG-CUM-NAIL IMPACTOR, WITH DISTAL LOCKING ARM | COMPLETE CONSIST OF I0507.0701, 0702, 0202, 0203, 0204, 0207 | 17 | No | Yes |  | No | N. A. | No | N. A. | No | Yes | No | No | M. L.: MFG/MD/2023/000312 |  | 1 | SUSHRUT PRODUCTS\ATLAS NAILING SYSTEM\ATLAS INSTRUMENTS | 0 | CHANGED PRODUCT BRAND DETAILS, FAMILY NAME & SNN DESCRIPTION AS PER EMAIL FROM ASP DTD 04JUN2020 ON 06JUN2020 | Y | Intramedullary Locking Nail Instrument Sets |  | No | No | Yes | No | Yes | N. A.
I0507.0701 | I0507.0701 | ATLAS TIBIAJIG-CUM-NAIL IMPACTOR, MAIN BODY WITH DISTAL AIMING FACILITY |  | I0507.0701 | #N/A | #N/A | N. A. | N. A. | N. A. | QPF/I0507.0701 | #N/A | #N/A | #N/A | #N/A | #N/A | PS/I0507.0701 | #N/A | #N/A | #N/A | #N/A | #N/A | I0507.0701 | TF-IN | IU/5 | Class B | FINISHED GOODS | ATLAS™ | TIBIA JIG-CUM-NAIL IMPACTOR, WITH DISTAL LOCKING ARM | MAIN BODY WITH DISTAL AIMING FACILITY | 17 | No | Yes |  | No | N. A. | No | N. A. | No | Yes | No | No | M. L.: MFG/MD/2023/000312 |  | 1 | SUSHRUT PRODUCTS\ATLAS NAILING SYSTEM\ATLAS INSTRUMENTS | 0 | CHANGED PRODUCT BRAND DETAILS, FAMILY NAME & SNN DESCRIPTION AS PER EMAIL FROM ASP DTD 04JUN2020 ON 06JUN2020 | Y | Intramedullary Locking Nail Instrument Sets |  | No | No | Yes | No | Yes | N. A.
I0507.0702 | I0507.0702 | ATLAS DISTAL LOCKING ARM FOR TIBIA NAILS |  | I0507.0702 | #N/A | #N/A | N. A. | N. A. | N. A. | QPF/I0507.0702 | #N/A | #N/A | #N/A | #N/A | #N/A | PS/I0507.0702 | #N/A | #N/A | #N/A | #N/A | #N/A | I0507.0702 | TF-IN | IU/5 | Class B | FINISHED GOODS | ATLAS™ | TIBIA JIG-CUM-NAIL IMPACTOR, WITH DISTAL LOCKING ARM | DISTAL LOCKING ARM FOR TIBIA NAILS | 17 | No | Yes |  | No | N. A. | No | N. A. | No | Yes | No | No | M. L.: MFG/MD/2023/000312 |  | 1 | SUSHRUT PRODUCTS\ATLAS NAILING SYSTEM\ATLAS INSTRUMENTS | 0 | CHANGED PRODUCT BRAND DETAILS, FAMILY NAME & SNN DESCRIPTION AS PER EMAIL FROM ASP DTD 04JUN2020 ON 06JUN2020 | Y | Intramedullary Locking Nail Instrument Sets |  | No | No | Yes | No | Yes | N. A.
I0511.00 | I0511.00 | EAZEE EXTERNAL NAIL EXTRACTION DEVICE |  | I0511.00 | N. A. | N. A. | N. A. | N. A. | N. A. | QPF/I0511.00 | N. A. | N. A. | N. A. | N. A. | N. A. | PS/I0511.00 | N. A. | N. A. | N. A. | N. A. | N. A. | I0511.00 | TF-IN | IU/5 | Class B | FINISHED GOODS | EAZEE™ | EXTERNAL NAIL EXTRACTION DEVICE |  | 17 | No | Yes |  | No | N. A. | No | N. A. | No | Yes | No | No | M. L.: MFG/MD/2023/000312 |  | 1 | ADLER PRODUCTS\EAZEE INSTRUMENTS\EAZEE COMMON INSTRUMENTS | 0 | CHANGED STATUS TO INACTIVE Y AS PER ECR E0030520 & MAIL FROM PRATIK DTD 29APR2020 ON 24MAY2020 | Y | Intramedullary Locking Nail Instrument Sets |  | No | No | Yes | No | Yes | N. A.
I0512.00 | I0512.00 | EAZEE GUIDE BUSH |  | I0512.00 | 00 | 2016-12-16 | N. A. | N. A. | N. A. | QPF/I0512.00 | N. A. | N. A. | N. A. | N. A. | N. A. | PS/I0512.00 | N. A. | N. A. | N. A. | N. A. | N. A. | I0512.00 | TF-IN | IU/5 | Class B | FINISHED GOODS | EAZEE™ | GUIDE BUSH |  | 17 | No | Yes |  | No | N. A. | No | N. A. | No | Yes | No | No | M. L.: MFG/MD/2023/000312 |  | 1 | ADLER PRODUCTS\EAZEE INSTRUMENTS\EAZEE COMMON INSTRUMENTS | 0 | CHANGED STATUS TO INACTIVE Y AS PER ECR E0030520 & MAIL FROM PRATIK DTD 29APR2020 ON 24MAY2020 | Y | Intramedullary Locking Nail Instrument Sets |  | No | No | Yes | No | Yes | N. A.
I0513.00 | I0513.00 | EAZEE AIMING TROCAR (COLLIMATOR), RADIOLUCENT |  | I0513.00 | 00 | 2017-06-21 | N. A. | N. A. | N. A. | QPF/I0513.00 | N. A. | N. A. | N. A. | N. A. | N. A. | PS/I0513.00 | N. A. | N. A. | N. A. | N. A. | N. A. | I0513.00 | TF-IN | IU/5 | Class A | FINISHED GOODS | EAZEE™ | AIMING TROCAR (COLLIMATOR) | RADIOLUCENT | 17 | No | Yes |  | No | N. A. | No | N. A. | No | Yes | No | No | M. L.: MFG/MD/2022/63252 |  | 1 | ADLER PRODUCTS\EAZEE INSTRUMENTS\EAZEE COMMON INSTRUMENTS | 0 | VL number changed to ML number | Y | Surgical Punch/Bone Punch |  | No | No | Yes | No | Yes | N. A.
I0513.01 | I0513.01 | RADIOLUCENT AIMING TROCAR, ADLER |  | I0513.01 | 03 | 2020-01-28 | N. A. | N. A. | N. A. | QPF/I0513.01 | 00 | 2012-03-10 | N. A. | N. A. | N. A. | PS/I0513.01 | 00 | 2019-04-19 | N. A. | N. A. | N. A. | I0513.01 | TF-IN | IU/5 | Class A | FINISHED GOODS | ATLAS™ | RADIOLUCENT AIMING TROCAR |  | 17 | No | Yes |  | No | N. A. | No | N. A. | No | Yes | No | No | M. L.: MFG/MD/2022/63252 |  | 1 | SUSHRUT PRODUCTS\ATLAS NAILING SYSTEM\ATLAS INSTRUMENTS | 0 | VL number changed to ML number | N | Surgical Punch/Bone Punch |  | No | No | Yes | No | Yes | N. A.
I0513.01 | I0513.01.01 | RADIOLUCENT AIMING TROCAR, ADLER, TIP |  | I0513.01.01 | N. A. | N. A. | N. A. | N. A. | N. A. | N. A. | N. A. | N. A. | N. A. | N. A. | N. A. | PS/I0513.01.01 | 00 | 2019-04-19 | N. A. | N. A. | N. A. | I0513.01 | TF-IN | IU/5 | N. A. | SEMIFINISHED GOODS | N. A. | N. A. | N. A. | N. A. | N. A. | N. A. |  | N. A. | N. A. | N. A. | N. A. | N. A. | N. A. | N. A. | N. A. | N. A. | N. A. | 1 | SUB COMPONENTS |  | Added new Specification | N | INSTRUMENTS |  | No | No | N. A. | N. A. | N. A. | N. A.
I0513.01 | I0513.01.02 | RADIOLUCENT AIMING TROCAR, ADLER, ROD |  | I0513.01.02 | N. A. | N. A. | N. A. | N. A. | N. A. | N. A. | N. A. | N. A. | N. A. | N. A. | N. A. | PS/I0513.01.02 | 00 | 2019-04-19 | N. A. | N. A. | N. A. | I0513.01 | TF-IN | IU/5 | N. A. | SEMIFINISHED GOODS | N. A. | N. A. | N. A. | N. A. | N. A. | N. A. |  | N. A. | N. A. | N. A. | N. A. | N. A. | N. A. | N. A. | N. A. | N. A. | N. A. | 1 | SUB COMPONENTS |  | Added new Specification | N | INSTRUMENTS |  | No | No | N. A. | N. A. | N. A. | N. A.
I0513.01 | I0513.01.03 | RADIOLUCENT AIMING TROCAR, ADLER, METAL SLEEVE |  | I0513.01.03 | N. A. | N. A. | N. A. | N. A. | N. A. | N. A. | N. A. | N. A. | N. A. | N. A. | N. A. | PS/I0513.01.03 | 00 | 2019-04-19 | N. A. | N. A. | N. A. | I0513.01 | TF-IN | IU/5 | N. A. | SEMIFINISHED GOODS | N. A. | N. A. | N. A. | N. A. | N. A. | N. A. |  | N. A. | N. A. | N. A. | N. A. | N. A. | N. A. | N. A. | N. A. | N. A. | N. A. | 1 | SUB COMPONENTS |  | Added new Specification | N | INSTRUMENTS |  | No | No | N. A. | N. A. | N. A. | N. A.
I0513.01 | I0513.01.04 | RADIOLUCENT AIMING TROCAR, ADLER, END BUSH |  | I0513.01.04 | N. A. | N. A. | N. A. | N. A. | N. A. | N. A. | N. A. | N. A. | N. A. | N. A. | N. A. | PS/I0513.01.04 | 00 | 2019-04-19 | N. A. | N. A. | N. A. | I0513.01 | TF-IN | IU/5 | N. A. | SEMIFINISHED GOODS | N. A. | N. A. | N. A. | N. A. | N. A. | N. A. |  | N. A. | N. A. | N. A. | N. A. | N. A. | N. A. | N. A. | N. A. | N. A. | N. A. | 1 | SUB COMPONENTS |  | Added new Specification | N | INSTRUMENTS |  | No | No | N. A. | N. A. | N. A. | N. A.
I0514.01 | I0514.01 | EAZEE HOMING DEVICE (DISTAL FEMUR), COLOR BLACK |  | I0514.01 | N. A. | N. A. | N. A. | N. A. | N. A. | QPF/I0514.01 | 01 | 2000-07-30 | N. A. | N. A. | N. A. | PS/I0514.01 | N. A. | N. A. | N. A. | N. A. | N. A. | I0514.01 | TF-IN | IU/5 | Class B | FINISHED GOODS | EAZEE™ | HOMING DEVICE (DISTAL FEMUR) | COLOR BLACK | 17 | No | Yes |  | No | N. A. | No | N. A. | No | Yes | No | No | M. L.: MFG/MD/2023/000312 |  | 1 | ADLER PRODUCTS\EAZEE INSTRUMENTS\EAZEE COMMON INSTRUMENTS | 0 | CHANGED STATUS TO INACTIVE Y AS PER ECR E0051020 ON 21OCT2020 | Y | Intramedullary Locking Nail Instrument Sets |  | No | No | Yes | No | Yes | N. A.
I0514.02 | I0514.02 | EAZEE HOMING DEVICE (DISTAL TIBIA), COLOR BLUE |  | I0514.02 | N. A. | N. A. | N. A. | N. A. | N. A. | QPF/I0514.02 | N. A. | N. A. | N. A. | N. A. | N. A. | PS/I0514.02 | N. A. | N. A. | N. A. | N. A. | N. A. | I0514.02 | TF-IN | IU/5 | Class B | FINISHED GOODS | EAZEE™ | HOMING DEVICE (DISTAL TIBIA) | COLOR BLUE | 17 | No | Yes |  | No | N. A. | No | N. A. | No | Yes | No | No | M. L.: MFG/MD/2023/000312 |  | 1 | ADLER PRODUCTS\EAZEE INSTRUMENTS\EAZEE COMMON INSTRUMENTS | 0 | CHANGED STATUS TO INACTIVE Y AS PER ECR E0051020 ON 21OCT2020 | Y | Intramedullary Locking Nail Instrument Sets |  | No | No | Yes | No | Yes | N. A.
I0515.00 | I0515.00 | EAZEE DISTAL AIMING DEVICE WITH FIBRE HANDLE |  | I0515.00 | N. A. | N. A. | N. A. | N. A. | N. A. | QPF/I0515.00 | 01 | 2000-07-30 | N. A. | N. A. | N. A. | PS/I0515.00 | N. A. | N. A. | N. A. | N. A. | N. A. | I0515.00 | TF-IN | IU/5 | Class B | FINISHED GOODS | EAZEE™ | DISTAL AIMING DEVICE | WITH FIBRE HANDLE | 17 | No | Yes |  | No | N. A. | No | N. A. | No | Yes | No | No | M. L.: MFG/MD/2023/000312 |  | 1 | ADLER PRODUCTS\EAZEE INSTRUMENTS\EAZEE COMMON INSTRUMENTS | 0 | CHANGED PRODUCT BRAND DETAILS, FAMILY NAME & SNN DESCRIPTION AS PER EMAIL FROM ASP DTD 04JUN2020 ON 06JUN2020 | Y | Intramedullary Locking Nail Instrument Sets |  | No | No | Yes | No | Yes | N. A.
I0516.0001 | I0516.0001 | ASCN JIG CUM NAIL IMPACTOR MAIN BODY |  | I0516.0001 | N. A. | N. A. | N. A. | N. A. | N. A. | QPF/I0516.0001 | N. A. | N. A. | N. A. | N. A. | N. A. | PS/I0516.0001 | N. A. | N. A. | N. A. | N. A. | N. A. | I0516.0001 | TF-IN | IU/5 | Class B | FINISHED GOODS | ADLER™ | ASCN JIG CUM NAIL IMPACTOR MAIN BODY |  | 17 | No | Yes |  | No | N. A. | No | N. A. | No | Yes | No | No | M. L.: MFG/MD/2023/000312 |  | 1 | ADLER PRODUCTS\EAZEE INSTRUMENTS\EAZEE SUPRA INSTRUMENTS | 0 | CHANGED STATUS TO INACTIVE Y AS PER ECR E0030520 DTD 06FEB2020 | Y | Intramedullary Locking Nail Instrument Sets |  | No | No | Yes | No | Yes | N. A.
I0516.0002 | I0516.0002 | EAZEE GUIDE BAR, SUPRACONDYLAR |  | I0516.0002 | #N/A | #N/A | N. A. | N. A. | N. A. | QPF/I0516.0002 | #N/A | #N/A | #N/A | #N/A | #N/A | PS/I0516.0002 | #N/A | #N/A | #N/A | #N/A | #N/A | I0516.0002 | TF-IN | IU/5 | Class B | FINISHED GOODS | EAZEE™ | GUIDE BAR | SUPRACONDYLAR | 17 | No | Yes |  | No | N. A. | No | N. A. | No | Yes | No | No | M. L.: MFG/MD/2023/000312 |  | 1 | ADLER PRODUCTS\EAZEE INSTRUMENTS\EAZEE SUPRA INSTRUMENTS | 0 | CHANGED PRODUCT BRAND DETAILS, FAMILY NAME & SNN DESCRIPTION AS PER EMAIL FROM ASP DTD 04JUN2020 ON 06JUN2020 | Y | Intramedullary Locking Nail Instrument Sets |  | No | No | Yes | No | Yes | N. A.
I0516.0002 | I0516.0002.01 | EAZEE GUIDE BAR, SUPRACONDYLAR,GUIDE BAR |  | I0516.0002.01 | 01 | 2017-11-08 | N. A. | N. A. | N. A. | N.A. | N. A. | N. A. | N. A. | N. A. | N. A. | PS/I0516.0002.01 | N. A. | N. A. | N. A. | N. A. | N. A. | I0516.0002 | N. A. | N. A. | N. A. | SEMIFINISHED GOODS | N. A. | N. A. | N. A. | N. A. | N. A. | N. A. |  | N. A. | N. A. | N. A. | N. A. | N. A. | N. A. | N. A. | N. A. | N. A. | N. A. | 0 | SUB COMPONENTS | 0 | ADDED NEW CODE NO AS PER EMAIL FROM PRATIK DTD 30DEC2018 ON 08JAN2019 | N | SUB COMPONENTS |  | No | No | N. A. | N. A. | N. A. | N. A.
I0516.0002 | I0516.0002.02 | EAZEE GUIDE BAR, SUPRACONDYLAR,TAPPED INSERT |  | I0516.0002.02 | 01 | 2017-11-08 | N. A. | N. A. | N. A. | N.A. | N. A. | N. A. | N. A. | N. A. | N. A. | PS/I0516.0002.02 | N. A. | N. A. | N. A. | N. A. | N. A. | I0516.0002 | N. A. | N. A. | N. A. | SEMIFINISHED GOODS | N. A. | N. A. | N. A. | N. A. | N. A. | N. A. |  | N. A. | N. A. | N. A. | N. A. | N. A. | N. A. | N. A. | N. A. | N. A. | N. A. | 0 | SUB COMPONENTS | 0 | ADDED NEW CODE NO AS PER EMAIL FROM PRATIK DTD 30DEC2018 ON 08JAN2019 | N | SUB COMPONENTS |  | No | No | N. A. | N. A. | N. A. | N. A.
I0516.0002 | I0516.0002.03 | EAZEE GUIDE BAR, SUPRACONDYLAR,PIN |  | I0516.0002 | 01 | 2017-11-08 | N. A. | N. A. | N. A. | N.A. | N. A. | N. A. | N. A. | N. A. | N. A. | PS/I0516.0002.03 | N. A. | N. A. | N. A. | N. A. | N. A. | I0516.0002 | N. A. | N. A. | N. A. | SEMIFINISHED GOODS | N. A. | N. A. | N. A. | N. A. | N. A. | N. A. |  | N. A. | N. A. | N. A. | N. A. | N. A. | N. A. | N. A. | N. A. | N. A. | N. A. | 0 | SUB COMPONENTS | 0 | ADDED NEW CODE NO AS PER EMAIL FROM PRATIK DTD 30DEC2018 ON 08JAN2019 | N | SUB COMPONENTS |  | No | No | N. A. | N. A. | N. A. | N. A.
I0516.0003 | I0516.0003 | GUIDE BAR LOCKING BOLT |  | I0516.0003 | N. A. | N. A. | N. A. | N. A. | N. A. | QPF/I0516.0003 | N. A. | N. A. | N. A. | N. A. | N. A. | PS/I0516.0003 | N. A. | N. A. | N. A. | N. A. | N. A. | I0516.0003 | TF-IN | IU/5 | Class B | FINISHED GOODS | ADLER™ | GUIDE BAR LOCKING BOLT |  | 17 | No | Yes |  | No | N. A. | No | N. A. | No | Yes | No | No | M. L.: MFG/MD/2023/000312 |  | 1 | ADLER PRODUCTS\EAZEE INSTRUMENTS\EAZEE SUPRA INSTRUMENTS | 0 | CHANGED STATUS TO INACTIVE Y AS PER ECR E0030520 DTD 06FEB2020 | Y | Intramedullary Locking Nail Instrument Sets |  | No | No | Yes | No | Yes | N. A.
D0205.201 | D0205.201 | DRILL GUIDE & DRILL SLEEVE 2.0MM, ADLER |  | D0205.201 | #N/A | #N/A | N. A. | N. A. | N. A. | QPF/D0205.201 | #N/A | #N/A | #N/A | #N/A | #N/A | PS/D0205.201 | #N/A | #N/A | #N/A | #N/A | #N/A | D0205.201 | TF-IN | IU/5 | Class A | FINISHED GOODS | ADLER™ | DRILL GUIDE & DRILL SLEEVE 2.0MM |  | 17 | No | Yes |  | No | N. A. | No | N. A. | No | Yes | No | No | M. L.: MFG/MD/2022/63252 |  | 1 | ADLER PRODUCTS\ADLER GERMAN INSTRUMENTS\OTHER GERMAN INSTRUMENTS | 0 | VL number changed to ML number | Y | Sleeves and its attachment |  | No | No | Yes | No | Yes | N. A.
I0516.0005 | I0516.0005 | EAZEE DRIVER FOR JIG ASSEMBLY, SUPRACONDYLAR |  | I0516.0005 | #N/A | #N/A | N. A. | N. A. | N. A. | QPF/I0516.0005 | #N/A | #N/A | #N/A | #N/A | #N/A | PS/I0516.0005 | #N/A | #N/A | #N/A | #N/A | #N/A | I0516.0005 | TF-IN | IU/5 | Class A | FINISHED GOODS | EAZEE™ | DRIVER FOR JIG ASSEMBLY | SUPRACONDYLAR | 17 | No | Yes |  | No | N. A. | No | N. A. | No | Yes | No | No | M. L.: MFG/MD/2022/63252 |  | 1 | ADLER PRODUCTS\EAZEE INSTRUMENTS\EAZEE SUPRA INSTRUMENTS | 0 | VL number changed to ML number | Y | Surgical Screw Driver |  | No | No | Yes | No | Yes | N. A.
I0516.0006 | I0516.0006 | CENTRAL GUIDE ROD FOR NAIL IMPACTION |  | I0516.0006 | #N/A | #N/A | N. A. | N. A. | N. A. | QPF/I0516.0006 | #N/A | #N/A | #N/A | #N/A | #N/A | PS/I0516.0006 | #N/A | #N/A | #N/A | #N/A | #N/A | I0516.0006 | TF-IN | IU/5 | Class B | FINISHED GOODS | ADLER™ | CENTRAL GUIDE ROD FOR NAIL IMPACTION |  | 17 | No | Yes |  | No | N. A. | No | N. A. | No | Yes | No | No | M. L.: MFG/MD/2023/000312 |  | 1 | ADLER PRODUCTS\EAZEE INSTRUMENTS\EAZEE SUPRA INSTRUMENTS | 0 | CHANGED BRAND NAME, FAMILY GROUP, SNN DESCRIPTION AS PER EMAIL FROM ASP DTD 19JUN2020 ON 21JUN2020 | Y | Intramedullary Locking Nail Instrument Sets |  | No | No | Yes | No | Yes | N. A.
I0516.0007 | I0516.0007 | IMPACTION RAM |  | I0516.0007 | #N/A | #N/A | N. A. | N. A. | N. A. | QPF/I0516.0007 | #N/A | #N/A | #N/A | #N/A | #N/A | PS/I0516.0007 | #N/A | #N/A | #N/A | #N/A | #N/A | I0516.0007 | TF-IN | IU/5 | Class B | FINISHED GOODS | ADLER™ | IMPACTION RAM |  | 17 | No | Yes |  | No | N. A. | No | N. A. | No | Yes | No | No | M. L.: MFG/MD/2023/000312 |  | 1 | ADLER PRODUCTS\EAZEE INSTRUMENTS\EAZEE SUPRA INSTRUMENTS | 0 | CHANGED BRAND NAME, FAMILY GROUP, SNN DESCRIPTION AS PER EMAIL FROM ASP DTD 19JUN2020 ON 21JUN2020 | Y | Intramedullary Locking Nail Instrument Sets |  | No | No | Yes | No | Yes | N. A.
I0516.01 | I0516.01 | EAZEE SUPRACONDYLAR JIG-CUM-NAIL IMPACTOR, COMPLETE |  | I0516.01 | 00 | 2003-12-12 | N. A. | N. A. | N. A. | QPF/I0516.01 | N. A. | N. A. | N. A. | N. A. | N. A. | PS/I0516.01 | N. A. | N. A. | N. A. | N. A. | N. A. | I0516.01 | TF-IN | IU/5 | Class B | FINISHED GOODS | EAZEE™ | JIG-CUM-NAIL IMPACTOR | FOR SUPRACONDYLAR COMPLETE ASSEMBLY | 17 | No | Yes |  | No | N. A. | No | N. A. | No | Yes | No | No | M. L.: MFG/MD/2023/000312 |  | 1 | ADLER PRODUCTS\EAZEE INSTRUMENTS\EAZEE SUPRA INSTRUMENTS | 0 | CHANGED STATUS TO INACTIVE Y AS PER ECR E0051020 ON 21OCT2020 | Y | Intramedullary Locking Nail Instrument Sets |  | No | No | Yes | No | Yes | N. A.
I0516.0101 | I0516.0101 | EAZEE SUPRACONDYLAR JIG-CUM-NAIL IMPACTOR, MAIN BODY |  | I0516.0101 | #N/A | #N/A | N. A. | N. A. | N. A. | QPF/I0516.0101 | #N/A | #N/A | #N/A | #N/A | #N/A | PS/I0516.0101 | #N/A | #N/A | #N/A | #N/A | #N/A | I0516.0101 | TF-IN | IU/5 | Class B | FINISHED GOODS | EAZEE™ | JIG-CUM-NAIL IMPACTOR | FOR SUPRACONDYLAR MAIN BODY | 17 | No | Yes |  | No | N. A. | No | N. A. | No | Yes | No | No | M. L.: MFG/MD/2023/000312 |  | 1 | ADLER PRODUCTS\EAZEE INSTRUMENTS\EAZEE SUPRA INSTRUMENTS | 0 | CHANGED PRODUCT BRAND DETAILS, FAMILY NAME & SNN DESCRIPTION AS PER EMAIL FROM ASP DTD 04JUN2020 ON 06JUN2020 | Y | Intramedullary Locking Nail Instrument Sets |  | No | No | Yes | No | Yes | N. A.
I0516.0101 | I0516.0101.01 | EAZEE SUPRACONDYLAR JIG-CUM-NAIL IMPACTOR, MAIN BODY,NAIL HOLDING PART |  | I0516.0101/1 | 00 | 2003-12-12 | N. A. | N. A. | N. A. | N.A. | N. A. | N. A. | N. A. | N. A. | N. A. | PS/I0516.0101.01 | N. A. | N. A. | N. A. | N. A. | N. A. | I0516.0101 | N. A. | N. A. | N. A. | SEMIFINISHED GOODS | N. A. | N. A. | N. A. | N. A. | N. A. | N. A. |  | N. A. | N. A. | N. A. | N. A. | N. A. | N. A. | N. A. | N. A. | N. A. | N. A. | 0 | SUB COMPONENTS | 0 | ADDED NEW CODE NO AS PER EMAIL FROM PRATIK DTD 02FEB2019 ON 12FEB2019 | N | SUB COMPONENTS |  | No | No | N. A. | N. A. | N. A. | N. A.
I0516.0101 | I0516.0101.02 | EAZEE SUPRACONDYLAR JIG-CUM-NAIL IMPACTOR, MAIN BODY,VERTICAL RIB |  | I0516.0101/2 | N. A. | N. A. | N. A. | N. A. | N. A. | N.A. | N. A. | N. A. | N. A. | N. A. | N. A. | PS/I0516.0101.02 | N. A. | N. A. | N. A. | N. A. | N. A. | I0516.0101 | N. A. | N. A. | N. A. | SEMIFINISHED GOODS | N. A. | N. A. | N. A. | N. A. | N. A. | N. A. |  | N. A. | N. A. | N. A. | N. A. | N. A. | N. A. | N. A. | N. A. | N. A. | N. A. | 0 | SUB COMPONENTS | 0 | ADDED NEW CODE NO AS PER EMAIL FROM PRATIK DTD 02FEB2019 ON 12FEB2019 | N | SUB COMPONENTS |  | No | No | N. A. | N. A. | N. A. | N. A.
I0516.0101 | I0516.0101.03 | EAZEE SUPRACONDYLAR JIG-CUM-NAIL IMPACTOR, MAIN BODY,SLEEVE OF VERTICAL RIB |  | I0516.0101/3 | N. A. | N. A. | N. A. | N. A. | N. A. | N.A. | N. A. | N. A. | N. A. | N. A. | N. A. | PS/I0516.0101.03 | N. A. | N. A. | N. A. | N. A. | N. A. | I0516.0101 | N. A. | N. A. | N. A. | SEMIFINISHED GOODS | N. A. | N. A. | N. A. | N. A. | N. A. | N. A. |  | N. A. | N. A. | N. A. | N. A. | N. A. | N. A. | N. A. | N. A. | N. A. | N. A. | 0 | SUB COMPONENTS | 0 | ADDED NEW CODE NO AS PER EMAIL FROM PRATIK DTD 02FEB2019 ON 12FEB2019 | N | SUB COMPONENTS |  | No | No | N. A. | N. A. | N. A. | N. A.
I0516.0102 | I0516.0102 | EAZEE LOCKING BOLT FOR GUIDE BAR, SUPRACONDYLAR |  | I0516.0102 | #N/A | #N/A | N. A. | N. A. | N. A. | QPF/I0516.0102 | #N/A | #N/A | #N/A | #N/A | #N/A | PS/I0516.0102 | #N/A | #N/A | #N/A | #N/A | #N/A | I0516.0102 | TF-IN | IU/5 | Class B | FINISHED GOODS | EAZEE™ | LOCKING BOLT | FOR GUIDE BAR, SUPRACONDYLAR | 17 | No | Yes |  | No | N. A. | No | N. A. | No | Yes | No | No | M. L.: MFG/MD/2023/000312 |  | 1 | ADLER PRODUCTS\EAZEE INSTRUMENTS\EAZEE SUPRA INSTRUMENTS | 0 | CHANGED PRODUCT BRAND DETAILS, FAMILY NAME & SNN DESCRIPTION AS PER EMAIL FROM ASP DTD 04JUN2020 ON 06JUN2020 | Y | Intramedullary Locking Nail Instrument Sets |  | No | No | Yes | No | Yes | N. A.
I0516.0103 | I0516.0103 | EAZEE NAIL LOCKING BOLT, SUPRACONDYLAR |  | I0516.0103 | #N/A | #N/A | N. A. | N. A. | N. A. | QPF/I0516.0103 | #N/A | #N/A | #N/A | #N/A | #N/A | PS/I0516.0103 | #N/A | #N/A | #N/A | #N/A | #N/A | I0516.0103 | TF-IN | IU/5 | Class B | FINISHED GOODS | EAZEE™ | NAIL LOCKING BOLT | SUPRACONDYLAR | 17 | No | Yes |  | No | N. A. | No | N. A. | No | Yes | No | No | M. L.: MFG/MD/2023/000312 |  | 1 | ADLER PRODUCTS\EAZEE INSTRUMENTS\EAZEE SUPRA INSTRUMENTS | 0 | CHANGED PRODUCT BRAND DETAILS, FAMILY NAME & SNN DESCRIPTION AS PER EMAIL FROM ASP DTD 04JUN2020 ON 06JUN2020 | Y | Intramedullary Locking Nail Instrument Sets |  | No | No | Yes | No | Yes | N. A.
I0517.00 | I0517.00 | EAZEE STARTER AWL FOR INTERCONDYLAR NOTCH ENTRY POINT |  | I0517.00 | #N/A | #N/A | N. A. | N. A. | N. A. | QPF/I0517.00 | #N/A | #N/A | #N/A | #N/A | #N/A | PS/PUR005 | 00 | 2022-09-16 | #N/A | #N/A | #N/A | I0517.00 | TF-IN | IU/5 | Class B | FINISHED GOODS | EAZEE™ | STARTER AWL | INTERCONDYLAR NOTCH ENTRY POINT | 17 | No | Yes |  | No | N. A. | No | N. A. | No | Yes | No | No | M. L.: MFG/MD/2023/000312 |  | 1 | EAZEE PRODUCTS\INSTRUMENTS, EAZEE | 0 | CHANGED PRODUCT BRAND DETAILS, FAMILY NAME & SNN DESCRIPTION AS PER EMAIL FROM ASP DTD 04JUN2020 ON 06JUN2020 | Y | Intramedullary Locking Nail Instrument Sets |  | No | No | Yes | No | Yes | N. A.
D0205.20 | D0205.20 | DRILL GUIDE & DRILL SLEEVE 2.0MM, S`RUT |  | D0205.20 | 02 | 2015-05-26 | N. A. | N. A. | N. A. | QPF/D0205.20 | 00 | 2017-01-07 | N. A. | N. A. | N. A. | PS/D0205.20 | 00 | 2019-08-25 | N. A. | N. A. | N. A. | D0205.20 | TF-IN | IU/5 | Class A | FINISHED GOODS | SUSHRUT™ | DRILL GUIDE & DRILL SLEEVE | 2.0MM | 17 | No | Yes |  | No | N. A. | No | N. A. | No | Yes | No | No | M. L.: MFG/MD/2022/63252 |  | 1 | SUSHRUT PRODUCTS\INTERNATIONAL INSTRUMENTS\PLATING INSTRUMENTS | 0 | VL number changed to ML number | N | Sleeves and its attachment |  | No | No | Yes | No | Yes | N. A.
I0518.0001 | I0518.0001 | EAZEE TROCAR SHORT, DIA. 3.5MM |  | I0518.0001 | #N/A | #N/A | N. A. | N. A. | N. A. | QPF/I0518.0001 | #N/A | #N/A | #N/A | #N/A | #N/A | PS/I0518.0001 | #N/A | #N/A | #N/A | #N/A | #N/A | I0518.0001 | TF-IN | IU/5 | Class A | FINISHED GOODS | EAZEE™ | TROCAR | SHORT, DIA. 3.5MM | 17 | No | Yes |  | No | N. A. | No | N. A. | No | Yes | No | No | M. L.: MFG/MD/2022/63252 |  | 1 | ADLER PRODUCTS\EAZEE INSTRUMENTS\EAZEE SUPRA INSTRUMENTS | 0 | VL number changed to ML number | Y | Surgical Punch/Bone Punch |  | No | No | Yes | No | Yes | N. A.
I0518.0001 | I0518.0001.01 | EAZEE TROCAR SHORT, DIA. 3.5MM,SHAFT |  | I0518.0001 | N. A. | N. A. | N. A. | N. A. | N. A. | N.A. | N. A. | N. A. | N. A. | N. A. | N. A. | PS/I0518.0001.01 | N. A. | N. A. | N. A. | N. A. | N. A. | I0518.0001 | N. A. | N. A. | N. A. | SEMIFINISHED GOODS | N. A. | N. A. | N. A. | N. A. | N. A. | N. A. |  | N. A. | N. A. | N. A. | N. A. | N. A. | N. A. | N. A. | N. A. | N. A. | N. A. | 0 | SUB COMPONENTS | 0 | ADDED NEW CODE NO AS PER EMAIL FROM PRATIK DTD 30DEC2018 ON 08JAN2019 | N | SUB COMPONENTS |  | No | No | N. A. | N. A. | N. A. | N. A.
I0518.0001 | I0518.0001.02 | EAZEE TROCAR SHORT, DIA. 3.5MM,END BUSH |  | I0518.0001 | N. A. | N. A. | N. A. | N. A. | N. A. | N.A. | N. A. | N. A. | N. A. | N. A. | N. A. | PS/I0518.0001.02 | N. A. | N. A. | N. A. | N. A. | N. A. | I0518.0001 | N. A. | N. A. | N. A. | SEMIFINISHED GOODS | N. A. | N. A. | N. A. | N. A. | N. A. | N. A. |  | N. A. | N. A. | N. A. | N. A. | N. A. | N. A. | N. A. | N. A. | N. A. | N. A. | 0 | SUB COMPONENTS | 0 | ADDED NEW CODE NO AS PER EMAIL FROM PRATIK DTD 30DEC2018 ON 08JAN2019 | N | SUB COMPONENTS |  | No | No | N. A. | N. A. | N. A. | N. A.
D0215.3525 | D0215.3525 | DOUBLE DRILL SLEEVE 3.5MM/2.5MM |  | D0215.3525 | 00 | 2003-08-10 | N. A. | N. A. | N. A. | QPF/D0215.3525 | 00 | 2003-08-10 | N. A. | N. A. | N. A. | PS/D0215.3525 | 00 | 2009-11-12 | N. A. | N. A. | N. A. | D0215.3525 | TF-IN | IU/5 | Class A | FINISHED GOODS | SUSHRUT™ | DOUBLE DRILL SLEEVE | 3.5MM/2.5MM | 17 | No | Yes |  | No | N. A. | No | N. A. | No | Yes | No | No | M. L.: MFG/MD/2022/63252 |  | 1 | SUSHRUT PRODUCTS\INTERNATIONAL INSTRUMENTS\PLATING INSTRUMENTS | 0.03 | VL number changed to ML number | N | Sleeves and its attachment |  | No | No | Yes | No | Yes | N. A.
I0518.0002 | I0518.0002.01 | EAZEE INNER SLEEVE SHORT, DIA. 5.5MM X 3.5MM,SHAFT |  | I0518.0002 | N. A. | N. A. | N. A. | N. A. | N. A. | N.A. | N. A. | N. A. | N. A. | N. A. | N. A. | PS/I0518.0002.01 | N. A. | N. A. | N. A. | N. A. | N. A. | I0518.0002 | N. A. | N. A. | N. A. | SEMIFINISHED GOODS | N. A. | N. A. | N. A. | N. A. | N. A. | N. A. |  | N. A. | N. A. | N. A. | N. A. | N. A. | N. A. | N. A. | N. A. | N. A. | N. A. | 0 | SUB COMPONENTS | 0 | ADDED NEW CODE NO AS PER EMAIL FROM PRATIK DTD 30DEC2018 ON 08JAN2019 | N | SUB COMPONENTS |  | No | No | N. A. | N. A. | N. A. | N. A.
I0518.0002 | I0518.0002.02 | EAZEE INNER SLEEVE SHORT, DIA. 5.5MM X 3.5MM,END BUSH |  | I0518.0002 | N. A. | N. A. | N. A. | N. A. | N. A. | N.A. | N. A. | N. A. | N. A. | N. A. | N. A. | PS/I0518.0002.02 | N. A. | N. A. | N. A. | N. A. | N. A. | I0518.0002 | N. A. | N. A. | N. A. | SEMIFINISHED GOODS | N. A. | N. A. | N. A. | N. A. | N. A. | N. A. |  | N. A. | N. A. | N. A. | N. A. | N. A. | N. A. | N. A. | N. A. | N. A. | N. A. | 0 | SUB COMPONENTS | 0 | ADDED NEW CODE NO AS PER EMAIL FROM PRATIK DTD 30DEC2018 ON 08JAN2019 | N | SUB COMPONENTS |  | No | No | N. A. | N. A. | N. A. | N. A.
I0518.0002 | I0518.0002.03 | EAZEE INNER SLEEVE SHORT, DIA. 5.5MM X 3.5MM,BUSH |  | I0518.0002 | N. A. | N. A. | N. A. | N. A. | N. A. | N.A. | N. A. | N. A. | N. A. | N. A. | N. A. | PS/I0518.0002.03 | N. A. | N. A. | N. A. | N. A. | N. A. | I0518.0002 | N. A. | N. A. | N. A. | SEMIFINISHED GOODS | N. A. | N. A. | N. A. | N. A. | N. A. | N. A. |  | N. A. | N. A. | N. A. | N. A. | N. A. | N. A. | N. A. | N. A. | N. A. | N. A. | 0 | SUB COMPONENTS | 0 | ADDED NEW CODE NO AS PER EMAIL FROM PRATIK DTD 30DEC2018 ON 08JAN2019 | N | SUB COMPONENTS |  | No | No | N. A. | N. A. | N. A. | N. A.
D0215.4532 | D0215.4532 | DOUBLE DRILL SLEEVE 4.5MM/3.2MM |  | D0215.4532 | 00 | 2009-09-25 | N. A. | N. A. | N. A. | QPF/D0215.4532 | 00 | 2009-11-14 | N. A. | N. A. | N. A. | PS/D0215.4532 | 00 | 2009-11-12 | N. A. | N. A. | N. A. | D0215.4532 | TF-IN | IU/5 | Class A | FINISHED GOODS | SUSHRUT™ | DOUBLE DRILL SLEEVE | 4.5MM/3.2MM | 17 | No | Yes |  | No | N. A. | No | N. A. | No | Yes | No | No | M. L.: MFG/MD/2022/63252 |  | 1 | SUSHRUT PRODUCTS\INTERNATIONAL INSTRUMENTS\PLATING INSTRUMENTS | 0.05 | VL number changed to ML number | N | Sleeves and its attachment |  | No | No | Yes | No | Yes | N. A.
I0518.0003 | I0518.0003.01 | EAZEE OUTER SLEEVE SHORT, DIA. 9.0MM X 5.5MM,SHAFT |  | I0518.0003 | N. A. | N. A. | N. A. | N. A. | N. A. | N.A. | N. A. | N. A. | N. A. | N. A. | N. A. | PS/I0518.0003.01 | N. A. | N. A. | N. A. | N. A. | N. A. | I0518.0003 | N. A. | N. A. | N. A. | SEMIFINISHED GOODS | N. A. | N. A. | N. A. | N. A. | N. A. | N. A. |  | N. A. | N. A. | N. A. | N. A. | N. A. | N. A. | N. A. | N. A. | N. A. | N. A. | 0 | SUB COMPONENTS | 0 | ADDED NEW CODE NO AS PER EMAIL FROM PRATIK DTD 30DEC2018 ON 08JAN2019 | N | SUB COMPONENTS |  | No | No | N. A. | N. A. | N. A. | N. A.
I0518.0003 | I0518.0003.02 | EAZEE OUTER SLEEVE SHORT, DIA. 9.0MM X 5.5MM,END BUSH |  | I0518.0003 | N. A. | N. A. | N. A. | N. A. | N. A. | N.A. | N. A. | N. A. | N. A. | N. A. | N. A. | PS/I0518.0003.02 | N. A. | N. A. | N. A. | N. A. | N. A. | I0518.0003 | N. A. | N. A. | N. A. | SEMIFINISHED GOODS | N. A. | N. A. | N. A. | N. A. | N. A. | N. A. |  | N. A. | N. A. | N. A. | N. A. | N. A. | N. A. | N. A. | N. A. | N. A. | N. A. | 0 | SUB COMPONENTS | 0 | ADDED NEW CODE NO AS PER EMAIL FROM PRATIK DTD 30DEC2018 ON 08JAN2019 | N | SUB COMPONENTS |  | No | No | N. A. | N. A. | N. A. | N. A.
D0215.6532 | D0215.6532 | DOUBLE DRILL SLEEVE 6.5MM / 3.2MM, S`RUT |  | D0215.6532 | 00 | 2009-09-25 | N. A. | N. A. | N. A. | QPF/D0215.6532 | 00 | 2009-11-14 | N. A. | N. A. | N. A. | PS/D0215.6532 | 00 | 2009-11-12 | N. A. | N. A. | N. A. | D0215.6532 | TF-IN | IU/5 | Class A | FINISHED GOODS | SUSHRUT™ | DOUBLE DRILL SLEEVE | 6.5MM / 3.2MM | 17 | No | Yes |  | No | N. A. | No | N. A. | No | Yes | No | No | M. L.: MFG/MD/2022/63252 |  | 1 | SUSHRUT PRODUCTS\INTERNATIONAL INSTRUMENTS\PLATING INSTRUMENTS | 0.06 | VL number changed to ML number | N | Sleeves and its attachment |  | No | No | Yes | No | Yes | N. A.
I0519.0001 | I0519.0001 | EAZEE TROCAR LONG, DIA. 3.5MM |  | I0519.0001 | #N/A | #N/A | N. A. | N. A. | N. A. | QPF/I0519.0001 | #N/A | #N/A | #N/A | #N/A | #N/A | PS/I0519.0001 | #N/A | #N/A | #N/A | #N/A | #N/A | I0519.0001 | TF-IN | IU/5 | Class A | FINISHED GOODS | EAZEE™ | TROCAR | LONG, DIA. 3.5MM | 17 | No | Yes |  | No | N. A. | No | N. A. | No | Yes | No | No | M. L.: MFG/MD/2022/63252 |  | 1 | ADLER PRODUCTS\EAZEE INSTRUMENTS\EAZEE SUPRA INSTRUMENTS | 0 | VL number changed to ML number | Y | Surgical Punch/Bone Punch |  | No | No | Yes | No | Yes | N. A.
I0519.0001 | I0519.0001.01 | EAZEE TROCAR LONG, DIA. 3.5MM,SHAFT |  | I0519.0001 | N. A. | N. A. | N. A. | N. A. | N. A. | N.A. | N. A. | N. A. | N. A. | N. A. | N. A. | PS/I0519.0001.01 | N. A. | N. A. | N. A. | N. A. | N. A. | I0519.0001 | N. A. | N. A. | N. A. | SEMIFINISHED GOODS | N. A. | N. A. | N. A. | N. A. | N. A. | N. A. |  | N. A. | N. A. | N. A. | N. A. | N. A. | N. A. | N. A. | N. A. | N. A. | N. A. | 0 | SUB COMPONENTS | 0 | ADDED NEW CODE NO AS PER EMAIL FROM PRATIK DTD 30DEC2018 ON 08JAN2019 | N | SUB COMPONENTS |  | No | No | N. A. | N. A. | N. A. | N. A.
I0519.0001 | I0519.0001.02 | EAZEE TROCAR LONG, DIA. 3.5MM,END BUSH |  | I0519.0001 | N. A. | N. A. | N. A. | N. A. | N. A. | N.A. | N. A. | N. A. | N. A. | N. A. | N. A. | PS/I0519.0001.02 | N. A. | N. A. | N. A. | N. A. | N. A. | I0519.0001 | N. A. | N. A. | N. A. | SEMIFINISHED GOODS | N. A. | N. A. | N. A. | N. A. | N. A. | N. A. |  | N. A. | N. A. | N. A. | N. A. | N. A. | N. A. | N. A. | N. A. | N. A. | N. A. | 0 | SUB COMPONENTS | 0 | ADDED NEW CODE NO AS PER EMAIL FROM PRATIK DTD 30DEC2018 ON 08JAN2019 | N | SUB COMPONENTS |  | No | No | N. A. | N. A. | N. A. | N. A.
D0227.1511 | D0227.1511 | DOUBLE DRILL SLEEVE 1.5MM / 1.1MM, ADLER |  | D0227.1511 | N. A. | N. A. | N. A. | N. A. | N. A. | QPF/D0227.1511 | 00 | 2017-03-30 | N. A. | N. A. | N. A. | PS/D0227.1511 | N. A. | N. A. | N. A. | N. A. | N. A. | D0227.1511 | TF-IN | IU/5 | Class A | FINISHED GOODS | ADLER™ | DOUBLE DRILL SLEEVE | 1.5MM / 1.1MM, ADLER | 17 | No | Yes |  | No | N. A. | No | N. A. | No | Yes | No | No | M. L.: MFG/MD/2022/63252 |  | 1 | ADLER PRODUCTS\ADLER GERMAN INSTRUMENTS\MINI FRAGMENT SET | 0 | VL number changed to ML number | N | Sleeves and its attachment |  | No | No | Yes | No | Yes | N. A.
I0519.0002 | I0519.0002.01 | EAZEE INNER SLEEVE LONG, DIA. 5.5MM X 3.5MM,SHAFT |  | I0519.0002 | N. A. | N. A. | N. A. | N. A. | N. A. | N.A. | N. A. | N. A. | N. A. | N. A. | N. A. | PS/I0519.0002.01 | N. A. | N. A. | N. A. | N. A. | N. A. | I0519.0002 | N. A. | N. A. | N. A. | SEMIFINISHED GOODS | N. A. | N. A. | N. A. | N. A. | N. A. | N. A. |  | N. A. | N. A. | N. A. | N. A. | N. A. | N. A. | N. A. | N. A. | N. A. | N. A. | 0 | SUB COMPONENTS | 0 | ADDED NEW CODE NO AS PER EMAIL FROM PRATIK DTD 30DEC2018 ON 08JAN2019 | N | SUB COMPONENTS |  | No | No | N. A. | N. A. | N. A. | N. A.
I0519.0002 | I0519.0002.02 | EAZEE INNER SLEEVE LONG, DIA. 5.5MM X 3.5MM,END BUSH |  | I0519.0002 | N. A. | N. A. | N. A. | N. A. | N. A. | N.A. | N. A. | N. A. | N. A. | N. A. | N. A. | PS/I0519.0002.02 | N. A. | N. A. | N. A. | N. A. | N. A. | I0519.0002 | N. A. | N. A. | N. A. | SEMIFINISHED GOODS | N. A. | N. A. | N. A. | N. A. | N. A. | N. A. |  | N. A. | N. A. | N. A. | N. A. | N. A. | N. A. | N. A. | N. A. | N. A. | N. A. | 0 | SUB COMPONENTS | 0 | ADDED NEW CODE NO AS PER EMAIL FROM PRATIK DTD 30DEC2018 ON 08JAN2019 | N | SUB COMPONENTS |  | No | No | N. A. | N. A. | N. A. | N. A.
I0519.0002 | I0519.0002.03 | EAZEE INNER SLEEVE LONG, DIA. 5.5MM X 3.5MM,SHAFT,BUSH |  | I0519.0002 | N. A. | N. A. | N. A. | N. A. | N. A. | N.A. | N. A. | N. A. | N. A. | N. A. | N. A. | PS/I0519.0002.03 | N. A. | N. A. | N. A. | N. A. | N. A. | I0519.0002 | N. A. | N. A. | N. A. | SEMIFINISHED GOODS | N. A. | N. A. | N. A. | N. A. | N. A. | N. A. |  | N. A. | N. A. | N. A. | N. A. | N. A. | N. A. | N. A. | N. A. | N. A. | N. A. | 0 | SUB COMPONENTS | 0 | ADDED NEW CODE NO AS PER EMAIL FROM PRATIK DTD 30DEC2018 ON 08JAN2019 | N | SUB COMPONENTS |  | No | No | N. A. | N. A. | N. A. | N. A.
D0227.2015 | D0227.2015 | DOUBLE DRILL SLEEVE 2.0MM / 1.5MM, ADLER |  | D0227.2015 | N. A. | N. A. | N. A. | N. A. | N. A. | QPF/D0227.2015 | 00 | 2017-03-30 | N. A. | N. A. | N. A. | PS/D0227.2015 | N. A. | N. A. | N. A. | N. A. | N. A. | D0227.2015 | TF-IN | IU/5 | Class A | FINISHED GOODS | ADLER™ | DOUBLE DRILL SLEEVE | 2.0MM / 1.5MM, ADLER | 17 | No | Yes |  | No | N. A. | No | N. A. | No | Yes | No | No | M. L.: MFG/MD/2022/63252 |  | 1 | ADLER PRODUCTS\ADLER GERMAN INSTRUMENTS\MINI FRAGMENT SET | 0 | VL number changed to ML number | N | Sleeves and its attachment |  | No | No | Yes | No | Yes | N. A.
I0519.0003 | I0519.0003.01 | EAZEE OUTER SLEEVE LONG, DIA. 9.0MM X 5.5MM,SHAFT |  | I0519.0003 | N. A. | N. A. | N. A. | N. A. | N. A. | N.A. | N. A. | N. A. | N. A. | N. A. | N. A. | PS/I0519.0003.01 | N. A. | N. A. | N. A. | N. A. | N. A. | I0519.0003 | N. A. | N. A. | N. A. | SEMIFINISHED GOODS | N. A. | N. A. | N. A. | N. A. | N. A. | N. A. |  | N. A. | N. A. | N. A. | N. A. | N. A. | N. A. | N. A. | N. A. | N. A. | N. A. | 0 | SUB COMPONENTS | 0 | ADDED NEW CODE NO AS PER EMAIL FROM PRATIK DTD 30DEC2018 ON 08JAN2019 | N | SUB COMPONENTS |  | No | No | N. A. | N. A. | N. A. | N. A.
I0519.0003 | I0519.0003.02 | EAZEE OUTER SLEEVE LONG, DIA. 9.0MM X 5.5MM,END BUSH |  | I0519.0003 | N. A. | N. A. | N. A. | N. A. | N. A. | N.A. | N. A. | N. A. | N. A. | N. A. | N. A. | PS/I0519.0003.02 | N. A. | N. A. | N. A. | N. A. | N. A. | I0519.0003 | N. A. | N. A. | N. A. | SEMIFINISHED GOODS | N. A. | N. A. | N. A. | N. A. | N. A. | N. A. |  | N. A. | N. A. | N. A. | N. A. | N. A. | N. A. | N. A. | N. A. | N. A. | N. A. | 0 | SUB COMPONENTS | 0 | ADDED NEW CODE NO AS PER EMAIL FROM PRATIK DTD 30DEC2018 ON 08JAN2019 | N | SUB COMPONENTS |  | No | No | N. A. | N. A. | N. A. | N. A.
I0520.00 | I0520.00 | EAZEE NAIL IMPACTION/EXTRACTION ASSEMBLY (CANNULATED), COMPLETE |  | I0520.00 | N. A. | N. A. | N. A. | N. A. | N. A. | QPF/I0520.00 | N. A. | N. A. | N. A. | N. A. | N. A. | PS/I0520.00 | N. A. | N. A. | N. A. | N. A. | N. A. | I0520.00 | TF-IN | IU/5 | Class B | FINISHED GOODS | EAZEE™ | NAIL IMPACTOR / EXTRACTOR | COMPLETE ASSEMBLY, CANNULATED | 17 | No | Yes |  | No | N. A. | No | N. A. | No | Yes | No | No | M. L.: MFG/MD/2023/000312 |  | 1 | ADLER PRODUCTS\EAZEE INSTRUMENTS\EAZEE SUPRA INSTRUMENTS | 0 | CHANGED STATUS TO INACTIVE Y AS PER ECR E0051020 ON 21OCT2020 | Y | Intramedullary Locking Nail Instrument Sets |  | No | No | Yes | No | Yes | N. A.
I0520.0001 | I0520.0001 | EAZEE CANNULATED CENTRAL GUIDE ROD FOR NAIL IMPACTION / EXTRACTION |  | I0520.0001 | #N/A | #N/A | N. A. | N. A. | N. A. | QPF/I0520.0001 | #N/A | #N/A | #N/A | #N/A | #N/A | PS/I0520.0001 | #N/A | #N/A | #N/A | #N/A | #N/A | I0520.0001 | TF-IN | IU/5 | Class B | FINISHED GOODS | EAZEE™ | CENTRAL GUIDE ROD | FOR NAIL IMPACTION / EXTRACTION | 17 | No | Yes |  | No | N. A. | No | N. A. | No | Yes | No | No | M. L.: MFG/MD/2023/000312 |  | 1 | ADLER PRODUCTS\EAZEE INSTRUMENTS\EAZEE COMMON INSTRUMENTS | 0 | CHANGED PRODUCT BRAND DETAILS, FAMILY NAME & SNN DESCRIPTION AS PER EMAIL FROM ASP DTD 04JUN2020 ON 06JUN2020 | Y | Intramedullary Locking Nail Instrument Sets |  | No | No | Yes | No | Yes | N. A.
I0520.0001 | I0520.0001.01 | EAZEE CANNULATED CENTRAL GUIDE ROD FOR NAIL IMPACTION / EXTRACTION,BODY |  | I0520.0001 | 02 | 2013-02-03 | N. A. | N. A. | N. A. | N.A. | N. A. | N. A. | N. A. | N. A. | N. A. | PS/I0520.0001.01 | N. A. | N. A. | N. A. | N. A. | N. A. | I0520.0001 | N. A. | N. A. | N. A. | SEMIFINISHED GOODS | N. A. | N. A. | N. A. | N. A. | N. A. | N. A. |  | N. A. | N. A. | N. A. | N. A. | N. A. | N. A. | N. A. | N. A. | N. A. | N. A. | 0 | SUB COMPONENTS | 0 | ADDED NEW CODE NO AS PER EMAIL FROM PRATIK DTD 30DEC2018 ON 08JAN2019 | N | SUB COMPONENTS |  | No | No | N. A. | N. A. | N. A. | N. A.
I0520.0001 | I0520.0001.02 | EAZEE CANNULATED CENTRAL GUIDE ROD FOR NAIL IMPACTION / EXTRACTION,HANDLE 1 |  | I0520.0001 | 02 | 2013-02-03 | N. A. | N. A. | N. A. | N.A. | N. A. | N. A. | N. A. | N. A. | N. A. | PS/I0520.0001.02 | N. A. | N. A. | N. A. | N. A. | N. A. | I0520.0001 | N. A. | N. A. | N. A. | SEMIFINISHED GOODS | N. A. | N. A. | N. A. | N. A. | N. A. | N. A. |  | N. A. | N. A. | N. A. | N. A. | N. A. | N. A. | N. A. | N. A. | N. A. | N. A. | 0 | SUB COMPONENTS | 0 | ADDED NEW CODE NO AS PER EMAIL FROM PRATIK DTD 30DEC2018 ON 08JAN2019 | N | SUB COMPONENTS |  | No | No | N. A. | N. A. | N. A. | N. A.
I0520.0001 | I0520.0001.03 | EAZEE CANNULATED CENTRAL GUIDE ROD FOR NAIL IMPACTION / EXTRACTION,HANDLE 2 |  | I0520.0001 | 02 | 2013-02-03 | N. A. | N. A. | N. A. | N.A. | N. A. | N. A. | N. A. | N. A. | N. A. | PS/I0520.0001.03 | N. A. | N. A. | N. A. | N. A. | N. A. | I0520.0001 | N. A. | N. A. | N. A. | SEMIFINISHED GOODS | N. A. | N. A. | N. A. | N. A. | N. A. | N. A. |  | N. A. | N. A. | N. A. | N. A. | N. A. | N. A. | N. A. | N. A. | N. A. | N. A. | 0 | SUB COMPONENTS | 0 | ADDED NEW CODE NO AS PER EMAIL FROM PRATIK DTD 30DEC2018 ON 08JAN2019 | N | SUB COMPONENTS |  | No | No | N. A. | N. A. | N. A. | N. A.
I0520.0002 | I0520.0002 | ADLER INLINE IMPACTION / EXTRACTION RAM |  | I0520.0002 | #N/A | #N/A | N. A. | N. A. | N. A. | QPF/I0520.0002 | #N/A | #N/A | #N/A | #N/A | #N/A | PS/I0520.0002 | #N/A | #N/A | #N/A | #N/A | #N/A | I0520.0002 | TF-IN | IU/5 | Class B | FINISHED GOODS | ADLER™ | INLINE IMPACTION / EXTRACTION RAM |  | 17 | No | Yes |  | No | N. A. | No | N. A. | No | Yes | No | No | M. L.: MFG/MD/2023/000312 |  | 1 | ADLER PRODUCTS\EAZEE INSTRUMENTS\EAZEE COMMON INSTRUMENTS | 0 | CHANGED STATUS TO INACTIVE Y AS PER ECR E0020220 ON 19FEB2020 | Y | Intramedullary Locking Nail Instrument Sets |  | No | No | Yes | No | Yes | N. A.
I0520.01 | I0520.01 | ATLAS NAIL IMPACTION/EXTRACTION ASSEMBLY (CANNULATED), COMPLETE |  | I0520.01 | N. A. | N. A. | N. A. | N. A. | N. A. | QPF/I0520.01 | 00 | 2014-07-02 | N. A. | N. A. | N. A. | PS/I0520.01 | N. A. | N. A. | N. A. | N. A. | N. A. | I0520.01 | TF-IN | IU/5 | Class B | FINISHED GOODS | ATLAS™ | NAIL IMPACTION/EXTRACTION ASSEMBLY | CANNULATED, COMPLETE | 17 | No | Yes |  | No | N. A. | No | N. A. | No | Yes | No | No | M. L.: MFG/MD/2023/000312 |  | 1 | SUSHRUT PRODUCTS\ATLAS NAILING SYSTEM\ATLAS INSTRUMENTS | 0 | CHANGED DETAILS OF COLUMN M & N AGAINTS ECR E0130719 ON 18AUG2019 | N | Intramedullary Locking Nail Instrument Sets |  | No | No | Yes | No | Yes | N. A.
I0520.0101 | I0520.0101 | ATLAS CANNULATED CENTRAL GUIDE ROD FOR NAIL IMPACTION / EXTRACTION |  | I0520.0101 | 04 | 2021-04-01 | N. A. | N. A. | N. A. | QPF/I0520.0101 | 00 | 2020-08-20 | N. A. | N. A. | N. A. | PS/I0520.0101 | N. A. | N. A. | N. A. | N. A. | N. A. | I0520.0101 | TF-IN | IU/5 | Class B | FINISHED GOODS | ATLAS™ | CANNULATED CENTRAL GUIDE ROD | FOR NAIL IMPACTION / EXTRACTION | 17 | No | Yes |  | No | N. A. | No | N. A. | No | Yes | No | No | M. L.: MFG/MD/2023/000312 |  | 1 | SUSHRUT PRODUCTS\ATLAS NAILING SYSTEM\ATLAS INSTRUMENTS | 0 | CHANGED PRODUCT BRAND DETAILS, FAMILY NAME & SNN DESCRIPTION AS PER EMAIL FROM ASP DTD 04JUN2020 ON 06JUN2020 | N | Intramedullary Locking Nail Instrument Sets |  | No | No | Yes | No | Yes | N. A.
I0520.0101 | I0520.0101.01 | ATLAS CANNULATED CENTRAL GUIDE ROD FOR NAIL IMPACTION / EXTRACTION, PIPE |  | I0520.0101.01 | 03 | 2020-12-29 | N. A. | N. A. | N. A. | N. A. | N. A. | N. A. | N. A. | N. A. | N. A. | PS/I0520.0101.01 | N. A. | N. A. | N. A. | N. A. | N. A. | I0520.0101 | TF-IN | IU/5 | N. A. | SEMIFINISHED GOODS | N. A. | N. A. | N. A. | N. A. | N. A. | N. A. |  | N. A. | N. A. | N. A. | N. A. | N. A. | N. A. | N. A. | N. A. | N. A. | N. A. | 1 | SUB COMPONENTS | 0 | CHANGED DRAWING NO AS PER EMAIL FROM ASTIK DTD 29JAN2019 ON 01FEB2019 | N | INSTRUMENTS |  | No | No | N. A. | N. A. | N. A. | N. A.
I0520.0101 | I0520.0101.02 | ATLAS CANNULATED CENTRAL GUIDE ROD FOR NAIL IMPACTION / EXTRACTION, END CAP. |  | I0520.0101.02 | 00 | 2019-09-11 | N. A. | N. A. | N. A. | N. A. | N. A. | N. A. | N. A. | N. A. | N. A. | PS/I0520.0101.02 | N. A. | N. A. | N. A. | N. A. | N. A. | I0520.0101 | TF-IN | IU/5 | N. A. | SEMIFINISHED GOODS | N. A. | N. A. | N. A. | N. A. | N. A. | N. A. |  | N. A. | N. A. | N. A. | N. A. | N. A. | N. A. | N. A. | N. A. | N. A. | N. A. | 1 | SUB COMPONENTS | 0 | CHANGED DRAWING NO AS PER EMAIL FROM ASTIK DTD 29JAN2019 ON 01FEB2019 | N | INSTRUMENTS |  | No | No | N. A. | N. A. | N. A. | N. A.
I0520.0101 | I0520.0101.03 | ATLAS CANNULATED CENTRAL GUIDE ROD FOR NAIL IMPACTION / EXTRACTION,THREADED TIP |  | I0520.0101.03 | 00 | 2019-09-11 | N. A. | N. A. | N. A. | N. A. | N. A. | N. A. | N. A. | N. A. | N. A. | PS/I0520.0101.03 | N. A. | N. A. | N. A. | N. A. | N. A. | I0520.0101 | TF-IN | IU/5 | N. A. | SEMIFINISHED GOODS | N. A. | N. A. | N. A. | N. A. | N. A. | N. A. |  | N. A. | N. A. | N. A. | N. A. | N. A. | N. A. | N. A. | N. A. | N. A. | N. A. | 1 | SUB COMPONENTS | 0 | CHANGED DRAWING NO AS PER EMAIL FROM ASTIK DTD 29JAN2019 ON 01FEB2019 | N | INSTRUMENTS |  | No | No | N. A. | N. A. | N. A. | N. A.
I0520.0102 | I0520.0102 | ATLAS INLINE IMPACTION / EXTRACTION RAM WITH FOR I0520.01 |  | I0520.0102 | 00 | 2003-07-23 | N. A. | N. A. | N. A. | QPF/I0520.0102 | 00 | 2014-07-02 | N. A. | N. A. | N. A. | PS/I0520.0102 | N. A. | N. A. | N. A. | N. A. | N. A. | I0520.0102 | TF-IN | IU/5 | Class B | FINISHED GOODS | ATLAS™ | INLINE IMPACTION / EXTRACTION RAM | WITH HANDLE FOR I0520.01 | 17 | No | Yes |  | No | N. A. | No | N. A. | No | Yes | No | No | M. L.: MFG/MD/2023/000312 |  | 1 | SUSHRUT PRODUCTS\ATLAS NAILING SYSTEM\ATLAS INSTRUMENTS | 0 | CHANGED PRODUCT BRAND DETAILS, FAMILY NAME & SNN DESCRIPTION AS PER EMAIL FROM ASP DTD 04JUN2020 ON 06JUN2020 | N | Intramedullary Locking Nail Instrument Sets |  | No | No | Yes | No | Yes | N. A.
I0520.0102 | I0520.0102.01 | ATLAS INLINE IMPACTION / EXTRACTION RAM WITH FOR I0520.01,HANDLE |  | I0520.0102 | 00 | 2005-07-23 | N. A. | N. A. | N. A. | N.A. | N. A. | N. A. | N. A. | N. A. | N. A. | PS/I0520.0102.01 | N. A. | N. A. | N. A. | N. A. | N. A. | I0520.0102 | N. A. | N. A. | N. A. | SEMIFINISHED GOODS | N. A. | N. A. | N. A. | N. A. | N. A. | N. A. |  | N. A. | N. A. | N. A. | N. A. | N. A. | N. A. | N. A. | N. A. | N. A. | N. A. | 0 | SUB COMPONENTS | 0 | ADDED NEW CODE NO AS PER EMAIL FROM PRATIK DTD 30DEC2018 ON 08JAN2019 | N | SUB COMPONENTS |  | No | No | N. A. | N. A. | N. A. | N. A.
I0520.0102 | I0520.0102.02 | ATLAS INLINE IMPACTION / EXTRACTION RAM WITH FOR I0520.01,MAIN BODY |  | I0520.0102 | 00 | 2005-07-23 | N. A. | N. A. | N. A. | N.A. | N. A. | N. A. | N. A. | N. A. | N. A. | PS/I0520.0102.02 | N. A. | N. A. | N. A. | N. A. | N. A. | I0520.0102 | N. A. | N. A. | N. A. | SEMIFINISHED GOODS | N. A. | N. A. | N. A. | N. A. | N. A. | N. A. |  | N. A. | N. A. | N. A. | N. A. | N. A. | N. A. | N. A. | N. A. | N. A. | N. A. | 0 | SUB COMPONENTS | 0 | ADDED NEW CODE NO AS PER EMAIL FROM PRATIK DTD 30DEC2018 ON 08JAN2019 | N | SUB COMPONENTS |  | No | No | N. A. | N. A. | N. A. | N. A.
I0520.0102 | I0520.0102.03 | ATLAS INLINE IMPACTION / EXTRACTION RAM WITH FOR I0520.01,END CAP |  | I0520.0102 | 00 | 2005-07-23 | N. A. | N. A. | N. A. | N.A. | N. A. | N. A. | N. A. | N. A. | N. A. | PS/I0520.0102.03 | N. A. | N. A. | N. A. | N. A. | N. A. | I0520.0102 | N. A. | N. A. | N. A. | SEMIFINISHED GOODS | N. A. | N. A. | N. A. | N. A. | N. A. | N. A. |  | N. A. | N. A. | N. A. | N. A. | N. A. | N. A. | N. A. | N. A. | N. A. | N. A. | 0 | SUB COMPONENTS | 0 | ADDED NEW CODE NO AS PER EMAIL FROM PRATIK DTD 30DEC2018 ON 08JAN2019 | N | SUB COMPONENTS |  | No | No | N. A. | N. A. | N. A. | N. A.
I0520.0102 | I0520.0102.04 | ATLAS INLINE IMPACTION / EXTRACTION RAM WITH FOR I0520.01,THREADED TIP |  | I0520.0102 | 00 | 2005-07-23 | N. A. | N. A. | N. A. | N.A. | N. A. | N. A. | N. A. | N. A. | N. A. | PS/I0520.0102.04 | N. A. | N. A. | N. A. | N. A. | N. A. | I0520.0102 | N. A. | N. A. | N. A. | SEMIFINISHED GOODS | N. A. | N. A. | N. A. | N. A. | N. A. | N. A. |  | N. A. | N. A. | N. A. | N. A. | N. A. | N. A. | N. A. | N. A. | N. A. | N. A. | 0 | SUB COMPONENTS | 0 | ADDED NEW CODE NO AS PER EMAIL FROM PRATIK DTD 30DEC2018 ON 08JAN2019 | N | SUB COMPONENTS |  | No | No | N. A. | N. A. | N. A. | N. A.
I0520.0103 | I0520.0103 | ATLAS CANNULATED CENTRAL GUIDE ROD FOR NAIL IMPACTION / EXTRACTION (SHORT LENGTH) |  | I0520.0103 | #N/A | #N/A | N. A. | N. A. | N. A. | QPF/I0520.0103 | #N/A | #N/A | #N/A | #N/A | #N/A | PS/I0520.0103 | #N/A | #N/A | #N/A | #N/A | #N/A | I0520.0103 | TF-IN | IU/5 | Class B | FINISHED GOODS | ATLAS™ | CANNULATED CENTRAL GUIDE ROD | FOR NAIL IMPACTION / EXTRACTION (SHORT LENGTH) | 17 | No | Yes |  | No | N. A. | No | N. A. | No | Yes | No | No | M. L.: MFG/MD/2023/000312 |  | 1 | SUSHRUT PRODUCTS\ATLAS NAILING SYSTEM\ATLAS INSTRUMENTS | 0 | CHANGED PRODUCT BRAND DETAILS, FAMILY NAME & SNN DESCRIPTION AS PER EMAIL FROM ASP DTD 04JUN2020 ON 06JUN2020 | Y | Intramedullary Locking Nail Instrument Sets |  | No | No | Yes | No | Yes | N. A.
I0520.0104 | I0520.0104 | ATLAS CANNULATED CENTRAL GUIDE ROD FOR NAIL IMPACTION / EXTRACTION FOR TIFLEX SYSTEM |  | I0520.0104 | 01 | 2009-11-06 | N. A. | N. A. | N. A. | QPF/I0520.0104 | 01 | 2013-10-12 | N. A. | N. A. | N. A. | PS/I0520.0104 | 01 | 2019-04-09 | N. A. | N. A. | N. A. | I0520.0104 | TF-IN | IU/5 | Class B | FINISHED GOODS | ATLAS™ | CANNULATED CENTRAL GUIDE ROD | FOR TIFLEX NAIL IMPACTION / EXTRACTION | 17 | No | Yes |  | No | N. A. | No | N. A. | No | Yes | No | No | M. L.: MFG/MD/2023/000312 |  | 1 | SUSHRUT PRODUCTS\ATLAS NAILING SYSTEM\TIFLEX INSTRUMENTS | 0 | Changed GS1 Code for these Items on 08DEC2021 | N | Intramedullary Locking Nail Instrument Sets |  | No | No | Yes | No | Yes | N. A.
I0520.0104 | I0520.0104.01 | CANNULATED SHAFT FOR CANNULATED CENTRAL GUIDE ROD, NAIL IMPACTION / EXTRACTION, ATLAS TiFlex ELASTIC NAILING SYSTEM |  | I0520.0104.01 | 01 | 2009-11-06 | N. A. | N. A. | N. A. | N. A. | N. A. | N. A. | N. A. | N. A. | N. A. | PS/I0520.0104.01 | 01 | 2019-02-26 | 2022-12-01 | 2019-12-01 | N. A. | I0520.0104 | TF-IN | IU/5 | N. A. | SEMIFINISHED GOODS | N. A. | N. A. | N. A. | N. A. | N. A. | N. A. |  | N. A. | N. A. | N. A. | N. A. | N. A. | N. A. | N. A. | N. A. | N. A. | N. A. | 1 | SUB COMPONENTS | 0 | ADDED NEW PRODUCTS AS DISCUSSED WITH SSJ ON 25NOV2009 | N | INSTRUMENTS |  | No | No | N. A. | N. A. | N. A. | N. A.
I0520.0104 | I0520.0104.02 | KNOB FOR CANNULATED CENTRAL GUIDE ROD, NAIL IMPACTION / EXTRACTION, ATLAS TiFlex ELASTIC NAILING SYSTEM |  | I0520.0104.02 | 01 | 2009-11-06 | N. A. | N. A. | N. A. | N. A. | N. A. | N. A. | N. A. | N. A. | N. A. | PS/I0520.0104.02 | 01 | 2019-04-09 | N. A. | N. A. | N. A. | I0520.0104 | TF-IN | IU/5 | N. A. | SEMIFINISHED GOODS | N. A. | N. A. | N. A. | N. A. | N. A. | N. A. |  | N. A. | N. A. | N. A. | N. A. | N. A. | N. A. | N. A. | N. A. | N. A. | N. A. | 1 | SUB COMPONENTS | 0 | ADDED NEW PRODUCTS AS DISCUSSED WITH SSJ ON 25NOV2009 | N | INSTRUMENTS |  | No | No | N. A. | N. A. | N. A. | N. A.
I0520.02.01 | I0520.02.01 | CENTRAL GUIDE ROD FOR ATLAS TIFLEX EXTRACTOR |  | I0520.02.01 | N. A. | N. A. | N. A. | N. A. | N. A. | QPF/I0520.02.01 | N. A. | N. A. | N. A. | N. A. | N. A. | PS/I0520.02.01 | N. A. | N. A. | N. A. | N. A. | N. A. | I0520.02.01 | TF-IN | IU/5 | N. A. | SEMIFINISHED GOODS | N. A. | N. A. | N. A. | N. A. | N. A. | N. A. |  | N. A. | N. A. | N. A. | N. A. | N. A. | N. A. | N. A. | N. A. | N. A. | N. A. | 1 | SUB COMPONENTS | 0 | CHANGED DESCRIPTION FROM AFTEN TO TIFLEX ON 25NOV2009 | N | INSTRUMENTS |  | No | No | N. A. | N. A. | N. A. | N. A.
I0520.02.02 | I0520.02.02 | INLINE EXTRACTION RAM FOR ATLAS TIFLEX |  | I0520.02.02 | N. A. | N. A. | N. A. | N. A. | N. A. | QPF/I0520.02.02 | N. A. | N. A. | N. A. | N. A. | N. A. | PS/I0520.02.02 | N. A. | N. A. | N. A. | N. A. | N. A. | I0520.02.02 | TF-IN | IU/5 | N. A. | SEMIFINISHED GOODS | N. A. | N. A. | N. A. | N. A. | N. A. | N. A. |  | N. A. | N. A. | N. A. | N. A. | N. A. | N. A. | N. A. | N. A. | N. A. | N. A. | 1 | SUB COMPONENTS | 0 | CHANGED DESCRIPTION FROM AFTEN TO TIFLEX ON 25NOV2009 | N | INSTRUMENTS |  | No | No | N. A. | N. A. | N. A. | N. A.
I0520.0201 | I0520.0201 | ATLAS CANNULATED CENTRAL GUIDE ROD FOR EXTRACTION OF NAILS DIA. 8 TO 11 (M8TIP) |  | I0520.0201 | 00 | 2008-01-29 | N. A. | N. A. | N. A. | QPR/I0520.0201 | N. A. | N. A. | N. A. | N. A. | N. A. | N. A. | N. A. | N. A. | N. A. | N. A. | N. A. | I0520 | TF-IN | IU/5 | Class B | FINISHED GOODS | ATLAS™ | CANNULATED CENTRAL GUIDE ROD | FOR EXTRACTION OF NAILS DIA. 8 TO 11 (M8TIP) | 17 | No | Yes |  | No | N. A. | No | N. A. | No | Yes | No | No | M. L.: MFG/MD/2023/000312 |  | 1 | SUSHRUT PRODUCTS\ATLAS NAILING SYSTEM\ATLAS INSTRUMENTS | 0 | CHANGED PRODUCT BRAND DETAILS, FAMILY NAME & SNN DESCRIPTION AS PER EMAIL FROM ASP DTD 04JUN2020 ON 06JUN2020 | N | Intramedullary Locking Nail Instrument Sets |  | No | No | Yes | No | Yes | N. A.
I0520.0201 | I0520.0201.01 | ATLAS CANNULATED CENTRAL GUIDE ROD FOR EXTRACTION OF NAILS DIA. 8 TO 11 (M8TIP),PIPE |  | I0520.0201.01 | N. A. | N. A. | N. A. | N. A. | N. A. | N. A. | N. A. | N. A. | N. A. | N. A. | N. A. | PS/I0520.0201.01 | N. A. | N. A. | N. A. | N. A. | N. A. | I0520 | TF-IN | IU/5 | N. A. | SEMIFINISHED GOODS | N. A. | N. A. | N. A. | N. A. | N. A. | N. A. |  | N. A. | N. A. | N. A. | N. A. | N. A. | N. A. | N. A. | N. A. | N. A. | N. A. | 1 | SUB COMPONENTS | 0 | ADDED NEW CODE NO AS PER EMAIL FROM PRATIK DTD 05DEC2018 ON 20DEC2018 | N | SUB COMPONENTS |  | No | No | N. A. | N. A. | N. A. | N. A.
I0520.0201 | I0520.0201.02 | ATLAS CANNULATED CENTRAL GUIDE ROD FOR EXTRACTION OF NAILS DIA. 8 TO 11 (M8TIP),END CAP |  | I0520.0201.02 | N. A. | N. A. | N. A. | N. A. | N. A. | N. A. | N. A. | N. A. | N. A. | N. A. | N. A. | PS/I0520.0201.02 | N. A. | N. A. | N. A. | N. A. | N. A. | I0520 | TF-IN | IU/5 | N. A. | SEMIFINISHED GOODS | N. A. | N. A. | N. A. | N. A. | N. A. | N. A. |  | N. A. | N. A. | N. A. | N. A. | N. A. | N. A. | N. A. | N. A. | N. A. | N. A. | 1 | SUB COMPONENTS | 0 | ADDED NEW CODE NO AS PER EMAIL FROM PRATIK DTD 05DEC2018 ON 20DEC2018 | N | SUB COMPONENTS |  | No | No | N. A. | N. A. | N. A. | N. A.
I0520.0201 | I0520.0201.03 | ATLAS CANNULATED CENTRAL GUIDE ROD FOR EXTRACTION OF NAILS DIA. 8 TO 11 (M8TIP),THREADED TIP |  | I0520.0201.03 | N. A. | N. A. | N. A. | N. A. | N. A. | N. A. | N. A. | N. A. | N. A. | N. A. | N. A. | PS/I0520.0201.03 | N. A. | N. A. | N. A. | N. A. | N. A. | I0520 | TF-IN | IU/5 | N. A. | SEMIFINISHED GOODS | N. A. | N. A. | N. A. | N. A. | N. A. | N. A. |  | N. A. | N. A. | N. A. | N. A. | N. A. | N. A. | N. A. | N. A. | N. A. | N. A. | 1 | SUB COMPONENTS | 0 | ADDED NEW CODE NO AS PER EMAIL FROM PRATIK DTD 05DEC2018 ON 20DEC2018 | N | SUB COMPONENTS |  | No | No | N. A. | N. A. | N. A. | N. A.
I0521.0001 | I0521.0001 | EXTRACTOR SHAFT WITH FIBRE HANDLE CANNULATED |  | I0521.0001 | 00 | 2002-01-05 | N. A. | N. A. | N. A. | QPF/I0521.0001 | 00 | 2002-01-03 | N. A. | N. A. | N. A. | PS/I0521.0001 | N. A. | N. A. | N. A. | N. A. | N. A. | I0521.0001 | TF-IN | IU/5 | Class A | FINISHED GOODS | ADLER™ | EXTRACTOR SHAFT WITH FIBRE HANDLE CANNULATED |  | 17 | No | Yes |  | No | N. A. | No | N. A. | No | Yes | No | No | M. L.: MFG/MD/2022/63252 |  | 1 | ADLER PRODUCTS\EAZEE INSTRUMENTS\EAZEE COMMON INSTRUMENTS | 0 | VL number changed to ML number | Y | Extractor |  | No | No | Yes | No | Yes | N. A.
I0522.321 | I0522.321 | ATLAS DRILL BIT NON Q.C. DIA. 3.2MM, LENGTH 225MM |  | I0522.00 | 02 | 2016-06-01 | N. A. | N. A. | N. A. | QPR/I0522.32 | N. A. | N. A. | N. A. | N. A. | N. A. | PS/I0522.321 | 00 | 2020-07-25 | 2023-07-25 | N. A. | N. A. | I0522.40 | TF-IN | IU/5 | Class B | FINISHED GOODS | ATLAS™ | DRILL BIT NON QUICK COUPLING | DIA. 3.2MM, LENGTH 225MM | 17 | No | Yes |  | No | N. A. | No | N. A. | No | Yes | No | No | M. L.: MFG/MD/2023/000312 |  | 1 | SUSHRUT PRODUCTS\ATLAS NAILING SYSTEM\ATLAS INSTRUMENTS | 0 | CHANGED PS NO AS PER EMAIL FROM PRATIK DTD 24SEP2019 ON 13OCT2019 | N | Surgical Drill & its attachment |  | No | No | Yes | No | Yes | N. A.
I0522.35 | I0522.35 | DRILL BIT Q.C., ADLER, DIA. 3.5MM, LENGTH 220MM |  | I0522.35 | N. A. | N. A. | N. A. | N. A. | N. A. | QPF/I0522.35 | 01 | 2017-02-11 | N. A. | N. A. | N. A. | PS/PUR004 | N. A. | N. A. | N. A. | N. A. | N. A. | I0522.35 | TF-IN | IU/5 | Class B | FINISHED GOODS | ADLER™ | DRILL BIT QUICK COUPLING | DIA. 3.5MM, LENGTH 220MM | 17 | No | Yes |  | No | N. A. | No | N. A. | No | Yes | No | No | M. L.: MFG/MD/2023/000312 |  | 1 | ADLER PRODUCTS\EAZEE INSTRUMENTS\EAZEE COMMON INSTRUMENTS | 0 | CHANGED PRODUCT BRAND DETAILS, FAMILY NAME & SNN DESCRIPTION AS PER EMAIL FROM ASP DTD 04JUN2020 ON 06JUN2020 | N | Surgical Drill & its attachment |  | No | No | Yes | No | Yes | N. A.
I0522.401 | I0522.401 | ATLAS DRILL BIT NON Q.C. DIA. 4.0MM, LENGTH 225MM |  | I0522.00 | 02 | 2016-06-01 | N. A. | N. A. | N. A. | QPR/I0522.40 | N. A. | N. A. | N. A. | N. A. | N. A. | N. A. | N. A. | N. A. | N. A. | N. A. | N. A. | I0522.40 | TF-IN | IU/5 | Class B | FINISHED GOODS | ATLAS™ | DRILL BIT NON QUICK COUPLING | DIA. 4.0MM, LENGTH 225MM | 17 | No | Yes |  | No | N. A. | No | N. A. | No | Yes | No | No | M. L.: MFG/MD/2023/000312 |  | 1 | SUSHRUT PRODUCTS\ATLAS NAILING SYSTEM\ATLAS INSTRUMENTS | 0 | CHANGED PRODUCT BRAND DETAILS, FAMILY NAME & SNN DESCRIPTION AS PER EMAIL FROM ASP DTD 04JUN2020 ON 06JUN2020 | N | Surgical Drill & its attachment |  | No | No | Yes | No | Yes | N. A.
I0522.4011 | I0522.4011 | ATLAS DRILL BIT NON Q.C. DIA. 4.0MM, EXTRA LONG |  | I0522.00 | #N/A | #N/A | N. A. | N. A. | N. A. | QPR/I0522.40 | #N/A | #N/A | #N/A | #N/A | #N/A | N. A. | #N/A | #N/A | #N/A | #N/A | #N/A | I0522.40 | TF-IN | IU/5 | Class B | FINISHED GOODS | ATLAS™ | DRILL BIT NON QUICK COUPLING | DIA. 4.0MM, EXTRA LONG | 17 | No | Yes |  | No | N. A. | No | N. A. | No | Yes | No | No | M. L.: MFG/MD/2023/000312 |  | 1 | SUSHRUT PRODUCTS\ATLAS NAILING SYSTEM\ATLAS INSTRUMENTS | 0 | CHANGED PRODUCT BRAND DETAILS, FAMILY NAME & SNN DESCRIPTION AS PER EMAIL FROM ASP DTD 04JUN2020 ON 06JUN2020 | Y | Surgical Drill & its attachment |  | No | No | Yes | No | Yes | N. A.
I0522.402 | I0522.402 | ATLAS DRILL BIT Q.C. DIA. 4.0MM, LENGTH 225MM |  | I0522.402 | 00 | 2016-10-02 | N. A. | N. A. | N. A. | QPR/I0522.402 | N. A. | N. A. | N. A. | N. A. | N. A. | N. A. | N. A. | N. A. | N. A. | N. A. | N. A. | I0522.40 | TF-IN | IU/5 | Class B | FINISHED GOODS | ATLAS™ | DRILL BIT Q.C. | DIA. 4.0MM, LENGTH 225MM | 17 | No | Yes |  | No | N. A. | No | N. A. | No | Yes | No | No | M. L.: MFG/MD/2023/000312 |  | 1 | ATLAS PRODUCTS\INSTRUMENTS | 0 | CHANGED PRODUCT FAMILY NAME & SNN DESCRIPTION AS PER EMAIL FROM GCB DTD 28SEP2021 | N | Surgical Drill & its attachment |  | No | No | Yes | No | Yes | N. A.
I0522.45 | I0522.45 | EAZEE DRILL BIT Q.C. ADLER, DIA. 4.5MM, LENGTH 220MM |  | I0522.45 | N. A. | N. A. | N. A. | N. A. | N. A. | QPF/I0522.45 | N. A. | N. A. | N. A. | N. A. | N. A. | PS/PUR004 | N. A. | N. A. | N. A. | N. A. | N. A. | I0522.45 | TF-IN | IU/5 | Class B | FINISHED GOODS | ADLER™ | DRILL BIT QUICK COUPLING | DIA. 4.5MM, LENGTH 220MM | 17 | No | Yes |  | No | N. A. | No | N. A. | No | Yes | No | No | M. L.: MFG/MD/2023/000312 |  | 1 | ADLER PRODUCTS\EAZEE INSTRUMENTS\EAZEE COMMON INSTRUMENTS | 0 | CHANGED STATUS TO INACTIVE Y AS PER ECR E0051020 ON 21OCT2020 | Y | Surgical Drill & its attachment |  | No | No | Yes | No | Yes | N. A.
I0522.55 | I0522.55 | DRILL BIT 5.5 MM |  | I0522.55 | N. A. | N. A. | N. A. | N. A. | N. A. | QPF/I0522.55 | 01 | 2017-02-11 | N. A. | N. A. | N. A. | PS/I0522.55 | 00 | 2019-03-16 | N. A. | N. A. | N. A. | I0522.55 | TF-IN | IU/5 | Class B | FINISHED GOODS | EAZEE™ | DRILL BIT | DIA. 5.5 MM | 17 | No | Yes |  | No | N. A. | No | N. A. | No | Yes | No | No | M. L.: MFG/MD/2023/000312 |  | 1 | ADLER PRODUCTS\EAZEE INSTRUMENTS\EAZEE COMMON INSTRUMENTS | 0 | CHANGED PRODUCT BRAND DETAILS, FAMILY NAME & SNN DESCRIPTION AS PER EMAIL FROM ASP DTD 04JUN2020 ON 06JUN2020 | N | Surgical Drill & its attachment |  | No | No | Yes | No | Yes | N. A.
I0523.1510 | I0523.1510 | DOUBLE ENDED SPANNER, ADLER, 15/10 |  | I0523.1510 | #N/A | #N/A | N. A. | N. A. | N. A. | QPF/I0523.1510 | #N/A | #N/A | #N/A | #N/A | #N/A | PS/I0523.1510 | #N/A | #N/A | #N/A | #N/A | #N/A | I0523.1510 | TF-IN | IU/5 | Class A | FINISHED GOODS | ADLER™ | DOUBLE ENDED SPANNER, 15/10 |  | 17 | No | Yes |  | No | N. A. | No | N. A. | No | Yes | No | No | M. L.: MFG/MD/2022/63252 |  | 1 | ADLER PRODUCTS\EAZEE INSTRUMENTS\EAZEE FEMUR / TIBIA INSTRUMENTS | 0 | VL number changed to ML number | Y | Wrench |  | No | No | Yes | No | Yes | N. A.
I0524.00 | I0524.00 | EAZEE IMPACTOR FOR WING INSERTION - TIBIA |  | I0524.00 | N. A. | N. A. | N. A. | N. A. | N. A. | QPF/I0524.00 | N. A. | N. A. | N. A. | N. A. | N. A. | PS/I0524.00 | N. A. | N. A. | N. A. | N. A. | N. A. | I0524.00 | TF-IN | IU/5 | Class B | FINISHED GOODS | EAZEE™ | IMPACTOR | FOR WING INSERTION - TIBIA | 17 | No | Yes |  | No | N. A. | No | N. A. | No | Yes | No | No | M. L.: MFG/MD/2023/000312 |  | 1 | ADLER PRODUCTS\EAZEE INSTRUMENTS\EAZEE FEMUR / TIBIA INSTRUMENTS | 0 | CHANGED PRODUCT BRAND DETAILS, FAMILY NAME & SNN DESCRIPTION AS PER EMAIL FROM ASP DTD 04JUN2020 ON 06JUN2020 | Y | Intramedullary Locking Nail Instrument Sets |  | No | No | Yes | No | Yes | N. A.
I0525.00 | I0525.00 | ATLAS EXCHANGE TUBE |  | I0525.00 | 01 | 2014-08-31 | N. A. | N. A. | N. A. | QPF/I0525.00 | 00 | 2016-09-25 | N. A. | N. A. | N. A. | PS/I0525.00 | 02 | 2019-01-18 | N. A. | N. A. | N. A. | I0525.00 | TF-IN | IU/5 | Class B | FINISHED GOODS | ATLAS™ | EXCHANGE TUBE |  | 17 | No | Yes |  | No | N. A. | No | N. A. | No | Yes | No | No | M. L.: MFG/MD/2023/000312 |  | 1 | ADLER PRODUCTS\INSTRUMENTS \NAILING INSTRUMENTS, ADLER | 0 | CHANGED DETAILS OF COLUMN M & N AGAINTS ECR E0130719 ON 18AUG2019 | N | Intramedullary Locking Nail Instrument Sets |  | No | No | Yes | No | Yes | N. A.
I0525.00 | I0525.00.01 | ATLAS EXCHANGE TUBE,PIPE |  | I0525.00 | 01 | 2017-08-31 | N. A. | N. A. | N. A. | N.A. | N. A. | N. A. | N. A. | N. A. | N. A. | PS/I0525.00.01 | 00 | 2019-08-25 | N. A. | N. A. | N. A. | I0525.00 | N. A. | N. A. | N. A. | SEMIFINISHED GOODS | N. A. | N. A. | N. A. | N. A. | N. A. | N. A. |  | N. A. | N. A. | N. A. | N. A. | N. A. | N. A. | N. A. | N. A. | N. A. | N. A. | 0 | SUB COMPONENTS | 0 | ADDED NEW CODE NO AS PER EMAIL FROM PRATIK DTD 30DEC2018 ON 08JAN2019 | N | SUB COMPONENTS |  | No | No | N. A. | N. A. | N. A. | N. A.
I0525.00 | I0525.00.02 | ATLAS EXCHANGE TUBE,PIN |  | I0525.00 | 01 | 2017-08-31 | N. A. | N. A. | N. A. | N.A. | N. A. | N. A. | N. A. | N. A. | N. A. | PS/I0525.00.02 | 00 | 2019-08-25 | N. A. | N. A. | N. A. | I0525.00 | N. A. | N. A. | N. A. | SEMIFINISHED GOODS | N. A. | N. A. | N. A. | N. A. | N. A. | N. A. |  | N. A. | N. A. | N. A. | N. A. | N. A. | N. A. | N. A. | N. A. | N. A. | N. A. | 0 | SUB COMPONENTS | 0 | ADDED NEW CODE NO AS PER EMAIL FROM PRATIK DTD 30DEC2018 ON 08JAN2019 | N | SUB COMPONENTS |  | No | No | N. A. | N. A. | N. A. | N. A.
I0525.1510 | I0525.1510 | DOUBLE ENDED SPANNER, ADLER, PROXIMA, 15/10 |  | I0525.1510 | 00 | 2013-09-08 | N. A. | N. A. | N. A. | QPF/I0525.1510 | 00 | 2013-09-08 | N. A. | N. A. | N. A. | PS/I0525.1510 | N. A. | N. A. | N. A. | N. A. | N. A. | I0525.1510 | TF-IN | IU/5 | Class A | FINISHED GOODS | ADLER™ | DOUBLE ENDED SPANNER | 15/10 | 17 | No | Yes |  | No | N. A. | No | N. A. | No | Yes | No | No | M. L.: MFG/MD/2022/63252 |  | 1 | SUSHRUT PRODUCTS\ATLAS NAILING SYSTEM\ATLAS INSTRUMENTS | 0 | VL number changed to ML number | N | Wrench |  | No | No | Yes | No | Yes | N. A.
I0526.15 | I0526.15 | SOCKET WRENCH WITH UNIVERSAL JOINT, ADLER, 15MM A/F |  | I0526.15 | #N/A | #N/A | N. A. | N. A. | N. A. | QPF/I0526.15 | #N/A | #N/A | #N/A | #N/A | #N/A | PS/I0526.15 | #N/A | #N/A | #N/A | #N/A | #N/A | I0526.15 | TF-IN | IU/5 | Class A | FINISHED GOODS | ADLER™ | SOCKET WRENCH WITH UNIVERSAL JOINT, ADLER, 15MM A/F |  | 17 | No | Yes |  | No | N. A. | No | N. A. | No | Yes | No | No | M. L.: MFG/MD/2022/63252 |  | 1 | ADLER PRODUCTS\EAZEE INSTRUMENTS\EAZEE COMMON INSTRUMENTS | 0 | VL number changed to ML number | Y | Wrench |  | No | No | Yes | No | Yes | N. A.
I0526.151 | I0526.151 | SOCKET WRENCH, ADLER, 15MM A/F, CANNULATED |  | I0526.151 | 00 | 2015-11-15 | N. A. | N. A. | N. A. | QPF/I0526.151 | 00 | 2009-05-22 | N. A. | N. A. | N. A. | PS/I0526.151 | N. A. | N. A. | N. A. | N. A. | N. A. | I0526.151 | TF-IN | IU/5 | Class A | FINISHED GOODS | ADLER™ | SOCKET WRENCH, CANNULATED | 15MM A/F | 17 | No | Yes |  | No | N. A. | No | N. A. | No | Yes | No | No | M. L.: MFG/MD/2022/63252 |  | 1 | SUSHRUT PRODUCTS\ATLAS NAILING SYSTEM\ATLAS INSTRUMENTS | 0 | VL number changed to ML number | N | Wrench |  | No | No | Yes | No | Yes | N. A.
I0526.151 | I0526.151.01 | SOCKET WRENCH, ADLER, 15MM A/F, CANNULATED, SOCKET |  | I0526.151.01 | N. A. | N. A. | N. A. | N. A. | N. A. | N. A. | N. A. | N. A. | N. A. | N. A. | N. A. | PS/I0526.151.01 | N. A. | N. A. | N. A. | N. A. | N. A. | I0526.151 | TF-IN | IU/5 | N. A. | SEMIFINISHED GOODS | N. A. | N. A. | N. A. | N. A. | N. A. | N. A. |  | N. A. | N. A. | N. A. | N. A. | N. A. | N. A. | N. A. | N. A. | N. A. | N. A. | 1 | SUB COMPONENTS | 0 | Added new Specification | N | INSTRUMENTS |  | No | No | N. A. | N. A. | N. A. | N. A.
I0526.151 | I0526.151.02 | SOCKET WRENCH, ADLER, 15MM A/F, CANNULATED, CANNULATED ROD |  | I0526.151.02 | N. A. | N. A. | N. A. | N. A. | N. A. | N. A. | N. A. | N. A. | N. A. | N. A. | N. A. | PS/I0526.151.02 | N. A. | N. A. | N. A. | N. A. | N. A. | I0526.151 | TF-IN | IU/5 | N. A. | SEMIFINISHED GOODS | N. A. | N. A. | N. A. | N. A. | N. A. | N. A. |  | N. A. | N. A. | N. A. | N. A. | N. A. | N. A. | N. A. | N. A. | N. A. | N. A. | 1 | SUB COMPONENTS | 0 | Added new Specification | N | INSTRUMENTS |  | No | No | N. A. | N. A. | N. A. | N. A.
I0526.151 | I0526.151.03 | SOCKET WRENCH, ADLER, 15MM A/F, CANNULATED, HANDLE |  | I0526.151.03 | N. A. | N. A. | N. A. | N. A. | N. A. | N. A. | N. A. | N. A. | N. A. | N. A. | N. A. | PS/I0526.151.03 | N. A. | N. A. | N. A. | N. A. | N. A. | I0526.151 | TF-IN | IU/5 | N. A. | SEMIFINISHED GOODS | N. A. | N. A. | N. A. | N. A. | N. A. | N. A. |  | N. A. | N. A. | N. A. | N. A. | N. A. | N. A. | N. A. | N. A. | N. A. | N. A. | 1 | SUB COMPONENTS | 0 | Added new Specification | N | INSTRUMENTS |  | No | No | N. A. | N. A. | N. A. | N. A.
I0531.01 | I0531.01 | ATLAS KEYLESS CHUCK FOR TIFLEX SYSTEM |  | I0531.01.0000 | #N/A | #N/A | N. A. | N. A. | N. A. | QPF/I0531.01 | #N/A | #N/A | #N/A | #N/A | #N/A | PS/I0531.01 | #N/A | #N/A | #N/A | #N/A | #N/A | I0531.01 | TF-IN | IU/5 | Class A | FINISHED GOODS | ATLAS™ | KEYLESS CHUCK | FOR TIFLEX SYSTEM | 17 | No | Yes |  | No | N. A. | No | N. A. | No | Yes | No | No | M. L.: MFG/MD/2022/63252 |  | 1 | SUSHRUT PRODUCTS\ATLAS NAILING SYSTEM\ATLAS INSTRUMENTS | 0 | VL number changed to ML number | Y | Insertion and removal instruments |  | No | No | Yes | No | Yes | N. A.
I0531.01.01 | I0531.01.01 | ATLAS NAIL INSERTER SHAFT FOR TIFLEX SYSTEM |  | I0531.01.01 | N. A. | N. A. | N. A. | N. A. | N. A. | N. A. | N. A. | N. A. | N. A. | N. A. | N. A. | PS/I0531.01.01 | N. A. | N. A. | N. A. | N. A. | N. A. | I0531.01.01 | TF-IN | IU/5 | N. A. | SEMIFINISHED GOODS | N. A. | N. A. | N. A. | N. A. | N. A. | N. A. |  | N. A. | N. A. | N. A. | N. A. | N. A. | N. A. | N. A. | N. A. | N. A. | N. A. | 1 | SUB COMPONENTS | 0 | CHANGED DESCRIPTION FROM AFTEN TO TIFLEX ON 25NOV2009 | N | INSTRUMENTS |  | No | No | N. A. | N. A. | N. A. | N. A.
I0531.01.02 | I0531.01.02 | ATLAS NAIL INSERTER ROTATING SLEEVE FOR TIFLEX SYSTEM |  | I0531.01.02 | N. A. | N. A. | N. A. | N. A. | N. A. | N. A. | N. A. | N. A. | N. A. | N. A. | N. A. | PS/I0531.01.02 | N. A. | N. A. | N. A. | N. A. | N. A. | I0531.01.02 | TF-IN | IU/5 | N. A. | SEMIFINISHED GOODS | N. A. | N. A. | N. A. | N. A. | N. A. | N. A. |  | N. A. | N. A. | N. A. | N. A. | N. A. | N. A. | N. A. | N. A. | N. A. | N. A. | 1 | SUB COMPONENTS | 0 | CHANGED DESCRIPTION FROM AFTEN TO TIFLEX ON 25NOV2009 | N | INSTRUMENTS |  | No | No | N. A. | N. A. | N. A. | N. A.
I0531.01.03 | I0531.01.03 | ATLAS NAIL INSERTER END RING WITH VERSION PINS FOR TIFLEX SYSTEM |  | I0531.01.03 | N. A. | N. A. | N. A. | N. A. | N. A. | N. A. | N. A. | N. A. | N. A. | N. A. | N. A. | PS/I0531.01.03 | N. A. | N. A. | N. A. | N. A. | N. A. | I0531.01.03 | TF-IN | IU/5 | N. A. | SEMIFINISHED GOODS | N. A. | N. A. | N. A. | N. A. | N. A. | N. A. |  | N. A. | N. A. | N. A. | N. A. | N. A. | N. A. | N. A. | N. A. | N. A. | N. A. | 1 | SUB COMPONENTS | 0 | CHANGED DESCRIPTION FROM AFTEN TO TIFLEX ON 25NOV2009 | N | INSTRUMENTS |  | No | No | N. A. | N. A. | N. A. | N. A.
I0531.01.03.01 | I0531.01.03.01 | ATLAS NAIL INSERTER END RING FOR TIFLEX SYSTEM |  | I0531.01.03.01 | N. A. | N. A. | N. A. | N. A. | N. A. | N. A. | N. A. | N. A. | N. A. | N. A. | N. A. | PS/I0531.01.03.01 | N. A. | N. A. | N. A. | N. A. | N. A. | I0531.01.03.01 | TF-IN | IU/5 | N. A. | SEMIFINISHED GOODS | N. A. | N. A. | N. A. | N. A. | N. A. | N. A. |  | N. A. | N. A. | N. A. | N. A. | N. A. | N. A. | N. A. | N. A. | N. A. | N. A. | 1 | SUB COMPONENTS | 0 | CHANGED DESCRIPTION FROM AFTEN TO TIFLEX ON 25NOV2009 | N | INSTRUMENTS |  | No | No | N. A. | N. A. | N. A. | N. A.
I0531.01.03.02 | I0531.01.03.02 | ATLAS NAIL INSERTER SMALL VERSION PIN FOR TIFLEX SYSTEM |  | I0531.01.03.02 | N. A. | N. A. | N. A. | N. A. | N. A. | N. A. | N. A. | N. A. | N. A. | N. A. | N. A. | PS/I0531.01.03.02 | N. A. | N. A. | N. A. | N. A. | N. A. | I0531.01.03.02 | TF-IN | IU/5 | N. A. | SEMIFINISHED GOODS | N. A. | N. A. | N. A. | N. A. | N. A. | N. A. |  | N. A. | N. A. | N. A. | N. A. | N. A. | N. A. | N. A. | N. A. | N. A. | N. A. | 1 | SUB COMPONENTS | 0 | CHANGED DESCRIPTION FROM AFTEN TO TIFLEX ON 25NOV2009 | N | INSTRUMENTS |  | No | No | N. A. | N. A. | N. A. | N. A.
I0531.01.03.03 | I0531.01.03.03 | ATLAS NAIL INSERTER LARGE VERSION PIN FOR TIFLEX SYSTEM |  | I0531.01.03.03 | N. A. | N. A. | N. A. | N. A. | N. A. | N. A. | N. A. | N. A. | N. A. | N. A. | N. A. | PS/I0531.01.03.03 | N. A. | N. A. | N. A. | N. A. | N. A. | I0531.01.03.03 | TF-IN | IU/5 | N. A. | SEMIFINISHED GOODS | N. A. | N. A. | N. A. | N. A. | N. A. | N. A. |  | N. A. | N. A. | N. A. | N. A. | N. A. | N. A. | N. A. | N. A. | N. A. | N. A. | 1 | SUB COMPONENTS | 0 | CHANGED DESCRIPTION FROM AFTEN TO TIFLEX ON 25NOV2009 | N | INSTRUMENTS |  | No | No | N. A. | N. A. | N. A. | N. A.
I0531.0104.01 | I0531.0104.01 | ATLAS KEYLESS CHUCK END RING FOR TIFLEX SYSTEM |  | I0531.0104.01 | N. A. | N. A. | N. A. | N. A. | N. A. | N. A. | N. A. | N. A. | N. A. | N. A. | N. A. | PS/I0531.0104.01 | N. A. | N. A. | N. A. | N. A. | N. A. | I0531.01 | N. A. | N. A. | N. A. | SEMIFINISHED GOODS | N. A. | N. A. | N. A. | N. A. | N. A. | N. A. |  | N. A. | N. A. | N. A. | N. A. | N. A. | N. A. | N. A. | N. A. | N. A. | N. A. | 1 | SUB COMPONENTS | 0 | CHANGED STATUS TO INACTIVE Y AS PER ECR E0030520 DTD 06FEB2020 | Y | INSTRUMENTS |  | No | No | N. A. | N. A. | N. A. | N. A.
I0531.0104.02 | I0531.0104.02 | ATLAS KEYLESS CHUCK SMALL VERSION PIN FOR TIFLEX SYSTEM |  | I0531.0104.02 | N. A. | N. A. | N. A. | N. A. | N. A. | N. A. | N. A. | N. A. | N. A. | N. A. | N. A. | PS/I0531.0104.02 | N. A. | N. A. | N. A. | N. A. | N. A. | I0531.01 | N. A. | N. A. | N. A. | SEMIFINISHED GOODS | N. A. | N. A. | N. A. | N. A. | N. A. | N. A. |  | N. A. | N. A. | N. A. | N. A. | N. A. | N. A. | N. A. | N. A. | N. A. | N. A. | 1 | SUB COMPONENTS | 0 | CHANGED STATUS TO INACTIVE Y AS PER ECR E0030520 DTD 06FEB2020 | Y | INSTRUMENTS |  | No | No | N. A. | N. A. | N. A. | N. A.
I0531.0104.03 | I0531.0104.03 | ATLAS KEYLESS CHUCK LARGE VERSION PIN FOR TIFLEX SYSTEM |  | I0531.0104.03 | N. A. | N. A. | N. A. | N. A. | N. A. | N. A. | N. A. | N. A. | N. A. | N. A. | N. A. | PS/I0531.0104.03 | N. A. | N. A. | N. A. | N. A. | N. A. | I0531.01 | N. A. | N. A. | N. A. | SEMIFINISHED GOODS | N. A. | N. A. | N. A. | N. A. | N. A. | N. A. |  | N. A. | N. A. | N. A. | N. A. | N. A. | N. A. | N. A. | N. A. | N. A. | N. A. | 1 | SUB COMPONENTS | 0 | CHANGED STATUS TO INACTIVE Y AS PER ECR E0030520 DTD 06FEB2020 | Y | INSTRUMENTS |  | No | No | N. A. | N. A. | N. A. | N. A.
I0531.02 | I0531.02 | ATLAS KEYLESS CHUCK CANNULATED FOR TIFLEX SYSTEM |  | I0531.02 | N. A. | N. A. | N. A. | N. A. | N. A. | QPF/I0531.02 | N. A. | N. A. | N. A. | N. A. | N. A. | PS/I0531.02 | N. A. | N. A. | N. A. | N. A. | N. A. | I0531.02 | TF-IN | IU/5 | Class A | FINISHED GOODS | ATLAS™ | KEYLESS CHUCK | CANNULATED FOR TIFLEX SYSTEM | 17 | No | Yes |  | No | N. A. | No | N. A. | No | Yes | No | No | M. L.: MFG/MD/2022/63252 |  | 1 | SUSHRUT PRODUCTS\ATLAS NAILING SYSTEM\TIFLEX INSTRUMENTS | 0 | VL number changed to ML number | Y | Insertion and removal instruments |  | No | No | Yes | No | Yes | N. A.
I0531.03 | I0531.03 | ATLAS NAIL INSERTER WITH CHUCK FOR TIFLEX SYSTEM |  | I0531.03 | 04 | 2020-01-28 | N. A. | N. A. | N. A. | QPF/I0531.03 | N. A. | N. A. | N. A. | N. A. | N. A. | PS/I0531.03 | 00 | 2009-11-14 | N. A. | N. A. | N. A. | I0531.03 | TF-IN | IU/5 | Class A | FINISHED GOODS | ATLAS™ | TIFLEX NAIL INSERTER | WITH CHUCK | 17 | No | Yes |  | No | N. A. | No | N. A. | No | Yes | No | No | M. L.: MFG/MD/2022/63252 |  | 1 | SUSHRUT PRODUCTS\ATLAS NAILING SYSTEM\TIFLEX INSTRUMENTS | 0 | VL number changed to ML number | N | Insertion and removal instruments |  | No | No | Yes | No | Yes | N. A.
I0531.03 | I0531.03.01 | HANDLE ASSEMBLY FOR NAIL INSERTER WITH CHUCK, ATLAS TiFlex ELASTIC NAILING SYSTEM |  | I0531.03.01 | 02 | 2011-08-27 | N. A. | N. A. | N. A. | N. A. | N. A. | N. A. | N. A. | N. A. | N. A. | PS/I0531.03.01 | N. A. | N. A. | N. A. | N. A. | N. A. | I0531.03 | TF-IN | IU/5 | N. A. | SEMIFINISHED GOODS | N. A. | N. A. | N. A. | N. A. | N. A. | N. A. |  | N. A. | N. A. | N. A. | N. A. | N. A. | N. A. | N. A. | N. A. | N. A. | N. A. | 1 | SUB COMPONENTS | 0 | ADDED NEW PRODUCTS AS DISCUSSED WITH SSJ ON 25NOV2009 | N | INSTRUMENTS |  | No | No | N. A. | N. A. | N. A. | N. A.
I0531.03 | I0531.03.01.01 | ASSEMBLY OF CANNULATED SHAFT AND END RING FOR NAIL INSERTER WITH CHUCK, ATLAS TiFlex ELASTIC NAILING SYSTEM |  | I0531.03.01.01 | 01 | 2009-11-06 | N. A. | N. A. | N. A. | N. A. | N. A. | N. A. | N. A. | N. A. | N. A. | PS/I0531.03.01.01 | 00 | 2019-11-14 | 2022-11-17 | 2019-11-17 | N. A. | I0531.03 | TF-IN | IU/5 | N. A. | SEMIFINISHED GOODS | N. A. | N. A. | N. A. | N. A. | N. A. | N. A. |  | N. A. | N. A. | N. A. | N. A. | N. A. | N. A. | N. A. | N. A. | N. A. | N. A. | 1 | SUB COMPONENTS | 0 | ADDED NEW PRODUCTS AS DISCUSSED WITH SSJ ON 25NOV2009 | N | INSTRUMENTS |  | No | No | N. A. | N. A. | N. A. | N. A.
I0531.03 | I0531.03.01.01.01 | CANNULATED SHAFT FOR NAIL INSERTER WITH CHUCK, ATLAS TiFlex ELASTIC NAILING SYSTEM |  | I0531.03.01.01.01 | 01 | 2009-11-06 | N. A. | N. A. | N. A. | N. A. | N. A. | N. A. | N. A. | N. A. | N. A. | PS/I0531.03.01.01.01 | 00 | 2009-11-14 | 2022-11-22 | 2019-11-22 | N. A. | I0531.03 | TF-IN | IU/5 | N. A. | SEMIFINISHED GOODS | N. A. | N. A. | N. A. | N. A. | N. A. | N. A. |  | N. A. | N. A. | N. A. | N. A. | N. A. | N. A. | N. A. | N. A. | N. A. | N. A. | 1 | SUB COMPONENTS | 0 | ADDED NEW PRODUCTS AS DISCUSSED WITH SSJ ON 25NOV2009 | N | INSTRUMENTS |  | No | No | N. A. | N. A. | N. A. | N. A.
I0531.03 | I0531.03.01.01.02 | END RING FOR NAIL INSERTER WITH CHUCK, ATLAS TiFlex ELASTIC NAILING SYSTEM |  | I0531.03.01.01.02 | 01 | 2009-11-06 | N. A. | N. A. | N. A. | N. A. | N. A. | N. A. | N. A. | N. A. | N. A. | PS/I0531.03.01.01.02 | 00 | 2009-11-14 | 2022-11-22 | 2019-11-22 | N. A. | I0531.03 | TF-IN | IU/5 | N. A. | SEMIFINISHED GOODS | N. A. | N. A. | N. A. | N. A. | N. A. | N. A. |  | N. A. | N. A. | N. A. | N. A. | N. A. | N. A. | N. A. | N. A. | N. A. | N. A. | 1 | SUB COMPONENTS | 0 | ADDED NEW PRODUCTS AS DISCUSSED WITH SSJ ON 25NOV2009 | N | INSTRUMENTS |  | No | No | N. A. | N. A. | N. A. | N. A.
I0531.03 | I0531.03.01.02 | HANDLE FOR NAIL INSERTER WITH CHUCK, ATLAS TiFlex ELASTIC NAILING SYSTEM |  | I0531.03.01.02 | 01 | 2009-11-06 | N. A. | N. A. | N. A. | N. A. | N. A. | N. A. | N. A. | N. A. | N. A. | PS/I0531.03.01.02 | 00 | 2009-11-14 | N. A. | N. A. | N. A. | I0531.03 | TF-IN | IU/5 | N. A. | SEMIFINISHED GOODS | N. A. | N. A. | N. A. | N. A. | N. A. | N. A. |  | N. A. | N. A. | N. A. | N. A. | N. A. | N. A. | N. A. | N. A. | N. A. | N. A. | 1 | SUB COMPONENTS | 0 | ADDED NEW PRODUCTS AS DISCUSSED WITH SSJ ON 25NOV2009 | N | INSTRUMENTS |  | No | No | N. A. | N. A. | N. A. | N. A.
I0531.03 | I0531.03.02 | SMALL VERSION PIN FOR NAIL INSERTER WITH CHUCK, ATLAS TiFlex ELASTIC NAILING SYSTEM |  | I0531.03.02 | 01 | 2009-11-06 | N. A. | N. A. | N. A. | N. A. | N. A. | N. A. | N. A. | N. A. | N. A. | PS/I0531.03.02 | 00 | 2009-11-14 | 2022-11-22 | 2019-11-22 | N. A. | I0531.03 | TF-IN | IU/5 | N. A. | SEMIFINISHED GOODS | N. A. | N. A. | N. A. | N. A. | N. A. | N. A. |  | N. A. | N. A. | N. A. | N. A. | N. A. | N. A. | N. A. | N. A. | N. A. | N. A. | 1 | SUB COMPONENTS | 0 | ADDED NEW PRODUCTS AS DISCUSSED WITH SSJ ON 25NOV2009 | N | INSTRUMENTS |  | No | No | N. A. | N. A. | N. A. | N. A.
I0531.03 | I0531.03.03 | LARGE VERSION PIN FOR NAIL INSERTER WITH CHUCK, ATLAS TiFlex ELASTIC NAILING SYSTEM |  | I0531.03.03 | 01 | 2009-11-06 | N. A. | N. A. | N. A. | N. A. | N. A. | N. A. | N. A. | N. A. | N. A. | PS/I0531.03.03 | 00 | 2009-11-14 | 2022-11-22 | 2019-11-22 | N. A. | I0531.03 | TF-IN | IU/5 | N. A. | SEMIFINISHED GOODS | N. A. | N. A. | N. A. | N. A. | N. A. | N. A. |  | N. A. | N. A. | N. A. | N. A. | N. A. | N. A. | N. A. | N. A. | N. A. | N. A. | 1 | SUB COMPONENTS | 0 | ADDED NEW PRODUCTS AS DISCUSSED WITH SSJ ON 25NOV2009 | N | INSTRUMENTS |  | No | No | N. A. | N. A. | N. A. | N. A.
I0531.04 | I0531.04 | ATLAS STAINLESS STEEL CHUCK WITH KEY FOR TIFLEX SYSTEM |  | I0531.04 | N. A. | N. A. | N. A. | N. A. | N. A. | QPF/I0531.04 | 00 | 2009-11-14 | N. A. | N. A. | N. A. | PS/I0531.04 | N. A. | N. A. | N. A. | N. A. | N. A. | I0531.04 | TF-IN | IU/5 | Class A | FINISHED GOODS | ATLAS™ | STAINLESS STEEL CHUCK WITH KEY | FOR TIFLEX SYSTEM | 17 | No | Yes |  | No | N. A. | No | N. A. | No | Yes | No | No | M. L.: MFG/MD/2022/63252 |  | 1 | SUSHRUT PRODUCTS\ATLAS NAILING SYSTEM\TIFLEX INSTRUMENTS | 0 | VL number changed to ML number | Y | Insertion and removal instruments |  | No | No | Yes | No | Yes | N. A.
I0533.01 | I0533.01 | ATLAS BEVELED TAMP FOR TIFLEX SYSTEM |  | I0533.01 | 01 | 2009-11-05 | N. A. | N. A. | N. A. | QPF/I0533.01 | 00 | 2009-11-14 | N. A. | N. A. | N. A. | PS/I0533.01 | 00 | 2009-11-12 | N. A. | N. A. | N. A. | I0533.01 | TF-IN | IU/5 | Class A | FINISHED GOODS | ATLAS™ | BEVELED TAMP | FOR TIFLEX SYSTEM | 17 | No | Yes |  | No | N. A. | No | N. A. | No | Yes | No | No | M. L.: MFG/MD/2022/63252 |  | 1 | SUSHRUT PRODUCTS\ATLAS NAILING SYSTEM\ATLAS INSTRUMENTS | 0 | VL number changed to ML number | N | Insertion and removal instruments |  | No | No | Yes | No | Yes | N. A.
I0534.01 | I0534.01 | ATLAS F TOOL ASSEMBLY FOR TIFLEX SYSTEM, CONSIST OF I0534.01.01-1NO AND. I0534.01.02, I0534.01.03, I0534.01.04 - 3NOS. EACH. |  | I0534.01 | 01 | 2009-11-06 | N. A. | N. A. | N. A. | QPF/I0534.01 | 01 | 2015-08-28 | N. A. | N. A. | N. A. | PS/I0534.01 | 00 | 2009-11-14 | 2022-11-22 | 2019-11-22 | N. A. | I0534.01 | TF-IN | IU/5 | Class B | FINISHED GOODS | ATLAS™ | F TOOL ASSEMBLY FOR TIFLEX | CONSIST OF I0534.01.01-1NO AND. I0534.01.02, I0534.01.03, I0534.01.04 - 3NOS. EACH. | 17 | No | Yes |  | No | N. A. | No | N. A. | No | Yes | No | No | M. L.: MFG/MD/2023/000312 |  | 1 | SUSHRUT PRODUCTS\ATLAS NAILING SYSTEM\ATLAS INSTRUMENTS | 0 | CHANGED PRODUCT BRAND DETAILS, FAMILY NAME & SNN DESCRIPTION AS PER EMAIL FROM ASP DTD 04JUN2020 ON 06JUN2020 | N | Intramedullary Locking Nail Instrument Sets |  | No | No | Yes | No | Yes | N. A.
I0534.01.01 | I0534.01.01 | ATLAS SMALL F TOOL MAIN BODY FOR TIFLEX SYSTEM |  | I0534.01.01 | 02 | 2017-02-24 | N. A. | N. A. | N. A. | QPF/I0534.01.01 | 00 | 2009-11-14 | N. A. | N. A. | N. A. | PS/I0534.01.01 | 00 | 2009-11-14 | N. A. | N. A. | N. A. | I0534.01.01 | TF-IN | IU/5 | N. A. | SEMIFINISHED GOODS | N. A. | N. A. | N. A. | N. A. | N. A. | N. A. |  | N. A. | N. A. | N. A. | N. A. | N. A. | N. A. | N. A. | N. A. | N. A. | N. A. | 1 | SUB COMPONENTS | 0 | CHANGED DESCRIPTION FROM AFTEN TO TIFLEX ON 25NOV2009 | N | INSTRUMENTS |  | No | No | N. A. | N. A. | N. A. | N. A.
I0534.01.02 | I0534.01.02 | ATLAS THREADED BAR SMALL FOR F TOOL FOR TIFLEX SYSTEM |  | I0534.01.02 | 03 | 2014-09-06 | N. A. | N. A. | N. A. | QPF/I0534.01.02 | 00 | 2010-03-07 | N. A. | N. A. | N. A. | PS/I0534.01.02 | 00 | 2009-11-14 | N. A. | N. A. | N. A. | I0534.01.02 | TF-IN | IU/5 | N. A. | SEMIFINISHED GOODS | N. A. | N. A. | N. A. | N. A. | N. A. | N. A. |  | N. A. | N. A. | N. A. | N. A. | N. A. | N. A. | N. A. | N. A. | N. A. | N. A. | 1 | SUB COMPONENTS | 0 | CHANGED DESCRIPTION FROM AFTEN TO TIFLEX ON 25NOV2009 | N | INSTRUMENTS |  | No | No | N. A. | N. A. | N. A. | N. A.
I0534.01.03 | I0534.01.03 | ATLAS THREADED BAR MEDIUM FOR F TOOL FOR TIFLEX SYSTEM |  | I0534.01.03 | 03 | 2014-09-06 | N. A. | N. A. | N. A. | QPF/I0534.01.03 | 00 | 2010-03-07 | N. A. | N. A. | N. A. | PS/I0534.01.03 | 00 | 2009-11-14 | N. A. | N. A. | N. A. | I0534.01.03 | TF-IN | IU/5 | N. A. | SEMIFINISHED GOODS | N. A. | N. A. | N. A. | N. A. | N. A. | N. A. |  | N. A. | N. A. | N. A. | N. A. | N. A. | N. A. | N. A. | N. A. | N. A. | N. A. | 1 | SUB COMPONENTS | 0 | CHANGED DESCRIPTION FROM AFTEN TO TIFLEX ON 25NOV2009 | N | INSTRUMENTS |  | No | No | N. A. | N. A. | N. A. | N. A.
I0534.01.04 | I0534.01.04 | ATLAS THREADED BAR LARGE FOR F TOOL FOR TIFLEX SYSTEM |  | I0534.01.04 | 03 | 2014-09-06 | N. A. | N. A. | N. A. | QPF/I0534.01.04 | 00 | 2010-03-07 | N. A. | N. A. | N. A. | PS/I0534.01.04 | 00 | 2009-11-14 | N. A. | N. A. | N. A. | I0534.01.04 | TF-IN | IU/5 | N. A. | SEMIFINISHED GOODS | N. A. | N. A. | N. A. | N. A. | N. A. | N. A. |  | N. A. | N. A. | N. A. | N. A. | N. A. | N. A. | N. A. | N. A. | N. A. | N. A. | 1 | SUB COMPONENTS | 0 | CHANGED DESCRIPTION FROM AFTEN TO TIFLEX ON 25NOV2009 | N | INSTRUMENTS |  | No | No | N. A. | N. A. | N. A. | N. A.
I0534.0102 | I0534.0102 | THREADED BAR, SMALL 'F' TOOL ASSEMBLY, ATLAS TiFlex ELASTIC NAILING SYSTEM |  | I0534.0102 | N. A. | N. A. | N. A. | N. A. | N. A. | N.A. | N. A. | N. A. | N. A. | N. A. | N. A. | PS/I0534.0102 | 00 | 2009-11-14 | N. A. | N. A. | N. A. | I0534.0102 | TF-IN | IU/5 | Class B | FINISHED GOODS | ATLAS™ | SMALL 'F' TOOL ASSEMBLY | THREADED BAR FOR TIFLEX NAILING SYSTEM | 17 | No | Yes |  | No | N. A. | No | N. A. | No | Yes | No | No | M. L.: MFG/MD/2023/000312 |  | 1 | SUSHRUT PRODUCTS\ATLAS NAILING SYSTEM\ATLAS INSTRUMENTS | 0 | CHANGED PRODUCT BRAND DETAILS, FAMILY NAME & SNN DESCRIPTION AS PER EMAIL FROM ASP DTD 04JUN2020 ON 06JUN2020 | N | Intramedullary Locking Nail Instrument Sets |  | No | No | Yes | No | Yes | N. A.
I0534.0102 | I0534.0102.01 | MAIN BODY FOR THREADED BAR, SMALL 'F' TOOL ASSEMBLY, ATLAS TiFlex ELASTIC NAILING SYSTEM |  | I0534.0102.01 | N. A. | N. A. | N. A. | N. A. | N. A. | N. A. | N. A. | N. A. | N. A. | N. A. | N. A. | PS/I0534.0102.01 | N. A. | N. A. | N. A. | N. A. | N. A. | I0534.0102 | TF-IN | IU/5 | N. A. | SEMIFINISHED GOODS | N. A. | N. A. | N. A. | N. A. | N. A. | N. A. |  | N. A. | N. A. | N. A. | N. A. | N. A. | N. A. | N. A. | N. A. | N. A. | N. A. | 1 | SUB COMPONENTS | 0 | ADDED NEW PRODUCTS AS DISCUSSED WITH SSJ ON 25NOV2009 | N | INSTRUMENTS |  | No | No | N. A. | N. A. | N. A. | N. A.
I0534.0102 | I0534.0102.02 | THREADED TIP FOR THREADED BAR, SMALL 'F' TOOL ASSEMBLY, ATLAS TiFlex ELASTIC NAILING SYSTEM |  | I0534.0102.02 | 01 | 2009-11-06 | N. A. | N. A. | N. A. | N. A. | N. A. | N. A. | N. A. | N. A. | N. A. | PS/I0534.0102.02 | 00 | 2009-11-14 | N. A. | N. A. | N. A. | I0534.0102 | TF-IN | IU/5 | N. A. | SEMIFINISHED GOODS | N. A. | N. A. | N. A. | N. A. | N. A. | N. A. |  | N. A. | N. A. | N. A. | N. A. | N. A. | N. A. | N. A. | N. A. | N. A. | N. A. | 1 | SUB COMPONENTS | 0 | ADDED NEW PRODUCTS AS DISCUSSED WITH SSJ ON 25NOV2009 | N | INSTRUMENTS |  | No | No | N. A. | N. A. | N. A. | N. A.
I0534.0102 | I0534.0102.03 | DOWEL PIN |  | I0534.0102.03 | N. A. | N. A. | N. A. | N. A. | N. A. | N. A. | N. A. | N. A. | N. A. | N. A. | N. A. | PS/I0534.0102.03 | N. A. | N. A. | N. A. | N. A. | N. A. | I0534.0102 | TF-IN | IU/5 | N. A. | SEMIFINISHED GOODS | N. A. | N. A. | N. A. | N. A. | N. A. | N. A. |  | N. A. | N. A. | N. A. | N. A. | N. A. | N. A. | N. A. | N. A. | N. A. | N. A. | 1 | SUB COMPONENTS | 0 | ADDED NEW PRODUCTS AS DISCUSSED WITH SSJ ON 25NOV2009 | N | INSTRUMENTS |  | No | No | N. A. | N. A. | N. A. | N. A.
I0535.01 | I0535.01 | ATLAS LOCKING PLIER FOR TIFLEX SYSTEM |  | I0535.01 | 00 | 2009-11-07 | N. A. | N. A. | N. A. | QPF/I0535.01 | 01 | 2017-05-10 | N. A. | N. A. | N. A. | PS/PUR006 | 00 | 2022-09-16 | N. A. | N. A. | N. A. | I0535.01 | TF-IN | IU/5 | Class A | FINISHED GOODS | ATLAS™ | TIFLEX LOCKING PLIER |  | 17 | No | Yes |  | No | N. A. | No | N. A. | No | Yes | No | No | M. L.: MFG/MD/2022/63252 |  | 1 | SUSHRUT PRODUCTS\ATLAS NAILING SYSTEM\ATLAS INSTRUMENTS | 0 | VL number changed to ML number | N | Pliers |  | No | No | Yes | No | Yes | N. A.
I0536.01.01 | I0536.01.01 | ATLAS NAIL BENDER BASE PLATE FOR TIFLEX SYSTEM - TABLE TOP MODEL |  | I0536.01.01 | 00 | 2009-09-26 | N. A. | N. A. | N. A. | QPF/I0536.01.01 | N. A. | N. A. | N. A. | N. A. | N. A. | PS/I0536.01.01 | N. A. | N. A. | N. A. | N. A. | N. A. | I0536.01.01 | TF-IN | IU/5 | N. A. | SEMIFINISHED GOODS | N. A. | N. A. | N. A. | N. A. | N. A. | N. A. |  | N. A. | N. A. | N. A. | N. A. | N. A. | N. A. | N. A. | N. A. | N. A. | N. A. | 1 | SUB COMPONENTS | 0 | CHANGED DESCRIPTION FROM AFTEN TO TIFLEX ON 25NOV2009 | N | INSTRUMENTS |  | No | No | N. A. | N. A. | N. A. | N. A.
I0536.01.02 | I0536.01.02 | ATLAS NAIL BENDER TAPERED BASE FOR TIFLEX SYSTEM - TABLE TOP MODEL |  | I0536.01.02 | N. A. | N. A. | N. A. | N. A. | N. A. | QPF/I0536.01.02 | N. A. | N. A. | N. A. | N. A. | N. A. | PS/I0536.01.02 | N. A. | N. A. | N. A. | N. A. | N. A. | I0536.01.02 | TF-IN | IU/5 | N. A. | SEMIFINISHED GOODS | N. A. | N. A. | N. A. | N. A. | N. A. | N. A. |  | N. A. | N. A. | N. A. | N. A. | N. A. | N. A. | N. A. | N. A. | N. A. | N. A. | 1 | SUB COMPONENTS | 0 | CHANGED DESCRIPTION FROM AFTEN TO TIFLEX ON 25NOV2009 | N | INSTRUMENTS |  | No | No | N. A. | N. A. | N. A. | N. A.
I0536.01.03 | I0536.01.03 | ATLAS NAIL BENDER MAIN BODY FOR TIFLEX SYSTEM - TABLE TOP MODEL |  | I0536.01.03 | N. A. | N. A. | N. A. | N. A. | N. A. | QPF/I0536.01.03 | N. A. | N. A. | N. A. | N. A. | N. A. | PS/I0536.01.03 | N. A. | N. A. | N. A. | N. A. | N. A. | I0536.01.03 | TF-IN | IU/5 | N. A. | SEMIFINISHED GOODS | N. A. | N. A. | N. A. | N. A. | N. A. | N. A. |  | N. A. | N. A. | N. A. | N. A. | N. A. | N. A. | N. A. | N. A. | N. A. | N. A. | 1 | SUB COMPONENTS | 0 | CHANGED DESCRIPTION FROM AFTEN TO TIFLEX ON 25NOV2009 | N | INSTRUMENTS |  | No | No | N. A. | N. A. | N. A. | N. A.
I0536.01.04 | I0536.01.04 | ATLAS NAIL BENDER CAM HANDLE FOR TIFLEX SYSTEM - TABLE TOP MODEL |  | I0536.01.04 | N. A. | N. A. | N. A. | N. A. | N. A. | QPF/I0536.01.04 | N. A. | N. A. | N. A. | N. A. | N. A. | PS/I0536.01.04 | N. A. | N. A. | N. A. | N. A. | N. A. | I0536.01.04 | TF-IN | IU/5 | N. A. | SEMIFINISHED GOODS | N. A. | N. A. | N. A. | N. A. | N. A. | N. A. |  | N. A. | N. A. | N. A. | N. A. | N. A. | N. A. | N. A. | N. A. | N. A. | N. A. | 1 | SUB COMPONENTS | 0 | CHANGED DESCRIPTION FROM AFTEN TO TIFLEX ON 25NOV2009 | N | INSTRUMENTS |  | No | No | N. A. | N. A. | N. A. | N. A.
I0536.01.05 | I0536.01.05 | ATLAS NAIL BENDER ROLLER RING FOR TIFLEX SYSTEM - TABLE TOP MODEL |  | I0536.01.05 | N. A. | N. A. | N. A. | N. A. | N. A. | QPF/I0536.01.05 | N. A. | N. A. | N. A. | N. A. | N. A. | PS/I0536.01.05 | N. A. | N. A. | N. A. | N. A. | N. A. | I0536.01.05 | TF-IN | IU/5 | N. A. | SEMIFINISHED GOODS | N. A. | N. A. | N. A. | N. A. | N. A. | N. A. |  | N. A. | N. A. | N. A. | N. A. | N. A. | N. A. | N. A. | N. A. | N. A. | N. A. | 1 | SUB COMPONENTS | 0 | CHANGED DESCRIPTION FROM AFTEN TO TIFLEX ON 25NOV2009 | N | INSTRUMENTS |  | No | No | N. A. | N. A. | N. A. | N. A.
I0536.01.06 | I0536.01.06 | ATLAS NAIL BENDER CAM HANDLE PIN FOR TIFLEX SYSTEM - TABLE TOP MODEL |  | I0536.01.06 | N. A. | N. A. | N. A. | N. A. | N. A. | QPF/I0536.01.06 | N. A. | N. A. | N. A. | N. A. | N. A. | PS/I0536.01.06 | N. A. | N. A. | N. A. | N. A. | N. A. | I0536.01.06 | TF-IN | IU/5 | N. A. | SEMIFINISHED GOODS | N. A. | N. A. | N. A. | N. A. | N. A. | N. A. |  | N. A. | N. A. | N. A. | N. A. | N. A. | N. A. | N. A. | N. A. | N. A. | N. A. | 1 | SUB COMPONENTS | 0 | CHANGED DESCRIPTION FROM AFTEN TO TIFLEX ON 25NOV2009 | N | INSTRUMENTS |  | No | No | N. A. | N. A. | N. A. | N. A.
I0536.01.07 | I0536.01.07 | ATLAS NAIL BENDER CAM HANDLE PIN LOCKING SCREW FOR TIFLEX SYSTEM - TABLE TOP MODEL |  | I0536.01.07 | N. A. | N. A. | N. A. | N. A. | N. A. | QPF/I0536.01.07 | N. A. | N. A. | N. A. | N. A. | N. A. | PS/I0536.01.07 | N. A. | N. A. | N. A. | N. A. | N. A. | I0536.01.07 | TF-IN | IU/5 | N. A. | SEMIFINISHED GOODS | N. A. | N. A. | N. A. | N. A. | N. A. | N. A. |  | N. A. | N. A. | N. A. | N. A. | N. A. | N. A. | N. A. | N. A. | N. A. | N. A. | 1 | SUB COMPONENTS | 0 | CHANGED DESCRIPTION FROM AFTEN TO TIFLEX ON 25NOV2009 | N | INSTRUMENTS |  | No | No | N. A. | N. A. | N. A. | N. A.
I0536.01.08 | I0536.01.08 | ATLAS NAIL BENDER ROLLER PIN FOR TIFLEX SYSTEM - TABLE TOP MODEL |  | I0536.01.08 | N. A. | N. A. | N. A. | N. A. | N. A. | QPF/I0536.01.08 | N. A. | N. A. | N. A. | N. A. | N. A. | PS/I0536.01.08 | N. A. | N. A. | N. A. | N. A. | N. A. | I0536.01.08 | TF-IN | IU/5 | N. A. | SEMIFINISHED GOODS | N. A. | N. A. | N. A. | N. A. | N. A. | N. A. |  | N. A. | N. A. | N. A. | N. A. | N. A. | N. A. | N. A. | N. A. | N. A. | N. A. | 1 | SUB COMPONENTS | 0 | CHANGED DESCRIPTION FROM AFTEN TO TIFLEX ON 25NOV2009 | N | INSTRUMENTS |  | No | No | N. A. | N. A. | N. A. | N. A.
I0536.01.09 | I0536.01.09 | ATLAS NAIL BENDER ROLLER HOLDER FOR TIFLEX SYSTEM - TABLE TOP MODEL |  | I0536.01.09 | N. A. | N. A. | N. A. | N. A. | N. A. | QPF/I0536.01.09 | N. A. | N. A. | N. A. | N. A. | N. A. | PS/I0536.01.09 | N. A. | N. A. | N. A. | N. A. | N. A. | I0536.01.09 | TF-IN | IU/5 | N. A. | SEMIFINISHED GOODS | N. A. | N. A. | N. A. | N. A. | N. A. | N. A. |  | N. A. | N. A. | N. A. | N. A. | N. A. | N. A. | N. A. | N. A. | N. A. | N. A. | 1 | SUB COMPONENTS | 0 | CHANGED DESCRIPTION FROM AFTEN TO TIFLEX ON 25NOV2009 | N | INSTRUMENTS |  | No | No | N. A. | N. A. | N. A. | N. A.
I0536.01.10 | I0536.01.10 | ATLAS NAIL BENDER ROLLER HOLDER GUIDE FOR TIFLEX SYSTEM - TABLE TOP MODEL |  | I0536.01.10 | N. A. | N. A. | N. A. | N. A. | N. A. | QPF/I0536.01.10 | N. A. | N. A. | N. A. | N. A. | N. A. | PS/I0536.01.10 | N. A. | N. A. | N. A. | N. A. | N. A. | I0536.01.10 | TF-IN | IU/5 | N. A. | SEMIFINISHED GOODS | N. A. | N. A. | N. A. | N. A. | N. A. | N. A. |  | N. A. | N. A. | N. A. | N. A. | N. A. | N. A. | N. A. | N. A. | N. A. | N. A. | 1 | SUB COMPONENTS | 0 | CHANGED DESCRIPTION FROM AFTEN TO TIFLEX ON 25NOV2009 | N | INSTRUMENTS |  | No | No | N. A. | N. A. | N. A. | N. A.
I0536.01.11 | I0536.01.11 | ATLAS NAIL BENDER ROLLER HOLDER GUIDE PUSHER FOR TIFLEX SYSTEM - TABLE TOP MODEL |  | I0536.01.11 | N. A. | N. A. | N. A. | N. A. | N. A. | QPF/I0536.01.11 | N. A. | N. A. | N. A. | N. A. | N. A. | PS/I0536.01.11 | N. A. | N. A. | N. A. | N. A. | N. A. | I0536.01.11 | TF-IN | IU/5 | N. A. | SEMIFINISHED GOODS | N. A. | N. A. | N. A. | N. A. | N. A. | N. A. |  | N. A. | N. A. | N. A. | N. A. | N. A. | N. A. | N. A. | N. A. | N. A. | N. A. | 1 | SUB COMPONENTS | 0 | CHANGED DESCRIPTION FROM AFTEN TO TIFLEX ON 25NOV2009 | N | INSTRUMENTS |  | No | No | N. A. | N. A. | N. A. | N. A.
I0536.01.12 | I0536.01.12 | ATLAS NAIL BENDER COUNTOURING PIECE FOR TIFLEX SYSTEM - TABLE TOP MODEL |  | I0536.01.12 | N. A. | N. A. | N. A. | N. A. | N. A. | QPF/I0536.01.12 | N. A. | N. A. | N. A. | N. A. | N. A. | PS/I0536.01.12 | N. A. | N. A. | N. A. | N. A. | N. A. | I0536.01.12 | TF-IN | IU/5 | N. A. | SEMIFINISHED GOODS | N. A. | N. A. | N. A. | N. A. | N. A. | N. A. |  | N. A. | N. A. | N. A. | N. A. | N. A. | N. A. | N. A. | N. A. | N. A. | N. A. | 1 | SUB COMPONENTS | 0 | CHANGED DESCRIPTION FROM AFTEN TO TIFLEX ON 25NOV2009 | N | INSTRUMENTS |  | No | No | N. A. | N. A. | N. A. | N. A.
I0536.01.13 | I0536.01.13 | ATLAS NAIL BENDER COUNTOURING PIECE MOVEMENT SCREW FOR TIFLEX SYSTEM - TABLE TOP MODEL |  | I0536.01.13 | N. A. | N. A. | N. A. | N. A. | N. A. | QPF/I0536.01.13 | N. A. | N. A. | N. A. | N. A. | N. A. | PS/I0536.01.13 | N. A. | N. A. | N. A. | N. A. | N. A. | I0536.01.13 | TF-IN | IU/5 | N. A. | SEMIFINISHED GOODS | N. A. | N. A. | N. A. | N. A. | N. A. | N. A. |  | N. A. | N. A. | N. A. | N. A. | N. A. | N. A. | N. A. | N. A. | N. A. | N. A. | 1 | SUB COMPONENTS | 0 | CHANGED DESCRIPTION FROM AFTEN TO TIFLEX ON 25NOV2009 | N | INSTRUMENTS |  | No | No | N. A. | N. A. | N. A. | N. A.
I0536.02 | I0536.02 | ATLAS NAIL BENDER FOR TIFLEX SYSTEM - ROLLER TYPE |  | I0536.02 | 02 | 2018-05-24 | N. A. | N. A. | N. A. | QPF/I0536.02 | N. A. | N. A. | N. A. | N. A. | N. A. | PS/PUR005 | 00 | 2022-09-16 | N. A. | N. A. | N. A. | I0536.02 | TF-IN | IU/5 | Class A | FINISHED GOODS | ATLAS™ | TIFLEX NAIL BENDER | ROLLER TYPE | 17 | No | Yes |  | No | N. A. | No | N. A. | No | Yes | No | No | M. L.: MFG/MD/2022/63252 |  | 1 | SUSHRUT PRODUCTS\ATLAS NAILING SYSTEM\TIFLEX INSTRUMENTS | 0 | VL number changed to ML number | N | Bender |  | No | No | Yes | No | Yes | N. A.
I0536.02 | I0536.02.01 | ASSEMBLY OF UPPER JAW AND ROLLER FOR NAIL BENDER, ATLAS TiFlex ELASTIC NAILING SYSTEM |  | I0536.02.01 | 02 | 2018-05-24 | N. A. | N. A. | N. A. | N. A. | N. A. | N. A. | N. A. | N. A. | N. A. | PS/I0536.02.01 | N. A. | N. A. | N. A. | N. A. | N. A. | I0536.02 | TF-IN | IU/5 | N. A. | SEMIFINISHED GOODS | N. A. | N. A. | N. A. | N. A. | N. A. | N. A. |  | N. A. | N. A. | N. A. | N. A. | N. A. | N. A. | N. A. | N. A. | N. A. | N. A. | 1 | SUB COMPONENTS | 0 | ADDED NEW PRODUCTS AS DISCUSSED WITH SSJ ON 25NOV2009 | N | INSTRUMENTS |  | No | No | N. A. | N. A. | N. A. | N. A.
I0536.02 | I0536.02.01.01 | UPPER JAW FOR NAIL BENDER, ATLAS TiFlex ELASTIC NAILING SYSTEM |  | I0536.02.01.01 | 02 | 2018-05-02 | N. A. | N. A. | N. A. | N. A. | N. A. | N. A. | N. A. | N. A. | N. A. | PS/I0536.02.01.01 | N. A. | N. A. | N. A. | N. A. | N. A. | I0536.02 | TF-IN | IU/5 | N. A. | SEMIFINISHED GOODS | N. A. | N. A. | N. A. | N. A. | N. A. | N. A. |  | N. A. | N. A. | N. A. | N. A. | N. A. | N. A. | N. A. | N. A. | N. A. | N. A. | 1 | SUB COMPONENTS | 0 | ADDED NEW PRODUCTS AS DISCUSSED WITH SSJ ON 25NOV2009 | N | INSTRUMENTS |  | No | No | N. A. | N. A. | N. A. | N. A.
I0536.02 | I0536.02.02 | ASSEMBLY OF LOWER JAW AND ROLLER FOR NAIL BENDER, ATLAS TiFlex ELASTIC NAILING SYSTEM |  | I0536.02.02 | 02 | 2018-05-24 | N. A. | N. A. | N. A. | N. A. | N. A. | N. A. | N. A. | N. A. | N. A. | PS/I0536.02.02 | N. A. | N. A. | N. A. | N. A. | N. A. | I0536.02 | TF-IN | IU/5 | N. A. | SEMIFINISHED GOODS | N. A. | N. A. | N. A. | N. A. | N. A. | N. A. |  | N. A. | N. A. | N. A. | N. A. | N. A. | N. A. | N. A. | N. A. | N. A. | N. A. | 1 | SUB COMPONENTS | 0 | ADDED NEW PRODUCTS AS DISCUSSED WITH SSJ ON 25NOV2009 | N | INSTRUMENTS |  | No | No | N. A. | N. A. | N. A. | N. A.
I0536.02 | I0536.02.02.01 | LOWER JAW FOR NAIL BENDER, ATLAS TiFlex ELASTIC NAILING SYSTEM |  | I0536.02.02.01 | 02 | 2018-05-24 | N. A. | N. A. | N. A. | N. A. | N. A. | N. A. | N. A. | N. A. | N. A. | PS/I0536.02.02.01 | N. A. | N. A. | N. A. | N. A. | N. A. | I0536.02 | TF-IN | IU/5 | N. A. | SEMIFINISHED GOODS | N. A. | N. A. | N. A. | N. A. | N. A. | N. A. |  | N. A. | N. A. | N. A. | N. A. | N. A. | N. A. | N. A. | N. A. | N. A. | N. A. | 1 | SUB COMPONENTS | 0 | ADDED NEW PRODUCTS AS DISCUSSED WITH SSJ ON 25NOV2009 | N | INSTRUMENTS |  | No | No | N. A. | N. A. | N. A. | N. A.
I0536.02 | I0536.02.03 | ROLLER FOR NAIL BENDER, ATLAS TiFlex ELASTIC NAILING SYSTEM |  | I0536.02.03 | 01 | 2002-11-06 | N. A. | N. A. | N. A. | N. A. | N. A. | N. A. | N. A. | N. A. | N. A. | PS/I0536.02.03 | N. A. | N. A. | N. A. | N. A. | N. A. | I0536.02 | TF-IN | IU/5 | N. A. | SEMIFINISHED GOODS | N. A. | N. A. | N. A. | N. A. | N. A. | N. A. |  | N. A. | N. A. | N. A. | N. A. | N. A. | N. A. | N. A. | N. A. | N. A. | N. A. | 1 | SUB COMPONENTS | 0 | ADDED NEW PRODUCTS AS DISCUSSED WITH SSJ ON 25NOV2009 | N | INSTRUMENTS |  | No | No | N. A. | N. A. | N. A. | N. A.
I0536.02 | I0536.02.04 | PIVOT PIN FOR NAIL BENDER, ATLAS TiFlex ELASTIC NAILING SYSTEM |  | I0536.02.04 | N. A. | N. A. | N. A. | N. A. | N. A. | N. A. | N. A. | N. A. | N. A. | N. A. | N. A. | PS/I0536.02.04 | N. A. | N. A. | N. A. | N. A. | N. A. | I0536.02 | TF-IN | IU/5 | N. A. | SEMIFINISHED GOODS | N. A. | N. A. | N. A. | N. A. | N. A. | N. A. |  | N. A. | N. A. | N. A. | N. A. | N. A. | N. A. | N. A. | N. A. | N. A. | N. A. | 1 | SUB COMPONENTS | 0 | ADDED NEW PRODUCTS AS DISCUSSED WITH SSJ ON 25NOV2009 | N | INSTRUMENTS |  | No | No | N. A. | N. A. | N. A. | N. A.
I0536.02.05 | I0536.02.05 | ROLLER LARGE, FOR NAIL BENDER, ATLAS TiFLEX ELASTIC NAILING SYSTEM |  | I0536.02.05 | 00 | 2018-05-24 | N. A. | N. A. | N. A. | N. A. | N. A. | N. A. | N. A. | N. A. | N. A. | PS/I0536.02.05 | N. A. | N. A. | N. A. | N. A. | N. A. | I0536.02 | TF-IN | IU/5 | N. A. | SEMIFINISHED GOODS | N. A. | N. A. | N. A. | N. A. | N. A. | N. A. |  | N. A. | N. A. | N. A. | N. A. | N. A. | N. A. | N. A. | N. A. | N. A. | N. A. | 1 | SUB COMPONENTS | 0 | ADDED NEW PRODUCT AS PER EMAIL FROM PPB DTD 04DEC2018 ON 05DEC2018 | N | INSTRUMENTS |  | No | No | N. A. | N. A. | N. A. | N. A.
I0537.00 | I0537.00 | ATLAS OBTURATOR |  | I0537.00 | 04 | 2016-09-02 | N. A. | N. A. | N. A. | QPF/I0537.00 | 01 | 2017-01-07 | N. A. | N. A. | N. A. | PS/I0537.00 | 04 | 2017-02-12 | N. A. | N. A. | N. A. | I0537.00 | TF-IN | IU/5 | Class B | FINISHED GOODS | ATLAS™ HFN | HFN Instruments | OBTURATOR | 17 | No | Yes |  | No | N. A. | No | N. A. | No | Yes | No | No | M. L.: MFG/MD/2023/000312 |  | 1 | ADLER PRODUCTS\ATLAS HF NAILING SYSTEM\ATLAS HFN INSTRUMENTS | 0 | Changed P-master to get aligned with P-master Descriptions approved by NPD and Marketing on 15DEC2016 | N | Intramedullary Locking Nail Instrument Sets |  | No | No | Yes | No | Yes | N. A.
I0537.00 | I0537.00.01 | ATLAS OBTURATOR KNOB |  | I0537.00.01 | 02 | 2016-09-02 | N. A. | N. A. | N. A. | N. A. | N. A. | N. A. | N. A. | N. A. | N. A. | PS/I0537.00.01 | N. A. | N. A. | N. A. | N. A. | N. A. | I0537.00 | TF-IN | IU/5 | N. A. | SEMIFINISHED GOODS | N. A. | N. A. | N. A. | N. A. | N. A. | N. A. |  | N. A. | N. A. | N. A. | N. A. | N. A. | N. A. | N. A. | N. A. | N. A. | N. A. | 1 | SUB COMPONENTS | 0 | Changed P-master to get aligned with P-master Descriptions approved by NPD and Marketing on 15DEC2016 | N | INSTRUMENTS |  | No | No | N. A. | N. A. | N. A. | N. A.
I0537.00 | I0537.00.02 | ATLAS OBTURATOR SHAFT |  | I0537.00.02 | 03 | 2020-11-01 | N. A. | N. A. | N. A. | N. A. | N. A. | N. A. | N. A. | N. A. | N. A. | PS/I0537.00.02 | N. A. | N. A. | N. A. | N. A. | N. A. | I0537.00 | TF-IN | IU/5 | N. A. | SEMIFINISHED GOODS | N. A. | N. A. | N. A. | N. A. | N. A. | N. A. |  | N. A. | N. A. | N. A. | N. A. | N. A. | N. A. | N. A. | N. A. | N. A. | N. A. | 1 | SUB COMPONENTS | 0 | Changed P-master to get aligned with P-master Descriptions approved by NPD and Marketing on 15DEC2016 | N | INSTRUMENTS |  | No | No | N. A. | N. A. | N. A. | N. A.
I0538.00 | I0538.00 | ATLAS LARGE EXTRACTOR |  | I0538.00 | N. A. | N. A. | N. A. | N. A. | N. A. | QPF/I0538.00 | 04 | 2017-02-12 | N. A. | N. A. | N. A. | PS/I0538.00 | 04 | 2017-02-12 | N. A. | N. A. | N. A. | I0538.00 | TF-IN | IU/5 | Class A | FINISHED GOODS | ATLAS™ HFN | HFN Instruments | LARGE EXTRACTOR | 17 | No | Yes |  | No | N. A. | No | N. A. | No | Yes | No | No | M. L.: MFG/MD/2022/63252 |  | 1 | ADLER PRODUCTS\ATLAS HF NAILING SYSTEM\ATLAS HFN INSTRUMENTS | 0 | VL number changed to ML number | N | Extractor |  | No | No | Yes | No | Yes | N. A.
I0539.00 | I0539.00 | ATLAS HFN LAG SCREW LENGTH GAUGE |  | I0539.00 | 05 | 2016-06-01 | N. A. | N. A. | N. A. | QPF/I0539.00 | 04 | 2017-02-12 | N. A. | N. A. | N. A. | PS/I0539.00 | 04 | 2017-02-12 | N. A. | N. A. | N. A. | I0539.00 | TF-IN | IU/5 | Class A | FINISHED GOODS | ATLAS™ HFN | HFN Instruments | LAG SCREW LENGTH GAUGE | 17 | No | Yes |  | No | N. A. | No | N. A. | No | Yes | No | No | M. L.: MFG/MD/2022/63252 |  | 1 | ADLER PRODUCTS\ATLAS HF NAILING SYSTEM\ATLAS HFN INSTRUMENTS | 0 | VL number changed to ML number | N | Depth gauge |  | No | No | Yes | No | Yes | N. A.
I0541.00 | I0541.00 | ATLAS HFN DRILL GUIDE |  | I0541.00 | 01 | 2017-04-09 | N. A. | N. A. | N. A. | QPF/I0541.00 | 05 | 2017-03-22 | N. A. | N. A. | N. A. | PS/I0541.00 | 05 | 2017-03-22 | N. A. | N. A. | N. A. | I0541.00 | TF-IN | IU/5 | Class B | FINISHED GOODS | ATLAS™ | HFN | DRILL GUIDE | 17 | No | Yes |  | No | N. A. | No | N. A. | No | Yes | No | No | M. L.: MFG/MD/2023/000312 |  | 1 | ADLER PRODUCTS\ATLAS HF NAILING SYSTEM\ATLAS HFN INSTRUMENTS | 0 | CHANGED LABEL FORMAT NUMBER AS PER EMAIL FROM SDW DTD 19JUN2021 ON 19JUN2021 | N | Intramedullary Locking Nail Instrument Sets |  | No | No | Yes | No | Yes | N. A.
I0541.01 | I0541.01 | ATLAS DRILL GUIDE 135 DEG. |  | I0541.01 | 05 | 2017-06-14 | N. A. | N. A. | N. A. | QPF/I0541.01 | 05 | 2017-06-14 | N. A. | N. A. | N. A. | PS/I0541.01 | 02 | 2017-03-04 | N. A. | N. A. | N. A. | I0541.01 | TF-IN | IU/5 | Class B | FINISHED GOODS | ATLAS™ | TFN | DRILL GUIDE | 17 | No | Yes |  | No | N. A. | No | N. A. | No | Yes | No | No | M. L.: MFG/MD/2023/000312 |  | 1 | ATLAS PRODUCTS\INSTRUMENTS | 0 | Changed P-master to get aligned with P-master Descriptions approved by NPD and Marketing on 15DEC2016 | N | Intramedullary Locking Nail Instrument Sets |  | No | No | Yes | No | Yes | N. A.
I0541.02 | I0541.02 | ATLAS TFN QUICK BOLT FOR DRILL GUIDE |  | I0541.02 | 03 | 2017-02-01 | N. A. | N. A. | N. A. | QPF/I0541.02 | 01 | 2017-03-04 | N. A. | N. A. | N. A. | PS/I0541.02 | 01 | 2017-03-04 | N. A. | N. A. | N. A. | I0541.02 | TF-IN | IU/5 | Class B | FINISHED GOODS | ATLAS™ | TFN | QUICK BOLT FOR DRILL GUIDE | 17 | No | Yes |  | No | N. A. | No | N. A. | No | Yes | No | No | M. L.: MFG/MD/2023/000312 |  | 1 | ATLAS PRODUCTS\INSTRUMENTS | 0 | CHANGED LABEL FORMAT NUMBER AS PER EMAIL FROM SDW DTD 19JUN2021 ON 19JUN2021 | N | Intramedullary Locking Nail Instrument Sets |  | No | No | Yes | No | Yes | N. A.
I0541.02A | I0541.02A | ATLAS TFN SELF ALIGNING QUICK BOLT |  | I0541.02A | 01 | 2017-02-01 | N. A. | N. A. | N. A. | QPF/I0541.02A | 01 | 2017-02-01 | N. A. | N. A. | N. A. | PS/I0541.02A | 01 | 2017-04-19 | N. A. | N. A. | N. A. | I0541.02A | TF-IN | IU/5 | Class B | FINISHED GOODS | ATLAS™ TFN | TFN INSTRUMENTS | SELF ALIGNING QUICK BOLT | 17 | No | Yes |  | No | N. A. | No | N. A. | No | Yes | No | No | M. L.: MFG/MD/2023/000312 |  | 1 | ATLAS PRODUCTS\INSTRUMENTS | 0 | CHANGED LABEL FORMAT NUMBER AS PER EMAIL FROM SDW DTD 19JUN2021 ON 19JUN2021 | N | Intramedullary Locking Nail Instrument Sets |  | No | No | Yes | No | Yes | N. A.
I0541.02A | I0541.02A.01 | ATLAS TFN SELF ALIGNING QUICK BOLT, SHAFT |  | I0541.02A.01 | 01 | 2017-02-01 | N. A. | N. A. | N. A. | QPI/I0541.02A.01 | 01 | 2017-02-01 | N. A. | N. A. | N. A. | PS/I0541.02A.01 | N. A. | N. A. | N. A. | N. A. | N. A. | I0541.02A | TF-IN | IU/5 | N. A. | SEMIFINISHED GOODS | N. A. | N. A. | N. A. | N. A. | N. A. | N. A. |  | N. A. | N. A. | N. A. | N. A. | N. A. | N. A. | N. A. | N. A. | N. A. | N. A. | 1 | SUB COMPONENTS | 0 | Changed P-master to get aligned with P-master Descriptions approved by NPD and Marketing on 15DEC2016 | N | SUB COMPONENTS |  | No | No | N. A. | N. A. | N. A. | N. A.
I0541.02A | I0541.02A.02 | ATLAS TFN SELF ALIGNING QUICK BOLT, SPRING |  | I0541.02A.02 | N. A. | N. A. | N. A. | N. A. | N. A. | QPR/I0541.02A.02 | N. A. | N. A. | N. A. | N. A. | N. A. | PS/I0541.02A.02 | N. A. | N. A. | N. A. | N. A. | N. A. | I0541.02A | TF-IN | IU/5 | N. A. | SEMIFINISHED GOODS | N. A. | N. A. | N. A. | N. A. | N. A. | N. A. |  | N. A. | N. A. | N. A. | N. A. | N. A. | N. A. | N. A. | N. A. | N. A. | N. A. | 1 | SUB COMPONENTS | 0 | Changed P-master to get aligned with P-master Descriptions approved by NPD and Marketing on 15DEC2016 | N | SUB COMPONENTS |  | No | No | N. A. | N. A. | N. A. | N. A.
I0541.02A | I0541.02A.03 | ATLAS TFN SELF ALIGNING QUICK BOLT, COLLAR |  | I0541.02A.03 | N. A. | N. A. | N. A. | N. A. | N. A. | QPI/I0541.02A.03 | N. A. | N. A. | N. A. | N. A. | N. A. | PS/I0541.02A.03 | N. A. | N. A. | N. A. | N. A. | N. A. | I0541.02A | TF-IN | IU/5 | N. A. | SEMIFINISHED GOODS | N. A. | N. A. | N. A. | N. A. | N. A. | N. A. |  | N. A. | N. A. | N. A. | N. A. | N. A. | N. A. | N. A. | N. A. | N. A. | N. A. | 1 | SUB COMPONENTS | 0 | Changed P-master to get aligned with P-master Descriptions approved by NPD and Marketing on 15DEC2016 | N | SUB COMPONENTS |  | No | No | N. A. | N. A. | N. A. | N. A.
I0541.02A | I0541.02A.04 | ATLAS TFN SELF ALIGNING QUICK BOLT, PIN |  | I0541.02A.04 | N. A. | N. A. | N. A. | N. A. | N. A. | N. A. | N. A. | N. A. | N. A. | N. A. | N. A. | PS/I0541.02A.04 | N. A. | N. A. | N. A. | N. A. | N. A. | I0541.02A | TF-IN | IU/5 | N. A. | SEMIFINISHED GOODS | N. A. | N. A. | N. A. | N. A. | N. A. | N. A. |  | N. A. | N. A. | N. A. | N. A. | N. A. | N. A. | N. A. | N. A. | N. A. | N. A. | 1 | SUB COMPONENTS | 0 | Added New Code as required by production on 15DEC2016 | N | SUB COMPONENTS |  | No | No | N. A. | N. A. | N. A. | N. A.
I0541.03 | I0541.03 | ATLAS TFN, PROXIMAL LOCKING GUIDE |  | I0541.03 | N. A. | N. A. | N. A. | N. A. | N. A. | QPF/I0541.03 | N. A. | N. A. | N. A. | N. A. | N. A. | PS/I0541.03 | 00 | 2018-07-24 | N. A. | N. A. | N. A. | I0541.03 | TF-IN | IU/5 | Class B | FINISHED GOODS | ATLAS™ TFN | TFN Instrument | Proximal Locking Guide | 17 | No | Yes |  | No | N. A. | No | N. A. | No | Yes | No | No | M. L.: MFG/MD/2023/000312 |  | 1 | ATLAS PRODUCTS\INSTRUMENTS | 0 | CHANGED LABEL FORMAT NUMBER AS PER EMAIL FROM SDW DTD 19JUN2021 ON 19JUN2021 | N | Intramedullary Locking Nail Instrument Sets |  | No | No | Yes | No | Yes | N. A.
I0543.00 | I0543.00 | ATLAS HFN LOCKING BOLT |  | I0543.00 | N. A. | N. A. | N. A. | N. A. | N. A. | N. A. | N. A. | N. A. | N. A. | N. A. | N. A. | PS/I0543.00 | 01 | 2017-04-09 | N. A. | N. A. | N. A. | I0543.00 | TF-IN | IU/5 | Class B | FINISHED GOODS | ATLAS™ HFN | HFN Instruments | LOCKING BOLT | 17 | No | Yes |  | No | N. A. | No | N. A. | No | Yes | No | No | M. L.: MFG/MD/2023/000312 |  | 1 | ADLER PRODUCTS\ATLAS HF NAILING SYSTEM\ATLAS HFN INSTRUMENTS | 0 | CHANGED LABEL FORMAT NUMBER AS PER EMAIL FROM SDW DTD 19JUN2021 ON 19JUN2021 | N | Intramedullary Locking Nail Instrument Sets |  | No | No | Yes | No | Yes | N. A.
I0544.00 | I0544.00 | ATLAS HFN DISTAL SLEEVE GUIDE BLOCK |  | I0544.00 | 04 | 2016-06-01 | N. A. | N. A. | N. A. | QPF/I0544.00 | 04 | 2017-02-18 | N. A. | N. A. | N. A. | PS/I0544.00 | 00 | 2017-04-19 | N. A. | N. A. | N. A. | I0544.00 | TF-IN | IU/5 | Class B | FINISHED GOODS | ATLAS™ HFN | HFN Instruments | DISTAL SLEEVE GUIDE BLOCK | 17 | No | Yes |  | No | N. A. | No | N. A. | No | Yes | No | No | M. L.: MFG/MD/2023/000312 |  | 1 | ADLER PRODUCTS\ATLAS HF NAILING SYSTEM\ATLAS HFN INSTRUMENTS | 0 | CHANGED LABEL FORMAT NUMBER AS PER EMAIL FROM SDW DTD 19JUN2021 ON 19JUN2021 | N | Intramedullary Locking Nail Instrument Sets |  | No | No | Yes | No | Yes | N. A.
D0227.2720 | D0227.2720 | DOUBLE DRILL SLEEVE 2.7MM / 2.0MM, ADLER |  | D0227.2720 | N. A. | N. A. | N. A. | N. A. | N. A. | QPF/D0227.2720 | 00 | 2017-03-30 | N. A. | N. A. | N. A. | PS/D0227.2720 | N. A. | N. A. | N. A. | N. A. | N. A. | D0227.2720 | TF-IN | IU/5 | Class A | FINISHED GOODS | ADLER™ | DOUBLE DRILL SLEEVE | 2.7MM / 2.0MM, ADLER | 17 | No | Yes |  | No | N. A. | No | N. A. | No | Yes | No | No | M. L.: MFG/MD/2022/63252 |  | 1 | ADLER PRODUCTS\ADLER GERMAN INSTRUMENTS\MINI FRAGMENT SET | 0 | VL number changed to ML number | N | Sleeves and its attachment |  | No | No | Yes | No | Yes | N. A.
D0227.3525 | D0227.3525 | DOUBLE DRILL SLEEVE 3.5MM / 2.5MM, ADLER |  | D0227.3525 | N. A. | N. A. | N. A. | N. A. | N. A. | QPF/D0227.3525 | 00 | 2017-03-30 | N. A. | N. A. | N. A. | PS/D0227.3525 | N. A. | N. A. | N. A. | N. A. | N. A. | D0227.3525 | TF-IN | IU/5 | Class A | FINISHED GOODS | ADLER™ | DOUBLE DRILL SLEEVE | 3.5MM / 2.5MM, ADLER | 17 | No | Yes |  | No | N. A. | No | N. A. | No | Yes | No | No | M. L.: MFG/MD/2022/63252 |  | 1 | ADLER PRODUCTS\ADLER GERMAN INSTRUMENTS\SMALL FRAGMENT SET | 0 | VL number changed to ML number | N | Sleeves and its attachment |  | No | No | Yes | No | Yes | N. A.
I0547.32 | I0547.32 | ATLAS GUIDE PIN 3.2 |  | I0547.32 | 05 | 2020-09-03 | N. A. | N. A. | N. A. | QPF/I0547.32 | 04 | 2017-02-17 | N. A. | N. A. | N. A. | PS/I0547.32 | 01 | 2017-04-12 | N. A. | N. A. | N. A. | I0547.32 | TF-IN | IU/5 | Class A | FINISHED GOODS | ATLAS™ HFN | HFN Instruments | GUIDE PIN 3.2 | 17 | No | Yes |  | No | N. A. | No | N. A. | No | Yes | No | No | M. L.: MFG/MD/2022/63252 |  | 1 | ADLER PRODUCTS\ATLAS HF NAILING SYSTEM\ATLAS HFN INSTRUMENTS | 0 | VL number changed to ML number | N | Thick /Thin Guide Pin |  | No | No | Yes | No | Yes | N. A.
I0548.00 | I0548.00 | ATLAS HFN ANTI ROTATION BAR ASSEMBLY |  | I0548.00 | 02 | 2016-06-01 | N. A. | N. A. | N. A. | QPF/I0548.00 | 04 | 2017-02-17 | N. A. | N. A. | N. A. | PS/I0548.00 | 01 | 2017-04-12 | N. A. | N. A. | N. A. | I0548.00 | TF-IN | IU/5 | Class B | FINISHED GOODS | ATLAS™ HFN | HFN Instruments | ANTI ROTATION BAR ASSEMBLY | 17 | No | Yes |  | No | N. A. | No | N. A. | No | Yes | No | No | M. L.: MFG/MD/2023/000312 |  | 1 | ADLER PRODUCTS\ATLAS HF NAILING SYSTEM\ATLAS HFN INSTRUMENTS | 0 | CHANGED LABEL FORMAT NUMBER AS PER EMAIL FROM SDW DTD 19JUN2021 ON 19JUN2021 | N | Intramedullary Locking Nail Instrument Sets |  | No | No | Yes | No | Yes | N. A.
I0549.00 | I0549.00 | ATLAS HFN LAG SCREW DRILL |  | I0549.00 | 04 | 2019-09-04 | N. A. | N. A. | N. A. | QPF/I0549.00 | 04 | 2017-03-05 | N. A. | N. A. | N. A. | PS/I0549.00 | 01 | 2017-04-12 | N. A. | N. A. | N. A. | I0549.00 | TF-IN | IU/5 | Class B | FINISHED GOODS | ATLAS™ HFN | HFN Instruments | LAG SCREW DRILL | 17 | No | Yes |  | No | N. A. | No | N. A. | No | Yes | No | No | M. L.: MFG/MD/2023/000312 |  | 1 | ADLER PRODUCTS\ATLAS HF NAILING SYSTEM\ATLAS HFN INSTRUMENTS | 0 | CHANGED LABEL FORMAT NUMBER AS PER EMAIL FROM SDW DTD 19JUN2021 ON 19JUN2021 | N | Surgical Drill & its attachment |  | No | No | Yes | No | Yes | N. A.
I0550.00 | I0550.00 | ATLAS HFN PROXIMAL LOCKING LAG SCREW TAP |  | I0550.00 | 04 | 2019-03-28 | N. A. | N. A. | N. A. | QPF/I0550.00 | 04 | 2017-03-05 | N. A. | N. A. | N. A. | PS/I0550.00 | 01 | 2017-04-12 | N. A. | N. A. | N. A. | I0550.00 | TF-IN | IU/5 | Class A | FINISHED GOODS | ATLAS™ HFN | HFN Instruments | PROXIMAL LOCKING LAG SCREW TAP | 17 | No | Yes |  | No | N. A. | No | N. A. | No | Yes | No | No | M. L.: MFG/MD/2022/63252 |  | 1 | ADLER PRODUCTS\ATLAS HF NAILING SYSTEM\ATLAS HFN INSTRUMENTS | 0 | VL number changed to ML number | N | Bone Tap |  | No | No | Yes | No | Yes | N. A.
I0551.00 | I0551.00 | ATLAS HFN LAG SCREW DRIVER |  | I0551.00 | 03 | 2019-04-13 | N. A. | N. A. | N. A. | QPF/I0551.00 | 04 | 2017-02-26 | N. A. | N. A. | N. A. | PS/I0551.00 | 01 | 2017-04-12 | N. A. | N. A. | N. A. | I0551.00 | TF-IN | IU/5 | Class A | FINISHED GOODS | ATLAS™ HFN | HFN Instruments | LAG SCREW DRIVER | 17 | No | Yes |  | No | N. A. | No | N. A. | No | Yes | No | No | M. L.: MFG/MD/2022/63252 |  | 1 | ADLER PRODUCTS\ATLAS HF NAILING SYSTEM\ATLAS HFN INSTRUMENTS | 0 | VL number changed to ML number | N | Surgical Screw Driver |  | No | No | Yes | No | Yes | N. A.
I0552.00 | I0552.00 | ATLAS HFN COMPRESSION SCREW STARTER DRILL |  | I0552.00 | 03 | 2016-06-01 | N. A. | N. A. | N. A. | QPF/I0552.00 | 04 | 2017-03-05 | N. A. | N. A. | N. A. | PS/I0552.00 | 04 | 2017-03-05 | N. A. | N. A. | N. A. | I0552.00 | TF-IN | IU/5 | Class B | FINISHED GOODS | ATLAS™ HFN | HFN Instruments | COMPRESSION SCREW STARTER DRILL | 17 | No | Yes |  | No | N. A. | No | N. A. | No | Yes | No | No | M. L.: MFG/MD/2023/000312 |  | 1 | ADLER PRODUCTS\ATLAS HF NAILING SYSTEM\ATLAS HFN INSTRUMENTS | 0 | CHANGED LABEL FORMAT NUMBER AS PER EMAIL FROM SDW DTD 19JUN2021 ON 19JUN2021 | N | Surgical Drill & its attachment |  | No | No | Yes | No | Yes | N. A.
I0553.00 | I0553.00 | ATLAS HFN COMPRESSION SCREW DRILL |  | I0553.00 | 04 | 2016-06-01 | N. A. | N. A. | N. A. | QPF/I0553.00 | 04 | 2017-03-05 | N. A. | N. A. | N. A. | PS/I0553.00 | 01 | 2017-04-12 | N. A. | N. A. | N. A. | I0553.00 | TF-IN | IU/5 | Class B | FINISHED GOODS | ATLAS™ HFN | HFN Instruments | COMPRESSION SCREW DRILL | 17 | No | Yes |  | No | N. A. | No | N. A. | No | Yes | No | No | M. L.: MFG/MD/2023/000312 |  | 1 | ADLER PRODUCTS\ATLAS HF NAILING SYSTEM\ATLAS HFN INSTRUMENTS | 0 | CHANGED LABEL FORMAT NUMBER AS PER EMAIL FROM SDW DTD 19JUN2021 ON 19JUN2021 | N | Surgical Drill & its attachment |  | No | No | Yes | No | Yes | N. A.
I0554.00 | I0554.00 | ATLAS HFN COMPRESSION SCREW DRIVER ASSEMBLY |  | I0554.00 | 02 | 2016-06-01 | N. A. | N. A. | N. A. | QPF/I0554.00 | 05 | 2017-02-17 | N. A. | N. A. | N. A. | PS/I0554.00 | 01 | 2017-04-12 | N. A. | N. A. | N. A. | I0554.00 | TF-IN | IU/5 | Class A | FINISHED GOODS | ATLAS™ HFN | HFN Instruments | COMPRESSION SCREW DRIVER ASSEMBLY | 17 | No | Yes |  | No | N. A. | No | N. A. | No | Yes | No | No | M. L.: MFG/MD/2022/63252 |  | 1 | ADLER PRODUCTS\ATLAS HF NAILING SYSTEM\ATLAS HFN INSTRUMENTS | 0 | VL number changed to ML number | N | Surgical Screw Driver |  | No | No | Yes | No | Yes | N. A.
I0555.48 | I0555.48 | ATLAS HEX DRIVER, 4.75 A/F |  | I0555.48 | 09 | 2017-09-27 | N. A. | N. A. | N. A. | QPF/I0555.48 | 09 | 2017-09-27 | N. A. | N. A. | N. A. | PS/I0555.48 | 01 | 2017-04-12 | N. A. | N. A. | N. A. | I0555.48 | TF-IN | IU/5 | Class A | FINISHED GOODS | ATLAS™ HFN | HFN Instruments | HEX DRIVER, 4.75 A/F | 17 | No | Yes |  | No | N. A. | No | N. A. | No | Yes | No | No | M. L.: MFG/MD/2022/63252 |  | 1 | ADLER PRODUCTS\ATLAS HF NAILING SYSTEM\ATLAS HFN INSTRUMENTS | 0 | VL number changed to ML number | N | Surgical Screw Driver |  | No | No | Yes | No | Yes | N. A.
I0555.48 | I0555.48.01 | ATLAS HEX DRIVER, 4.75 A/F, SHAFT |  | I0555.48.01 | 06 | 2017-02-14 | N. A. | N. A. | N. A. | N. A. | N. A. | N. A. | N. A. | N. A. | N. A. | PS/I0555.48.01 | 00 | 2018-04-19 | N. A. | N. A. | N. A. | I0555.48 | TF-IN | IU/5 | N. A. | SEMIFINISHED GOODS | N. A. | N. A. | N. A. | N. A. | N. A. | N. A. |  | N. A. | N. A. | N. A. | N. A. | N. A. | N. A. | N. A. | N. A. | N. A. | N. A. | 1 | ADLER PRODUCTS\ATLAS FFN PRODUCTS |  | Added New Code as per requirement from Amit dtd. 18AUG2018 | N | INSTRUMENTS |  | No | No | N. A. | N. A. | N. A. | N. A.
I0555.48 | I0555.48.02 | ATLAS HEX DRIVER, 4.75 A/F, RETAINING ROD |  | I0555.48.02 | 06 | 2016-09-02 | N. A. | N. A. | N. A. | N. A. | N. A. | N. A. | N. A. | N. A. | N. A. | PS/I0555.48.02 | 00 | 2018-04-19 | N. A. | N. A. | N. A. | I0555.48 | TF-IN | IU/5 | N. A. | SEMIFINISHED GOODS | N. A. | N. A. | N. A. | N. A. | N. A. | N. A. |  | N. A. | N. A. | N. A. | N. A. | N. A. | N. A. | N. A. | N. A. | N. A. | N. A. | 1 | SUB COMPONENTS | 0 | Changed P-master to get aligned with P-master Descriptions approved by NPD and Marketing on 15DEC2016 | N | INSTRUMENTS |  | No | No | N. A. | N. A. | N. A. | N. A.
I0555.481 | I0555.481 | ATLAS SHORT HEX DRIVER, 4.75 A/F |  | I0555.481 | 00 | 2018-03-08 | N. A. | N. A. | N. A. | QPF/I0555.481 | 00 | 2018-03-08 | N. A. | N. A. | N. A. | PS/I0555.481 | 00 | 2018-03-21 | N. A. | N. A. | N. A. | I0555.481 | TF-IN | IU/5 | Class A | FINISHED GOODS | ATLAS™ | SHORT HEX DRIVER | 4.75 A/F | 17 | No | Yes |  | No | N. A. | No | N. A. | No | Yes | No | No | M. L.: MFG/MD/2022/63252 |  | 1 | ADLER PRODUCTS\ATLAS FFN PRODUCTS | 0 | VL number changed to ML number | N | Surgical Screw Driver |  | No | No | Yes | No | Yes | N. A.
I0555.481 | I0555.481.01 | ATLAS SHORT HEX DRIVER, 4.75 A/F, SHAFT |  | I0555.481.01 | 00 | 2018-03-08 | N. A. | N. A. | N. A. | N. A. | N. A. | N. A. | N. A. | N. A. | N. A. | PS/I0555.481.01 | N. A. | N. A. | N. A. | N. A. | N. A. | I0555.481 | TF-IN | IU/5 | N. A. | SEMIFINISHED GOODS | N. A. | N. A. | N. A. | N. A. | N. A. | N. A. |  | N. A. | N. A. | N. A. | N. A. | N. A. | N. A. | N. A. | N. A. | N. A. | N. A. | 1 | ADLER PRODUCTS\ATLAS FFN PRODUCTS |  | Aded New Product As requested by NPD on 12MAY2017 | N | INSTRUMENTS |  | No | No | N. A. | N. A. | N. A. | N. A.
I0555.481 | I0555.481.02 | ATLAS SHORT HEX DRIVER, 4.75 A/F, RETAINING ROD |  | I0555.481.02 | 00 | 2018-03-08 | N. A. | N. A. | N. A. | N. A. | N. A. | N. A. | N. A. | N. A. | N. A. | PS/I0555.481.02 | N. A. | N. A. | N. A. | N. A. | N. A. | I0555.481 | TF-IN | IU/5 | N. A. | SEMIFINISHED GOODS | N. A. | N. A. | N. A. | N. A. | N. A. | N. A. |  | N. A. | N. A. | N. A. | N. A. | N. A. | N. A. | N. A. | N. A. | N. A. | N. A. | 1 | ADLER PRODUCTS\ATLAS FFN PRODUCTS |  | Aded New Product As requested by NPD on 12MAY2017 | N | INSTRUMENTS |  | No | No | N. A. | N. A. | N. A. | N. A.
D0227.4532 | D0227.4532 | DOUBLE DRILL SLEEVE 4.5MM / 3.2MM, ADLER |  | D0227.4532 | N. A. | N. A. | N. A. | N. A. | N. A. | QPF/D0227.4532 | 00 | 2017-03-30 | N. A. | N. A. | N. A. | PS/PUR001 | N. A. | N. A. | N. A. | N. A. | N. A. | D0227.4532 | TF-IN | IU/5 | Class A | FINISHED GOODS | ADLER™ | DOUBLE DRILL SLEEVE | 4.5MM / 3.2MM, ADLER | 17 | No | Yes |  | No | N. A. | No | N. A. | No | Yes | No | No | M. L.: MFG/MD/2022/63252 |  | 1 | ADLER PRODUCTS\ADLER GERMAN INSTRUMENTS\BASIC SET | 0 | VL number changed to ML number | N | Sleeves and its attachment |  | No | No | Yes | No | Yes | N. A.
D0227.6532 | D0227.6532 | DOUBLE DRILL SLEEVE 6.5MM / 3.2MM, ADLER |  | D0227.6532 | N. A. | N. A. | N. A. | N. A. | N. A. | QPF/D0227.6532 | 00 | 2017-03-30 | N. A. | N. A. | N. A. | PS/D0227.6532 | N. A. | N. A. | N. A. | N. A. | N. A. | D0227.6532 | TF-IN | IU/5 | Class A | FINISHED GOODS | ADLER™ | DOUBLE DRILL SLEEVE | 6.5MM / 3.2MM, ADLER | 17 | No | Yes |  | No | N. A. | No | N. A. | No | Yes | No | No | M. L.: MFG/MD/2022/63252 |  | 1 | ADLER PRODUCTS\ADLER GERMAN INSTRUMENTS\BASIC SET | 0 | VL number changed to ML number | N | Sleeves and its attachment |  | No | No | Yes | No | Yes | N. A.
800 | F0307.0625 | UMEX CENTRAL SLEEVE FOR F0306.25 |  | F0306.00 | N. A. | N. A. | N. A. | N. A. | N. A. | QPF/625 | N. A. | N. A. | N. A. | N. A. | N. A. | PS/626 | 01 | 1998-12-31 | N. A. | N. A. | N. A. | 129 | TMF-EF | IU/4 | Class A | FINISHED GOODS | UMEX™ | CENTRAL SLEEVE | FOR F0306.25 | 17 | No | Yes |  | No | N. A. | No | N. A. | No | Yes | No | No | M. L.: MFG/MD/2022/63252 |  | 1 | ADLER PRODUCTS\UMEX SYSTEM\UMEX DC SYSTEM | 0.016 | VL number changed to ML number | N | Sleeves and its attachment |  | No | No | Yes | No | Yes | N. A.
625 | F0307.0636 | UMEX CENTRAL SLEEVE FOR F0306.36 |  | F0306-36 | N. A. | N. A. | N. A. | N. A. | N. A. | QPF/625 | N. A. | N. A. | N. A. | N. A. | N. A. | PS/625 | 01 | 1998-12-31 | N. A. | N. A. | N. A. | 129 | TMF-EF | IU/4 | Class A | FINISHED GOODS | UMEX™ | CENTRAL SLEEVE | FOR F0306.36 | 17 | No | Yes |  | No | N. A. | No | N. A. | No | Yes | No | No | M. L.: MFG/MD/2022/63252 |  | 1 | ADLER PRODUCTS\UMEX SYSTEM\UMEX DC SYSTEM | 0.0239 | VL number changed to ML number | N | Sleeves and its attachment |  | No | No | Yes | No | Yes | N. A.
I0558.40 | I0558.40 | ATLAS HFN 4MM PILOT DRILL |  | I0558.40 | 05 | 2019-03-24 | N. A. | N. A. | N. A. | QPF/I0558.40 | 04 | 2017-03-07 | N. A. | N. A. | N. A. | PS/I0558.40 | 01 | 2017-04-12 | N. A. | N. A. | N. A. | I0558.40 | TF-IN | IU/5 | Class B | FINISHED GOODS | ATLAS™ HFN | HFN Instruments | 4MM PILOT DRILL | 17 | No | Yes |  | No | N. A. | No | N. A. | No | Yes | No | No | M. L.: MFG/MD/2023/000312 |  | 1 | ADLER PRODUCTS\ATLAS HF NAILING SYSTEM\ATLAS HFN INSTRUMENTS | 0 | CHANGED LABEL FORMAT NUMBER AS PER EMAIL FROM SDW DTD 19JUN2021 ON 19JUN2021 | N | Surgical Drill & its attachment |  | No | No | Yes | No | Yes | N. A.
626 | F0307.0650 | UMEX CENTRAL SLEEVE FOR F0306.50 |  | F0306-50 | N. A. | N. A. | N. A. | N. A. | N. A. | QPF/625 | N. A. | N. A. | N. A. | N. A. | N. A. | PS/625 | 01 | 1998-12-31 | N. A. | N. A. | N. A. | 129 | TMF-EF | IU/4 | Class A | FINISHED GOODS | UMEX™ | CENTRAL SLEEVE | FOR F0306.50 | 17 | No | Yes |  | No | N. A. | No | N. A. | No | Yes | No | No | M. L.: MFG/MD/2022/63252 |  | 1 | ADLER PRODUCTS\UMEX SYSTEM\UMEX DC SYSTEM | 0.0235 | VL number changed to ML number | N | Sleeves and its attachment |  | No | No | Yes | No | Yes | N. A.
I0560.00 | I0560.00 | ATLAS QUICK CONNECT T-HANDLE |  | I0560.00 | 09 | 2017-12-05 | N. A. | N. A. | N. A. | QPF/I0560.00 | 04 | 2017-03-02 | N. A. | N. A. | N. A. | PS/I0560.00 | 01 | 2017-04-12 | N. A. | N. A. | N. A. | I0560.00 | TF-IN | IU/5 | Class A | FINISHED GOODS | ATLAS™ HFN | HFN Instruments | QUICK CONNECT T-HANDLE | 17 | No | Yes |  | No | N. A. | No | N. A. | No | Yes | No | No | M. L.: MFG/MD/2022/63252 |  | 1 | ADLER PRODUCTS\ATLAS HF NAILING SYSTEM\ATLAS HFN INSTRUMENTS | 0 | VL number changed to ML number | N | Instrument set for Bone Screws & Plates |  | No | No | Yes | No | Yes | N. A.
I0560.00.03 | I0560.00.03 | SHAFT |  | I0560.00.03 | 09 | 2017-12-05 | N. A. | N. A. | N. A. | N. A. | N. A. | N. A. | N. A. | N. A. | N. A. | PS/I0560.00.03 | N. A. | N. A. | N. A. | N. A. | N. A. | I0560.00 | TF-IN | IU/5 | N. A. | SEMIFINISHED GOODS | N. A. | N. A. | N. A. | N. A. | N. A. | N. A. |  | N. A. | N. A. | N. A. | N. A. | N. A. | N. A. | N. A. | N. A. | N. A. | N. A. | 1 | SUB COMPONENTS | 0 | ADDED NEW PRODUCT AS PER EMAIL FROM PPB DTD 04DEC2018 ON 05DEC2018 | N | INSTRUMENTS |  | No | No | N. A. | N. A. | N. A. | N. A.
I0561.00 | I0561.00 | ATLAS REDUCER |  | I0561.00 | 04 | 2016-09-03 | N. A. | N. A. | N. A. | QPF/I0561.00 | 04 | 2017-03-07 | N. A. | N. A. | N. A. | PS/I0561.00 | 01 | 2017-04-12 | N. A. | N. A. | N. A. | I0561.00 | TF-IN | IU/5 | Class A | FINISHED GOODS | ATLAS™ HFN | HFN Instruments | REDUCER | 17 | No | Yes |  | No | N. A. | No | N. A. | No | Yes | No | No | M. L.: MFG/MD/2022/63252 |  | 1 | ADLER PRODUCTS\ATLAS HF NAILING SYSTEM\ATLAS HFN INSTRUMENTS | 0 | VL number changed to ML number | N | Rod Cutter/Reducer |  | No | No | Yes | No | Yes | N. A.
I0562.00 | I0562.00 | ATLAS HFN GUIDE BOLT WRENCH |  | I0562.00 | 03 | 2016-06-01 | N. A. | N. A. | N. A. | QPF/I0562.00 | 04 | 2017-03-05 | N. A. | N. A. | N. A. | PS/I0562.00 | 01 | 2017-04-12 | N. A. | N. A. | N. A. | I0562.00 | TF-IN | IU/5 | Class A | FINISHED GOODS | ATLAS™ HFN | HFN Instruments | GUIDE BOLT WRENCH | 17 | No | Yes |  | No | N. A. | No | N. A. | No | Yes | No | No | M. L.: MFG/MD/2022/63252 |  | 1 | ADLER PRODUCTS\ATLAS HF NAILING SYSTEM\ATLAS HFN INSTRUMENTS | 0 | VL number changed to ML number | N | Wrench |  | No | No | Yes | No | Yes | N. A.
I0563.00 | I0563.00 | ATLAS IMPACTOR-LONG |  | I0563.00 | 04 | 2016-11-11 | N. A. | N. A. | N. A. | QPF/I0563.00 | 04 | 2017-02-18 | N. A. | N. A. | N. A. | PS/I0563.00 | 01 | 2017-04-12 | N. A. | N. A. | N. A. | I0563.00 | TF-IN | IU/5 | Class B | FINISHED GOODS | ATLAS™ HFN | HFN Instruments | IMPACTOR-LONG | 17 | No | Yes |  | No | N. A. | No | N. A. | No | Yes | No | No | M. L.: MFG/MD/2023/000312 |  | 1 | ADLER PRODUCTS\ATLAS HF NAILING SYSTEM\ATLAS HFN INSTRUMENTS | 0 | Changed P-master to get aligned with P-master Descriptions approved by NPD and Marketing on 15DEC2016 | N | Intramedullary Locking Nail Instrument Sets |  | No | No | Yes | No | Yes | N. A.
I0564.00 | I0564.00 | ATLAS SLOTTED HAMMER |  | I0564.00 | 04 | 2016-09-03 | N. A. | N. A. | N. A. | QPF/I0564.00 | 04 | 2017-03-04 | N. A. | N. A. | N. A. | PS/I0564.00 | 01 | 2017-04-12 | N. A. | N. A. | N. A. | I0564.00 | TF-IN | IU/5 | Class A | FINISHED GOODS | ATLAS™ HFN | HFN Instruments | SLOTTED HAMMER | 17 | No | Yes |  | No | N. A. | No | N. A. | No | Yes | No | No | M. L.: MFG/MD/2022/63252 |  | 1 | ADLER PRODUCTS\ATLAS HF NAILING SYSTEM\ATLAS HFN INSTRUMENTS | 0 | VL number changed to ML number | N | Surgical Mallet |  | No | No | Yes | No | Yes | N. A.
I0565.00 | I0565.00 | ATLAS HFN KEYLESS CHUCK |  | I0565.00 | 05 | 2017-12-29 | N. A. | N. A. | N. A. | QPF/I0565.00 | 04 | 2017-02-12 | N. A. | N. A. | N. A. | PS/I0565.00 | 01 | 2017-04-12 | N. A. | N. A. | N. A. | I0565.00 | TF-IN | IU/5 | Class A | FINISHED GOODS | ATLAS™ HFN | HFN Instruments | KEYLESS CHUCK | 17 | No | Yes |  | No | N. A. | No | N. A. | No | Yes | No | No | M. L.: MFG/MD/2022/63252 |  | 1 | ADLER PRODUCTS\ATLAS HF NAILING SYSTEM\ATLAS HFN INSTRUMENTS | 0 | VL number changed to ML number | N | Insertion and removal instruments |  | No | No | Yes | No | Yes | N. A.
I0565.00 | I0565.00.01 | ATLAS HFN KEYLESS CHUCK SLEEVE |  | I0565.00.01 | 03 | 2017-12-29 | N. A. | N. A. | N. A. | N.A. | N. A. | N. A. | N. A. | N. A. | N. A. | PS/I0565.00.01 | N. A. | N. A. | N. A. | N. A. | N. A. | I0565.00 | N. A. | N. A. | N. A. | SEMIFINISHED GOODS | N. A. | N. A. | N. A. | N. A. | N. A. | N. A. |  | N. A. | N. A. | N. A. | N. A. | N. A. | N. A. | N. A. | N. A. | N. A. | N. A. | 0 | SUB COMPONENTS | 0 | ADDED NEW CODE NO AS PER EMAIL FROM PPB DTD 03JAN2019 ON 03JAN2019 | N | INSTRUMENTS |  | No | No | N. A. | N. A. | N. A. | N. A.
I0566.00 | I0566.00 | ATLAS HFN CURVED CANNULATED AWL |  | I0566.00 | 03 | 2016-06-01 | N. A. | N. A. | N. A. | QPF/I0566.00 | 04 | 2017-03-07 | N. A. | N. A. | N. A. | PS/I0566.00 | 01 | 2017-04-12 | N. A. | N. A. | N. A. | I0566.00 | TF-IN | IU/5 | Class B | FINISHED GOODS | ATLAS™ HFN | HFN Instruments | CURVED CANNULATED AWL | 17 | No | Yes |  | No | N. A. | No | N. A. | No | Yes | No | No | M. L.: MFG/MD/2023/000312 |  | 1 | ADLER PRODUCTS\ATLAS HF NAILING SYSTEM\ATLAS HFN INSTRUMENTS | 0 | CHANGED LABEL FORMAT NUMBER AS PER EMAIL FROM SDW DTD 19JUN2021 ON 19JUN2021 | N | Intramedullary Locking Nail Instrument Sets |  | No | No | Yes | No | Yes | N. A.
I0567.00 | I0567.00 | ATLAS LENGTH GAUGE |  | I0567.00 | 03 | 2016-09-03 | N. A. | N. A. | N. A. | QPF/I0567.00 | 04 | 2017-02-18 | N. A. | N. A. | N. A. | PS/I0567.00 | 01 | 2017-04-12 | N. A. | N. A. | N. A. | I0567.00 | TF-IN | IU/5 | Class A | FINISHED GOODS | ATLAS™ HFN | HFN Instruments | LENGTH GAUGE | 17 | No | Yes |  | No | N. A. | No | N. A. | No | Yes | No | No | M. L.: MFG/MD/2022/63252 |  | 1 | ADLER PRODUCTS\ATLAS HF NAILING SYSTEM\ATLAS HFN INSTRUMENTS | 0 | VL number changed to ML number | N | Depth gauge |  | No | No | Yes | No | Yes | N. A.
I0568.00 | I0568.00 | ATLAS HFN SCREW LENGTH GAUGE |  | I0568.00 | 06 | 2019-04-27 | N. A. | N. A. | N. A. | QPF/I0568.00 | 04 | 2017-02-18 | N. A. | N. A. | N. A. | PS/I0568.00 | 01 | 2017-04-12 | N. A. | N. A. | N. A. | I0568.00 | TF-IN | IU/5 | Class A | FINISHED GOODS | ATLAS™ HFN | HFN Instruments | SCREW LENGTH GAUGE | 17 | No | Yes |  | No | N. A. | No | N. A. | No | Yes | No | No | M. L.: MFG/MD/2022/63252 |  | 1 | ADLER PRODUCTS\ATLAS HF NAILING SYSTEM\ATLAS HFN INSTRUMENTS | 0 | VL number changed to ML number | N | Depth gauge |  | No | No | Yes | No | Yes | N. A.
I0569.00 | I0569.00 | ATLAS HFN PROXIMAL REAMER |  | I0569.00 | 04 | 2019-03-19 | N. A. | N. A. | N. A. | QPF/I0569.00 | 03 | 2017-05-24 | N. A. | N. A. | N. A. | PS/I0569.00 | 00 | 2017-04-19 | N. A. | N. A. | N. A. | I0569.00 | TF-IN | IU/5 | Class A | FINISHED GOODS | ATLAS™ HFN | HFN Instruments | PROXIMAL REAMER | 17 | No | Yes |  | No | N. A. | No | N. A. | No | Yes | No | No | M. L.: MFG/MD/2022/63252 |  | 1 | ADLER PRODUCTS\ATLAS HF NAILING SYSTEM\ATLAS HFN INSTRUMENTS | 0 | VL number changed to ML number | N | Reamer & its attachment |  | No | No | Yes | No | Yes | N. A.
I0569.01 | I0569.01 | ATLAS PROXIMAL ENTRY REAMER |  | I0569.01 | 03 | 2019-09-04 | N. A. | N. A. | N. A. | QPF/I0569.01 | 03 | 2017-05-24 | N. A. | N. A. | N. A. | PS/I0569.01 | 01 | 2017-01-13 | N. A. | N. A. | N. A. | I0569.01 | TF-IN | IU/5 | Class A | FINISHED GOODS | ATLAS™ | REAMER | PROXIMAL ENTRY | 17 | No | Yes |  | No | N. A. | No | N. A. | No | Yes | No | No | M. L.: MFG/MD/2022/63252 |  | 1 | ADLER PRODUCTS\INSTRUMENTS \NAILING INSTRUMENTS, ATLAS | 0 | VL number changed to ML number | N | Reamer & its attachment |  | No | No | Yes | No | Yes | N. A.
I0569.02 | I0569.02 | 14MM PROXIMAL ENTRY REAMER |  | I0569.02 | 01 | 2019-03-19 | N. A. | N. A. | N. A. | QPF/I0569.02 | 00 | 2018-04-06 | N. A. | N. A. | N. A. | PS/I0569.02 | 00 | 2018-03-21 | N. A. | N. A. | N. A. | I0569.02 | TF-IN | IU/5 | Class A | FINISHED GOODS | ATLAS™ | ATLAS™ Instrument | 14MM PROXIMAL ENTRY REAMER | 17 | No | Yes |  | No | N. A. | No | N. A. | No | Yes | No | No | M. L.: MFG/MD/2022/63252 |  | 1 | ADLER PRODUCTS\ATLAS FFN PRODUCTS |  | VL number changed to ML number | N | Reamer & its attachment |  | No | No | Yes | No | Yes | N. A.
I0569.02 | I0569.02.01 | 14MM PROXIMAL ENTRY REAMER, SHAFT |  | I0569.02.01 | 00 | 2018-03-08 | N. A. | N. A. | N. A. | N. A. | N. A. | N. A. | N. A. | N. A. | N. A. | PS/I0569.02.01 | N. A. | N. A. | N. A. | N. A. | N. A. | I0569.02 | TF-IN | IU/5 | N. A. | SEMIFINISHED GOODS | N. A. | N. A. | N. A. | N. A. | N. A. | N. A. |  | N. A. | N. A. | N. A. | N. A. | N. A. | N. A. | N. A. | N. A. | N. A. | N. A. | 1 | SUB COMPONENTS |  | Added New Code Number as requested by NPD and Mfg. | N | INSTRUMENTS |  | No | No | N. A. | N. A. | N. A. | N. A.
I0569.02 | I0569.02.02 | 14MM PROXIMAL ENTRY REAMER, STOPPER |  | I0569.02.02 | 00 | 2018-03-08 | N. A. | N. A. | N. A. | N. A. | N. A. | N. A. | N. A. | N. A. | N. A. | PS/I0569.02.02 | N. A. | N. A. | N. A. | N. A. | N. A. | I0569.02 | TF-IN | IU/5 | N. A. | SEMIFINISHED GOODS | N. A. | N. A. | N. A. | N. A. | N. A. | N. A. |  | N. A. | N. A. | N. A. | N. A. | N. A. | N. A. | N. A. | N. A. | N. A. | N. A. | 1 | SUB COMPONENTS |  | Added New Code Number as requested by NPD and Mfg. | N | INSTRUMENTS |  | No | No | N. A. | N. A. | N. A. | N. A.
I0569.XXX | I0569.085 | ATLAS REAMER CUTTING HEADS DIA. 8.5MM |  | I0569.000 | N. A. | N. A. | N. A. | N. A. | N. A. | QPF/I0569.XXX QPR/I0569.XXX | 01 | 2017-04-14 | N. A. | N. A. | N. A. | PS/I0569.XXX | 02 | 2018-08-28 | N. A. | N. A. | N. A. | I0569.XXX | TF-IN | IU/5 | Class A | FINISHED GOODS | ATLAS™ | REAMER CUTTING HEAD | DIA. 8.5MM | 17 | No | Yes |  | No | N. A. | No | N. A. | No | Yes | No | No | M. L.: MFG/MD/2022/63252 |  | 1 | ADLER PRODUCTS\INSTRUMENTS \NAILING INSTRUMENTS, ATLAS | 0 | VL number changed to ML number | N | Reamer & its attachment |  | No | No | Yes | No | Yes | N. A.
I0569.XXX | I0569.090 | ATLAS REAMER CUTTING HEADS DIA. 9MM |  | I0569.000 | N. A. | N. A. | N. A. | N. A. | N. A. | QPF/I0569.XXX QPR/I0569.XXX | 01 | 2017-04-14 | N. A. | N. A. | N. A. | PS/I0569.XXX | 02 | 2018-08-28 | N. A. | N. A. | N. A. | I0569.XXX | TF-IN | IU/5 | Class A | FINISHED GOODS | ATLAS™ | REAMER CUTTING HEAD | DIA. 9MM | 17 | No | Yes |  | No | N. A. | No | N. A. | No | Yes | No | No | M. L.: MFG/MD/2022/63252 |  | 1 | ADLER PRODUCTS\INSTRUMENTS \NAILING INSTRUMENTS, ATLAS | 0 | VL number changed to ML number | N | Reamer & its attachment |  | No | No | Yes | No | Yes | N. A.
I0569.XXX | I0569.095 | ATLAS REAMER CUTTING HEADS DIA. 9.5MM |  | I0569.000 | N. A. | N. A. | N. A. | N. A. | N. A. | QPF/I0569.XXX QPR/I0569.XXX | 01 | 2017-04-14 | N. A. | N. A. | N. A. | PS/I0569.XXX | 02 | 2018-08-28 | N. A. | N. A. | N. A. | I0569.XXX | TF-IN | IU/5 | Class A | FINISHED GOODS | ATLAS™ | REAMER CUTTING HEAD | DIA. 9.5MM | 17 | No | Yes |  | No | N. A. | No | N. A. | No | Yes | No | No | M. L.: MFG/MD/2022/63252 |  | 1 | ADLER PRODUCTS\INSTRUMENTS \NAILING INSTRUMENTS, ATLAS | 0 | VL number changed to ML number | N | Reamer & its attachment |  | No | No | Yes | No | Yes | N. A.
I0569.XXX | I0569.100 | ATLAS REAMER CUTTING HEADS DIA. 10MM |  | I0569.000 | N. A. | N. A. | N. A. | N. A. | N. A. | QPF/I0569.XXX QPR/I0569.XXX | 01 | 2017-04-14 | N. A. | N. A. | N. A. | PS/I0569.XXX | 02 | 2018-08-28 | N. A. | N. A. | N. A. | I0569.XXX | TF-IN | IU/5 | Class A | FINISHED GOODS | ATLAS™ | REAMER CUTTING HEAD | DIA. 10MM | 17 | No | Yes |  | No | N. A. | No | N. A. | No | Yes | No | No | M. L.: MFG/MD/2022/63252 |  | 1 | ADLER PRODUCTS\INSTRUMENTS \NAILING INSTRUMENTS, ATLAS | 0 | VL number changed to ML number | N | Reamer & its attachment |  | No | No | Yes | No | Yes | N. A.
I0569.XXX | I0569.105 | ATLAS REAMER CUTTING HEADS DIA. 10.5MM |  | I0569.000 | N. A. | N. A. | N. A. | N. A. | N. A. | QPF/I0569.XXX QPR/I0569.XXX | 01 | 2017-04-14 | N. A. | N. A. | N. A. | PS/I0569.XXX | 02 | 2018-08-28 | N. A. | N. A. | N. A. | I0569.XXX | TF-IN | IU/5 | Class A | FINISHED GOODS | ATLAS™ | REAMER CUTTING HEAD | DIA. 10.5MM | 17 | No | Yes |  | No | N. A. | No | N. A. | No | Yes | No | No | M. L.: MFG/MD/2022/63252 |  | 1 | ADLER PRODUCTS\INSTRUMENTS \NAILING INSTRUMENTS, ATLAS | 0 | VL number changed to ML number | N | Reamer & its attachment |  | No | No | Yes | No | Yes | N. A.
I0569.XXX | I0569.110 | ATLAS REAMER CUTTING HEADS DIA. 11MM |  | I0569.000 | N. A. | N. A. | N. A. | N. A. | N. A. | QPF/I0569.XXX QPR/I0569.XXX | 01 | 2017-04-14 | N. A. | N. A. | N. A. | PS/I0569.XXX | 02 | 2018-08-28 | N. A. | N. A. | N. A. | I0569.XXX | TF-IN | IU/5 | Class A | FINISHED GOODS | ATLAS™ | REAMER CUTTING HEAD | DIA. 11MM | 17 | No | Yes |  | No | N. A. | No | N. A. | No | Yes | No | No | M. L.: MFG/MD/2022/63252 |  | 1 | ADLER PRODUCTS\INSTRUMENTS \NAILING INSTRUMENTS, ATLAS | 0 | VL number changed to ML number | N | Reamer & its attachment |  | No | No | Yes | No | Yes | N. A.
I0569.XXX | I0569.115 | ATLAS REAMER CUTTING HEADS DIA. 11.5MM |  | I0569.000 | N. A. | N. A. | N. A. | N. A. | N. A. | QPF/I0569.XXX QPR/I0569.XXX | 01 | 2017-04-14 | N. A. | N. A. | N. A. | PS/I0569.XXX | 02 | 2018-08-28 | N. A. | N. A. | N. A. | I0569.XXX | TF-IN | IU/5 | Class A | FINISHED GOODS | ATLAS™ | REAMER CUTTING HEAD | DIA. 11.5MM | 17 | No | Yes |  | No | N. A. | No | N. A. | No | Yes | No | No | M. L.: MFG/MD/2022/63252 |  | 1 | ADLER PRODUCTS\INSTRUMENTS \NAILING INSTRUMENTS, ATLAS | 0 | VL number changed to ML number | N | Reamer & its attachment |  | No | No | Yes | No | Yes | N. A.
I0569.XXX | I0569.120 | ATLAS REAMER CUTTING HEADS DIA. 12MM |  | I0569.000 | N. A. | N. A. | N. A. | N. A. | N. A. | QPF/I0569.XXX QPR/I0569.XXX | 01 | 2017-04-14 | N. A. | N. A. | N. A. | PS/I0569.XXX | 02 | 2018-08-28 | N. A. | N. A. | N. A. | I0569.XXX | TF-IN | IU/5 | Class A | FINISHED GOODS | ATLAS™ | REAMER CUTTING HEAD | DIA. 12MM | 17 | No | Yes |  | No | N. A. | No | N. A. | No | Yes | No | No | M. L.: MFG/MD/2022/63252 |  | 1 | ADLER PRODUCTS\INSTRUMENTS \NAILING INSTRUMENTS, ATLAS | 0 | VL number changed to ML number | N | Reamer & its attachment |  | No | No | Yes | No | Yes | N. A.
I0569.XXX | I0569.125 | ATLAS REAMER CUTTING HEADS DIA. 12.5MM |  | I0569.000 | N. A. | N. A. | N. A. | N. A. | N. A. | QPF/I0569.XXX QPR/I0569.XXX | 01 | 2017-04-14 | N. A. | N. A. | N. A. | PS/I0569.XXX | 02 | 2018-08-28 | N. A. | N. A. | N. A. | I0569.XXX | TF-IN | IU/5 | Class A | FINISHED GOODS | ATLAS™ | REAMER CUTTING HEAD | DIA. 12.5MM | 17 | No | Yes |  | No | N. A. | No | N. A. | No | Yes | No | No | M. L.: MFG/MD/2022/63252 |  | 1 | ADLER PRODUCTS\INSTRUMENTS \NAILING INSTRUMENTS, ATLAS | 0 | VL number changed to ML number | N | Reamer & its attachment |  | No | No | Yes | No | Yes | N. A.
I0569.XXX | I0569.130 | ATLAS REAMER CUTTING HEADS DIA. 13MM |  | I0569.000 | N. A. | N. A. | N. A. | N. A. | N. A. | QPF/I0569.XXX QPR/I0569.XXX | 01 | 2017-04-14 | N. A. | N. A. | N. A. | PS/I0569.XXX | 02 | 2018-08-28 | N. A. | N. A. | N. A. | I0569.XXX | TF-IN | IU/5 | Class A | FINISHED GOODS | ATLAS™ | REAMER CUTTING HEAD | DIA. 13MM | 17 | No | Yes |  | No | N. A. | No | N. A. | No | Yes | No | No | M. L.: MFG/MD/2022/63252 |  | 1 | ADLER PRODUCTS\INSTRUMENTS \NAILING INSTRUMENTS, ATLAS | 0 | VL number changed to ML number | N | Reamer & its attachment |  | No | No | Yes | No | Yes | N. A.
I0569.XXX | I0569.135 | ATLAS REAMER CUTTING HEADS DIA. 13.5MM |  | I0569.000 | N. A. | N. A. | N. A. | N. A. | N. A. | QPF/I0569.XXX QPR/I0569.XXX | 01 | 2017-04-14 | N. A. | N. A. | N. A. | PS/I0569.XXX | 02 | 2018-08-28 | N. A. | N. A. | N. A. | I0569.XXX | TF-IN | IU/5 | Class A | FINISHED GOODS | ATLAS™ | REAMER CUTTING HEAD | DIA. 13.5MM | 17 | No | Yes |  | No | N. A. | No | N. A. | No | Yes | No | No | M. L.: MFG/MD/2022/63252 |  | 1 | ADLER PRODUCTS\INSTRUMENTS \NAILING INSTRUMENTS, ATLAS | 0 | VL number changed to ML number | N | Reamer & its attachment |  | No | No | Yes | No | Yes | N. A.
I0569.XXX | I0569.140 | ATLAS REAMER CUTTING HEADS DIA. 14MM |  | I0569.000 | N. A. | N. A. | N. A. | N. A. | N. A. | QPF/I0569.XXX QPR/I0569.XXX | 01 | 2017-04-14 | N. A. | N. A. | N. A. | PS/I0569.XXX | 02 | 2018-08-28 | N. A. | N. A. | N. A. | I0569.XXX | TF-IN | IU/5 | Class A | FINISHED GOODS | ATLAS™ | REAMER CUTTING HEAD | DIA. 14MM | 17 | No | Yes |  | No | N. A. | No | N. A. | No | Yes | No | No | M. L.: MFG/MD/2022/63252 |  | 1 | ADLER PRODUCTS\INSTRUMENTS \NAILING INSTRUMENTS, ATLAS | 0 | VL number changed to ML number | N | Reamer & its attachment |  | No | No | Yes | No | Yes | N. A.
I0569.XXX | I0569.145 | ATLAS REAMER CUTTING HEADS DIA. 14.5MM |  | I0569.000 | N. A. | N. A. | N. A. | N. A. | N. A. | QPF/I0569.XXX QPR/I0569.XXX | 01 | 2017-04-14 | N. A. | N. A. | N. A. | PS/I0569.XXX | 02 | 2018-08-28 | N. A. | N. A. | N. A. | I0569.XXX | TF-IN | IU/5 | Class A | FINISHED GOODS | ATLAS™ | REAMER CUTTING HEAD | DIA. 14.5MM | 17 | No | Yes |  | No | N. A. | No | N. A. | No | Yes | No | No | M. L.: MFG/MD/2022/63252 |  | 1 | ADLER PRODUCTS\INSTRUMENTS \NAILING INSTRUMENTS, ATLAS | 0 | VL number changed to ML number | N | Reamer & its attachment |  | No | No | Yes | No | Yes | N. A.
I0569.XXX | I0569.150 | ATLAS REAMER CUTTING HEADS DIA. 15MM |  | I0569.000 | N. A. | N. A. | N. A. | N. A. | N. A. | QPF/I0569.XXX QPR/I0569.XXX | 01 | 2017-04-14 | N. A. | N. A. | N. A. | PS/I0569.XXX | 02 | 2018-08-28 | N. A. | N. A. | N. A. | I0569.XXX | TF-IN | IU/5 | Class A | FINISHED GOODS | ATLAS™ | REAMER CUTTING HEAD | DIA. 15MM | 17 | No | Yes |  | No | N. A. | No | N. A. | No | Yes | No | No | M. L.: MFG/MD/2022/63252 |  | 1 | ADLER PRODUCTS\INSTRUMENTS \NAILING INSTRUMENTS, ATLAS | 0 | VL number changed to ML number | N | Reamer & its attachment |  | No | No | Yes | No | Yes | N. A.
I0570.00 | I0570.00 | ATLAS KEY FOR RETAINING ROD |  | I0570.00 | 06 | 2020-03-24 | N. A. | N. A. | N. A. | QPF/I0570.00 | 00 | 2016-02-17 | N. A. | N. A. | N. A. | PS/I0570.00 | 01 | 2018-01-21 | N. A. | N. A. | N. A. | I0570.00 | TF-IN | IU/5 | Class A | FINISHED GOODS | ATLAS™ HFN | HFN Instruments | KEY FOR RETAINING ROD | 17 | No | Yes |  | No | N. A. | No | N. A. | No | Yes | No | No | M. L.: MFG/MD/2022/63252 |  | 1 | ADLER PRODUCTS\INSTRUMENTS \NAILING INSTRUMENTS, ATLAS | 0 | VL number changed to ML number | N | Surgical Screw Driver |  | No | No | Yes | No | Yes | N. A.
I0570.00 | I0570.00.01 | ATLAS KEY FOR RETAINING ROD, HANDLE WITH SLEEVE |  | I0570.00.01 | 02 | 2016-09-04 | N. A. | N. A. | N. A. | N. A. | N. A. | N. A. | N. A. | N. A. | N. A. | PS/I0570.00.01 | 00 | 2017-01-07 | N. A. | N. A. | N. A. | I0570.00 | TF-IN | IU/5 | N. A. | SEMIFINISHED GOODS | N. A. | N. A. | N. A. | N. A. | N. A. | N. A. |  | N. A. | N. A. | N. A. | N. A. | N. A. | N. A. | N. A. | N. A. | N. A. | N. A. | 1 | ADLER PRODUCTS\INSTRUMENTS \NAILING INSTRUMENTS, ATLAS | 0 | Changed P-master to get aligned with P-master Descriptions approved by NPD and Marketing on 15DEC2016 | N | INSTRUMENTS |  | No | No | N. A. | N. A. | N. A. | N. A.
I0570.00 | I0570.00.01.01 | ATLAS KEY FOR RETAINING ROD, HANDLE WITH SLEEVE, HANDLE |  | I0570.00.01.01 | 02 | 2016-09-04 | N. A. | N. A. | N. A. | N. A. | N. A. | N. A. | N. A. | N. A. | N. A. | PS/I0570.00.01.01 | 00 | 2017-01-07 | N. A. | N. A. | N. A. | I0570.00 | TF-IN | IU/5 | N. A. | SEMIFINISHED GOODS | N. A. | N. A. | N. A. | N. A. | N. A. | N. A. |  | N. A. | N. A. | N. A. | N. A. | N. A. | N. A. | N. A. | N. A. | N. A. | N. A. | 1 | ADLER PRODUCTS\INSTRUMENTS \NAILING INSTRUMENTS, ATLAS | 0 | Changed P-master to get aligned with P-master Descriptions approved by NPD and Marketing on 15DEC2016 | N | INSTRUMENTS |  | No | No | N. A. | N. A. | N. A. | N. A.
I0570.00 | I0570.00.01.02 | ATLAS KEY FOR RETAINING ROD, HANDLE WITH SLEEVE, SLEEVE |  | I0570.00.01.02 | 01 | 2016-09-04 | N. A. | N. A. | N. A. | N. A. | N. A. | N. A. | N. A. | N. A. | N. A. | PS/I0570.00.01.02 | 00 | 2017-01-07 | N. A. | N. A. | N. A. | I0570.00 | TF-IN | IU/5 | N. A. | SEMIFINISHED GOODS | N. A. | N. A. | N. A. | N. A. | N. A. | N. A. |  | N. A. | N. A. | N. A. | N. A. | N. A. | N. A. | N. A. | N. A. | N. A. | N. A. | 1 | ADLER PRODUCTS\INSTRUMENTS \NAILING INSTRUMENTS, ATLAS | 0 | Changed P-master to get aligned with P-master Descriptions approved by NPD and Marketing on 15DEC2016 | N | INSTRUMENTS |  | No | No | N. A. | N. A. | N. A. | N. A.
I0570.00 | I0570.00.02 | ATLAS KEY FOR RETAINING ROD, SHAFT |  | I0570.00.02 | 01 | 2016-09-04 | N. A. | N. A. | N. A. | N. A. | N. A. | N. A. | N. A. | N. A. | N. A. | PS/I0570.00.02 | 00 | 2017-01-07 | N. A. | N. A. | N. A. | I0570.00 | TF-IN | IU/5 | N. A. | SEMIFINISHED GOODS | N. A. | N. A. | N. A. | N. A. | N. A. | N. A. |  | N. A. | N. A. | N. A. | N. A. | N. A. | N. A. | N. A. | N. A. | N. A. | N. A. | 1 | ADLER PRODUCTS\INSTRUMENTS \NAILING INSTRUMENTS, ATLAS | 0 | Changed P-master to get aligned with P-master Descriptions approved by NPD and Marketing on 15DEC2016 | N | INSTRUMENTS |  | No | No | N. A. | N. A. | N. A. | N. A.
I0571 | I0571.080 | ATLAS FIXED REAMER 8MM WITH FLEXIBLE SHAFT |  | I0571.080 | N. A. | N. A. | N. A. | N. A. | N. A. | QPF/I0571.080 QPR/I0571.080 | 01 | 2017-04-14 | N. A. | N. A. | N. A. | PS/I0571.080 | 02 | 2018-08-28 | N. A. | N. A. | N. A. | I0571.080 | TF-IN | IU/5 | Class A | FINISHED GOODS | ATLAS™ | FIXED REAMER | 8MM WITH FLEXIBLE SHAFT | 17 | No | Yes |  | No | N. A. | No | N. A. | No | Yes | No | No | M. L.: MFG/MD/2022/63252 |  | 1 | ADLER PRODUCTS\INSTRUMENTS \NAILING INSTRUMENTS, ATLAS | 0 | VL number changed to ML number | N | Reamer & its attachment |  | No | No | Yes | No | Yes | N. A.
I0571 | I0571.100 | ATLAS FLEXIBLE REAMER SHAFT DIA. 8MM, FOR REAMER HEADS FROM 8.5 TO 12MM |  | I0571.000 | N. A. | N. A. | N. A. | N. A. | N. A. | QPF/I0571 QPR/I0571 | 01 | 2017-04-14 | N. A. | N. A. | N. A. | PS/I0571 | 02 | 2018-11-08 | N. A. | N. A. | N. A. | I0571 | TF-IN | IU/5 | Class A | FINISHED GOODS | ATLAS™ | FLEXIBLE REAMER SHAFT | DIA. 8MM, FOR REAMER HEADS FROM 8.5 TO 12MM | 17 | No | Yes |  | No | N. A. | No | N. A. | No | Yes | No | No | M. L.: MFG/MD/2022/63252 |  | 1 | ADLER PRODUCTS\INSTRUMENTS \NAILING INSTRUMENTS, ATLAS | 0 | VL number changed to ML number | N | Reamer & its attachment |  | No | No | Yes | No | Yes | N. A.
I0571 | I0571.120 | ATLAS FLEXIBLE REAMER SHAFT DIA. 12MM, FOR REAMER HEADS FROM 12.5 TO 15MM |  | I0571.000 | N. A. | N. A. | N. A. | N. A. | N. A. | QPF/I0571 QPR/I0571 | 01 | 2017-04-14 | N. A. | N. A. | N. A. | PS/I0571 | 02 | 2018-11-08 | N. A. | N. A. | N. A. | I0571 | TF-IN | IU/5 | Class A | FINISHED GOODS | ATLAS™ | FLEXIBLE REAMER SHAFT | DIA. 12MM, FOR REAMER HEADS FROM 12.5 TO 15MM | 17 | No | Yes |  | No | N. A. | No | N. A. | No | Yes | No | No | M. L.: MFG/MD/2022/63252 |  | 1 | ADLER PRODUCTS\INSTRUMENTS \NAILING INSTRUMENTS, ATLAS | 0 | VL number changed to ML number | N | Reamer & its attachment |  | No | No | Yes | No | Yes | N. A.
I0572.4001 | I0572.4001 | ATLAS 4.0MM SHORT PILOT DRILL |  | I0572.4001 | 02 | 2016-09-03 | N. A. | N. A. | N. A. | QPF/I0572.4001 | 01 | 2017-05-04 | N. A. | N. A. | N. A. | PS/I0572.4001 | 01 | 2019-05-04 | N. A. | N. A. | N. A. | I0572.4001 | TF-IN | IU/5 | Class B | FINISHED GOODS | ATLAS™ TFN | TFN Instrument | 4.0MM Short Pilot Drill | 17 | No | Yes |  | No | N. A. | No | N. A. | No | Yes | No | No | M. L.: MFG/MD/2023/000312 |  | 1 | ATLAS PRODUCTS\INSTRUMENTS | 0 | Changed P-master to get aligned with P-master Descriptions approved by NPD and Marketing on 15DEC2016 | N | Surgical Drill & its attachment |  | No | No | Yes | No | Yes | N. A.
I0572.4002 | I0572.4002 | ATLAS 4.0MM LONG PILOT DRILL |  | I0572.4002 | 02 | 2016-09-03 | N. A. | N. A. | N. A. | QPF/I0572.4002 | 01 | 2017-05-04 | N. A. | N. A. | N. A. | PS/I0572.4002 | 01 | 2019-05-04 | N. A. | N. A. | N. A. | I0572.4002 | TF-IN | IU/5 | Class B | FINISHED GOODS | ATLAS™ TFN | TFN Instrument | 4.0MM Long Pilot Drill | 17 | No | Yes |  | No | N. A. | No | N. A. | No | Yes | No | No | M. L.: MFG/MD/2023/000312 |  | 1 | ATLAS PRODUCTS\INSTRUMENTS | 0 | Changed P-master to get aligned with P-master Descriptions approved by NPD and Marketing on 15DEC2016 | N | Surgical Drill & its attachment |  | No | No | Yes | No | Yes | N. A.
I0573.64 | I0573.64 | ATLAS DRILL BIT 6.4MM |  | I0573.64 | 00 | 2018-03-08 | N. A. | N. A. | N. A. | QPF/I0573.64 | 00 | 2018-03-08 | N. A. | N. A. | N. A. | PS/I0573.64 | 00 | 2018-03-21 | N. A. | N. A. | N. A. | I0573.64 | TF/IN | IU/5 | Class B | FINISHED GOODS | ATLAS™ FFN | FFN Instrument | ATLAS DRILL BIT 6.4MM | 17 | No | Yes |  | No | N. A. | No | N. A. | No | Yes | No | No | M. L.: MFG/MD/2023/000312 |  | 1 | ADLER PRODUCTS\ATLAS FFN PRODUCTS |  | Added New item as discussed with RS &SB on 02MAR2017 | N | Surgical Drill & its attachment |  | No | No | Yes | No | Yes | N. A.
I0574.00 | I0574.00 | ATLAS FFN DRILL GUIDE |  | I0574.00 | 00 | 2018-03-09 | N. A. | N. A. | N. A. | QPF/I0574.00 | 00 | 2017-06-20 | N. A. | N. A. | N. A. | PS/I0574.00 | 00 | 2018-03-21 | N. A. | N. A. | N. A. | I0574.00 | TF/IN | IU/5 | Class B | FINISHED GOODS | ATLAS™ | FFN | ATLAS FFN DRILL GUIDE | 17 | No | Yes |  | No | N. A. | No | N. A. | No | Yes | No | No | M. L.: MFG/MD/2023/000312 |  | 1 | ADLER PRODUCTS\ATLAS FFN PRODUCTS |  | CHANGED LABEL FORMAT NUMBER AS PER EMAIL FROM SDW DTD 19JUN2021 ON 19JUN2021 | N | Intramedullary Locking Nail Instrument Sets |  | No | No | Yes | No | Yes | N. A.
I0516.0004 | I0516.0004 | CENTRAL AXIS LOCKIG SLEEVE |  | I0516.0004 | N. A. | N. A. | N. A. | N. A. | N. A. | QPF/I0516.0004 | N. A. | N. A. | N. A. | N. A. | N. A. | PS/I0516.0004 | N. A. | N. A. | N. A. | N. A. | N. A. | I0516.0004 | TF-IN | IU/5 | Class A | FINISHED GOODS | ADLER™ | CENTRAL AXIS LOCKIG SLEEVE |  | 17 | No | Yes |  | No | N. A. | No | N. A. | No | Yes | No | No | M. L.: MFG/MD/2022/63252 |  | 1 | ADLER PRODUCTS\EAZEE INSTRUMENTS\EAZEE SUPRA INSTRUMENTS | 0 | VL number changed to ML number | Y | Sleeves and its attachment |  | No | No | Yes | No | Yes | N. A.
I0505.32 | I0575.9040.03 | ATLAS TROCAR SLEEVE, 4MM, SHAFT |  | I0575.9040.03 | 00 | 2018-03-08 | N. A. | N. A. | N. A. | QPF/I0575.9040 | 00 | 2017-06-20 | N. A. | N. A. | N. A. | PS/I0575.9040 | 00 | 2018-03-21 | N. A. | N. A. | N. A. | I0575.9040 | TF/IN | IU/5 | N. A. | SEMIFINISHED GOODS | N. A. | N. A. | N. A. | N. A. | N. A. | N. A. |  | N. A. | N. A. | N. A. | N. A. | N. A. | N. A. | N. A. | N. A. | N. A. | N. A. | 1 | SUB COMPONENTS | 0 | Added to Match SL/1 on 21AUG2017 | N | INSTRUMENTS |  | No | No | N. A. | N. A. | N. A. | N. A.
I0576.64 | I0576.64 | ATLAS TAP 6.4MM |  | I0576.64 | 00 | 2018-03-09 | N. A. | N. A. | N. A. | QPF/I0576.64 | 00 | 2017-06-20 | N. A. | N. A. | N. A. | PS/I0576.64 | 00 | 2018-03-21 | N. A. | N. A. | N. A. | I0576.64 | TF/IN | IU/5 | Class A | FINISHED GOODS | ATLAS™ FFN | FFN Instrument | ATLAS TAP 6.4MM | 17 | No | Yes |  | No | N. A. | No | N. A. | No | Yes | No | No | M. L.: MFG/MD/2022/63252 |  | 1 | ADLER PRODUCTS\ATLAS FFN PRODUCTS |  | VL number changed to ML number | N | Bone Tap |  | No | No | Yes | No | Yes | N. A.
I0577.40 | I0577.40 | ATLAS TROCAR 4MM |  | I0577.40 | 00 | 2018-03-08 | N. A. | N. A. | N. A. | QPF/I0577.40 | 00 | 2017-06-20 | N. A. | N. A. | N. A. | PS/I0577.40 | 00 | 2018-03-21 | N. A. | N. A. | N. A. | I0577.40 | TF/IN | IU/5 | Class A | FINISHED GOODS | ATLAS™ FFN | FFN Instrument | ATLAS TROCAR 4MM | 17 | No | Yes |  | No | N. A. | No | N. A. | No | Yes | No | No | M. L.: MFG/MD/2022/63252 |  | 1 | ADLER PRODUCTS\ATLAS FFN PRODUCTS |  | VL number changed to ML number | N | Surgical Punch/Bone Punch |  | No | No | Yes | No | Yes | N. A.
I0577.40 | I0577.40.01 | ATLAS TROCAR 4MM, CAP |  | I0577.40.01 | 00 | 2018-03-08 | N. A. | N. A. | N. A. | N.A. | N. A. | N. A. | N. A. | N. A. | N. A. | PS/I0577.40.01 | N. A. | N. A. | N. A. | N. A. | N. A. | I0577.40 | N. A. | N. A. | N. A. | SEMIFINISHED GOODS | N. A. | N. A. | N. A. | N. A. | N. A. | N. A. |  | N. A. | N. A. | N. A. | N. A. | N. A. | N. A. | N. A. | N. A. | N. A. | N. A. | 0 | SUB COMPONENTS | 0 | ADDED NEW CODE NO AS PER EMAIL FROM DK DTD 13JAN2019 ON 15JAN2019 | N | SUB COMPONENTS |  | No | No | N. A. | N. A. | N. A. | N. A.
I0577.40 | I0577.40.02 | ATLAS TROCAR 4MM, SHAFT |  | I0577.40 | 00 | 2018-03-08 | N. A. | N. A. | N. A. | N.A. | N. A. | N. A. | N. A. | N. A. | N. A. | PS/I0577.40 | 00 | 2018-03-21 | N. A. | N. A. | N. A. | I0577.40 | N. A. | N. A. | N. A. | SEMIFINISHED GOODS | N. A. | N. A. | N. A. | N. A. | N. A. | N. A. |  | N. A. | N. A. | N. A. | N. A. | N. A. | N. A. | N. A. | N. A. | N. A. | N. A. | 0 | SUB COMPONENTS | 0 | ADDED NEW CODE NO AS PER EMAIL FROM DK DTD 13JAN2019 ON 15JAN2019 | N | SUB COMPONENTS |  | No | No | N. A. | N. A. | N. A. | N. A.
I0577.90 | I0577.90 | ATLAS TROCAR 9MM |  | I0577.90 | 00 | 2019-01-31 | N. A. | N. A. | N. A. | QPF/I0577.90 | 00 | 2019-01-30 | N. A. | N. A. | N. A. | PS/I0577.90 | N. A. | N. A. | N. A. | N. A. | N. A. | I0577.90 | TF/IN | IU/5 | Class A | FINISHED GOODS | ATLAS™ HFN | HFN Instruments | ATLAS TROCAR 9MM | 17 | No | Yes |  | No | N. A. | No | N. A. | No | Yes | No | No | M. L.: MFG/MD/2022/63252 |  | 1 | ADLER PRODUCTS\ATLAS HF NAILING SYSTEM\ATLAS HFN INSTRUMENTS |  | VL number changed to ML number | N | Surgical Punch/Bone Punch |  | No | No | Yes | No | Yes | N. A.
I0577.90 | I0577.90.01 | ATLAS TROCAR 9MM, CAP |  | I0577.90.01 | 00 | 2019-01-17 | N. A. | N. A. | N. A. | N.A. | N. A. | N. A. | N. A. | N. A. | N. A. | PS/I0577.90.01 | 00 | 2019-03-24 | N. A. | N. A. | N. A. | I0577.90 | N. A. | N. A. | N. A. | SEMIFINISHED GOODS | N. A. | N. A. | N. A. | N. A. | N. A. | N. A. |  | N. A. | N. A. | N. A. | N. A. | N. A. | N. A. | N. A. | N. A. | N. A. | N. A. | 0 | SUB COMPONENTS | 0 | ADDED NEW CODE NO AS PER EMAIL FROM DK DTD 13JAN2019 ON 15JAN2019 | N | SUB COMPONENTS |  | No | No | N. A. | N. A. | N. A. | N. A.
I0577.90 | I0577.90.02 | ATLAS TROCAR 9MM, SHAFT |  | I0577.90 | 00 | 2019-01-31 | N. A. | N. A. | N. A. | N.A. | N. A. | N. A. | N. A. | N. A. | N. A. | PS/I0577.90 | 00 | 2019-03-27 | N. A. | N. A. | N. A. | I0577.90 | N. A. | N. A. | N. A. | SEMIFINISHED GOODS | N. A. | N. A. | N. A. | N. A. | N. A. | N. A. |  | N. A. | N. A. | N. A. | N. A. | N. A. | N. A. | N. A. | N. A. | N. A. | N. A. | 0 | SUB COMPONENTS | 0 | ADDED NEW CODE NO AS PER EMAIL FROM DK DTD 13JAN2019 ON 15JAN2019 | N | SUB COMPONENTS |  | No | No | N. A. | N. A. | N. A. | N. A.
J0105.01.02 | J0105.01.02 | SLEEVE FOR MONOAXIAL INSERTER, HUDSON END, ONELOCK 6MM |  | J0105.01.02 | 06 | 2014-11-20 | N. A. | N. A. | N. A. | N. A. | N. A. | N. A. | N. A. | N. A. | N. A. | PS/J0105.01.02 | 00 | 2010-07-27 | N. A. | N. A. | N. A. | J0105.01.02 | TF-IN | IU/5 | N. A. | SEMIFINISHED GOODS | N. A. | N. A. | N. A. | N. A. | N. A. | N. A. |  | N. A. | N. A. | N. A. | N. A. | N. A. | N. A. | N. A. | N. A. | N. A. | N. A. | 1 | SUB COMPONENTS | 0 | ADDED NEW PRODUCTS AS DISCUSSED WITH SSJ ON 22JAN2010 | N | SUB COMPONENTS |  | No | No | N. A. | N. A. | N. A. | N. A.
J0105.01.02.01 | J0105.01.02.01 | MAIN BODY FOR SLEEVE, MONOAXIAL INSERTER, HUDSON END, ONELOCK 6MM |  | J0105.01.02.01 | N. A. | N. A. | N. A. | N. A. | N. A. | N. A. | N. A. | N. A. | N. A. | N. A. | N. A. | PS/J0105.01.02.01 | 00 | 2010-07-27 | 2022-11-22 | 2019-11-22 | N. A. | J0105.01.02.01 | TF-IN | IU/5 | N. A. | SEMIFINISHED GOODS | N. A. | N. A. | N. A. | N. A. | N. A. | N. A. |  | N. A. | N. A. | N. A. | N. A. | N. A. | N. A. | N. A. | N. A. | N. A. | N. A. | 1 | SUB COMPONENTS | 0 | ADDED NEW PRODUCTS AS DISCUSSED WITH SSJ ON 22JAN2010 | N | SUB COMPONENTS |  | No | No | N. A. | N. A. | N. A. | N. A.
J0105.01.02.02 | J0105.01.02.02 | PIN FOR SLEEVE, MONOAXIAL INSERTER, HUDSON END, ONELOCK 6MM |  | J0105.01.02.02 | N. A. | N. A. | N. A. | N. A. | N. A. | N. A. | N. A. | N. A. | N. A. | N. A. | N. A. | PS/J0105.01.02.02 | 00 | 2010-07-27 | 2022-11-22 | 2019-11-22 | N. A. | J0105.01.02.02 | TF-IN | IU/5 | N. A. | SEMIFINISHED GOODS | N. A. | N. A. | N. A. | N. A. | N. A. | N. A. |  | N. A. | N. A. | N. A. | N. A. | N. A. | N. A. | N. A. | N. A. | N. A. | N. A. | 1 | SUB COMPONENTS | 0 | ADDED NEW PRODUCTS AS DISCUSSED WITH SSJ ON 22JAN2010 | N | SUB COMPONENTS |  | No | No | N. A. | N. A. | N. A. | N. A.
J0105.01.02.03 | J0105.01.02.03 | SILICON 'O' RING FOR SLEEVE, MONOAXIAL INSERTER, HUDSON END, ONELOCK 6MM |  | J0105.01.02.03 | 01 | 2010-07-29 | N. A. | N. A. | N. A. | N. A. | N. A. | N. A. | N. A. | N. A. | N. A. | PS/J0105.01.02.03 | 00 | 2010-07-27 | 2022-11-22 | 2019-11-22 | N. A. | J0105.01.02.03 | TF-IN | IU/5 | N. A. | SEMIFINISHED GOODS | N. A. | N. A. | N. A. | N. A. | N. A. | N. A. |  | N. A. | N. A. | N. A. | N. A. | N. A. | N. A. | N. A. | N. A. | N. A. | N. A. | 1 | SUB COMPONENTS | 0 | ADDED NEW PRODUCTS AS DISCUSSED WITH SSJ ON 22JAN2010 | N | SUB COMPONENTS |  | No | No | N. A. | N. A. | N. A. | N. A.
J0105.02.01 | J0105.02.01 | INSERTER FOR MONOAXIAL INSERTER HUDSON END, ONELOCK 6MM, LENGTH 200MM |  | J0105.02.01 | 05 | 2015-12-12 | N. A. | N. A. | N. A. | N. A. | N. A. | N. A. | N. A. | N. A. | N. A. | PS/J0105.02.01 | 00 | 2010-07-27 | 2022-11-22 | 2019-11-22 | N. A. | J0105 | N. A. | N. A. | N. A. | SEMIFINISHED GOODS | N. A. | N. A. | N. A. | N. A. | N. A. | N. A. |  | N. A. | N. A. | N. A. | N. A. | N. A. | N. A. | N. A. | N. A. | N. A. | N. A. | 1 | SUB COMPONENTS | 0 | Changed Description as discussed with RS on 27JAN2012 | N | SUB COMPONENTS |  | No | No | N. A. | N. A. | N. A. | N. A.
J0106.001.01 | J0106.001.01 | STRAIGHT SILICON GRIP ASSEMBLY |  | J0106.001.01 | 00 | 2009-04-18 | N. A. | N. A. | N. A. | N. A. | N. A. | N. A. | N. A. | N. A. | N. A. | PS/J0106.001.01 | 02 | 2013-11-19 | N. A. | N. A. | N. A. | J0106 | N. A. | N. A. | N. A. | SEMIFINISHED GOODS | N. A. | N. A. | N. A. | N. A. | N. A. | N. A. |  | N. A. | N. A. | N. A. | N. A. | N. A. | N. A. | N. A. | N. A. | N. A. | N. A. | 1 | SUB COMPONENTS | 0 | Changed Description as discussed with SSJ on 31JAN2010 | N | SUB COMPONENTS |  | No | No | N. A. | N. A. | N. A. | N. A.
J0106.002 | J0106.002.01 | MAIN BODY FOR ROD PUSHER, STRAIGHT, ONELOCK 6 MM |  | J0106.002.01 | 02 | 2015-07-15 | N. A. | N. A. | N. A. | N. A. | N. A. | N. A. | N. A. | N. A. | N. A. | PS/J0106.002.01 | 01 | 2010-07-30 | N. A. | N. A. | N. A. | J0106.002 | TF-IN | IU/5 | N. A. | SEMIFINISHED GOODS | N. A. | N. A. | N. A. | N. A. | N. A. | N. A. |  | N. A. | N. A. | N. A. | N. A. | N. A. | N. A. | N. A. | N. A. | N. A. | N. A. | 1 | SUB COMPONENTS | 0 | Changed Description as discussed with SSJ on 31JAN2010 | N | SUB COMPONENTS |  | No | No | N. A. | N. A. | N. A. | N. A.
J0106.01.01 | J0106.01.01 | INSERT FOR STRAIGHT SILICON GRIP |  | J0106.01.01 | 00 | 2009-04-18 | N. A. | N. A. | N. A. | N. A. | N. A. | N. A. | N. A. | N. A. | N. A. | PS/J0106.01.01 | 02 | 2013-11-19 | N. A. | N. A. | N. A. | J0106 | TF-IN | IU/5 | N. A. | SEMIFINISHED GOODS | N. A. | N. A. | N. A. | N. A. | N. A. | N. A. |  | N. A. | N. A. | N. A. | N. A. | N. A. | N. A. | N. A. | N. A. | N. A. | N. A. | 1 | SUB COMPONENTS | 0 | Added New Products as per e-mail from SSJ Dtd. 19APR2009 | N | SUB COMPONENTS |  | No | No | N. A. | N. A. | N. A. | N. A.
J0106.012 | J0106.012.01 | MAIN BODY FOR ROD PUSHER CURVED, ONELOCK 6 MM |  | J0106.012.01 | 02 | 2015-07-15 | N. A. | N. A. | N. A. | N. A. | N. A. | N. A. | N. A. | N. A. | N. A. | PS/J0106.012.01 | 01 | 2010-07-30 | N. A. | N. A. | N. A. | J0106.012 | TF-IN | IU/5 | N. A. | SEMIFINISHED GOODS | N. A. | N. A. | N. A. | N. A. | N. A. | N. A. |  | N. A. | N. A. | N. A. | N. A. | N. A. | N. A. | N. A. | N. A. | N. A. | N. A. | 1 | SUB COMPONENTS | 0 | Changed Description as discussed with SSJ on 31JAN2010 | N | SUB COMPONENTS |  | No | No | N. A. | N. A. | N. A. | N. A.
J0106.012 | J0106.012.02 | DOWEL PIN 3.0MM |  | J0106.012.02 | N. A. | N. A. | N. A. | N. A. | N. A. | N. A. | N. A. | N. A. | N. A. | N. A. | N. A. | PS/J0106.012.02 | 02 | 2013-11-14 | 2022-11-22 | 2019-11-22 | N. A. | J0106.012 | TF-IN | IU/5 | N. A. | SEMIFINISHED GOODS | N. A. | N. A. | N. A. | N. A. | N. A. | N. A. |  | N. A. | N. A. | N. A. | N. A. | N. A. | N. A. | N. A. | N. A. | N. A. | N. A. | 1 | SUB COMPONENTS | 0 | Changed Description as per final list received from RS on 04NOV2011 | N | SUB COMPONENTS |  | No | No | N. A. | N. A. | N. A. | N. A.
J0108.01.01 | J0108.01.01 | MAIN BODY |  | J0108.01.01 | N. A. | N. A. | N. A. | N. A. | N. A. | N. A. | N. A. | N. A. | N. A. | N. A. | N. A. | PS/J0108.01.01 | N. A. | N. A. | N. A. | N. A. | N. A. | J0108 | TF-IN | IU/5 | N. A. | SEMIFINISHED GOODS | N. A. | N. A. | N. A. | N. A. | N. A. | N. A. |  | N. A. | N. A. | N. A. | N. A. | N. A. | N. A. | N. A. | N. A. | N. A. | N. A. | 1 | SUB COMPONENTS | 0 | Changed Description as discussed with SSJ on 31JAN2010 | N | SUB COMPONENTS |  | No | No | N. A. | N. A. | N. A. | N. A.
J0108.01.02 | J0108.01.02 | TROCAR |  | J0108.01.02 | N. A. | N. A. | N. A. | N. A. | N. A. | N. A. | N. A. | N. A. | N. A. | N. A. | N. A. | PS/J0108.01.02 | 02 | 2013-12-13 | 2022-11-22 | 2019-11-22 | N. A. | J0108 | TF-IN | IU/5 | N. A. | SEMIFINISHED GOODS | N. A. | N. A. | N. A. | N. A. | N. A. | N. A. |  | N. A. | N. A. | N. A. | N. A. | N. A. | N. A. | N. A. | N. A. | N. A. | N. A. | 1 | SUB COMPONENTS | 0 | Changed Description as discussed with SSJ on 31JAN2010 | N | SUB COMPONENTS |  | No | No | N. A. | N. A. | N. A. | N. A.
J0108.01.03 | J0108.01.03 | DOWEL PIN |  | J0108.01.03 | N. A. | N. A. | N. A. | N. A. | N. A. | N. A. | N. A. | N. A. | N. A. | N. A. | N. A. | PS/J0108.01.03 | 00 | 2010-03-08 | 2022-11-22 | 2019-11-22 | N. A. | J0108 | TF-IN | IU/5 | N. A. | SEMIFINISHED GOODS | N. A. | N. A. | N. A. | N. A. | N. A. | N. A. |  | N. A. | N. A. | N. A. | N. A. | N. A. | N. A. | N. A. | N. A. | N. A. | N. A. | 1 | SUB COMPONENTS | 0 | Changed Description as discussed with SSJ on 31JAN2010 | N | SUB COMPONENTS |  | No | No | N. A. | N. A. | N. A. | N. A.
J0109.022.01 | J0109.022.01 | TOP ARM AND RATCHET ASSEMBLY FOR ROD HOLDER, NARROW NOSE WITH RATCHET, ONELOCK 6 MM |  | J0109.022.01 | 01 | 2009-12-17 | N. A. | N. A. | N. A. | N. A. | N. A. | N. A. | N. A. | N. A. | N. A. | PS/J0109.022.01 | 02 | 2014-10-07 | 2022-11-22 | 2019-11-22 | N. A. | J0109 | N. A. | N. A. | N. A. | SEMIFINISHED GOODS | N. A. | N. A. | N. A. | N. A. | N. A. | N. A. |  | N. A. | N. A. | N. A. | N. A. | N. A. | N. A. | N. A. | N. A. | N. A. | N. A. | 1 | SUB COMPONENTS | 0 | Changed Description as discussed with SSJ on 31JAN2010 | N | SUB COMPONENTS |  | No | No | N. A. | N. A. | N. A. | N. A.
J0109.022.01.01 | J0109.022.01.01 | TOP ARM - LOWER JAW FOR TOP ARM AND RATCHET ASSEMBLY, ROD HOLDER, NARROW NOSE WITH RATCHET, ONELOCK 6 MM |  | J0109.022.01.01 | 01 | 2009-12-17 | N. A. | N. A. | N. A. | N. A. | N. A. | N. A. | N. A. | N. A. | N. A. | PS/J0109.022.01.01 | 02 | 2014-10-07 | N. A. | N. A. | N. A. | J0109 | N. A. | N. A. | N. A. | SEMIFINISHED GOODS | N. A. | N. A. | N. A. | N. A. | N. A. | N. A. |  | N. A. | N. A. | N. A. | N. A. | N. A. | N. A. | N. A. | N. A. | N. A. | N. A. | 1 | SUB COMPONENTS | 0 | Changed Description as discussed with SSJ on 31JAN2010 | N | SUB COMPONENTS |  | No | No | N. A. | N. A. | N. A. | N. A.
J0109.022.01.02 | J0109.022.01.02 | RATCHET FOR TOP ARM AND RATCHET ASSEMBLY, ROD HOLDER, NARROW NOSE WITH RATCHET, ONELOCK 6 MM |  | J0109.022.01.02 | N. A. | N. A. | N. A. | N. A. | N. A. | N. A. | N. A. | N. A. | N. A. | N. A. | N. A. | PS/J0109.022.01.02 | N. A. | N. A. | N. A. | N. A. | N. A. | J0109 | N. A. | N. A. | N. A. | SEMIFINISHED GOODS | N. A. | N. A. | N. A. | N. A. | N. A. | N. A. |  | N. A. | N. A. | N. A. | N. A. | N. A. | N. A. | N. A. | N. A. | N. A. | N. A. | 1 | SUB COMPONENTS | 0 | Changed Description as discussed with SSJ on 31JAN2010 | N | SUB COMPONENTS |  | No | No | N. A. | N. A. | N. A. | N. A.
J0109.022.01.03 | J0109.022.01.03 | SPRING FOR TOP ARM AND RATCHET ASSEMBLY, ROD HOLDER, NARROW NOSE WITH RATCHET, ONELOCK 6 MM |  | J0109.022.01.03 | 01 | 2009-12-17 | N. A. | N. A. | N. A. | N. A. | N. A. | N. A. | N. A. | N. A. | N. A. | PS/J0109.022.01.03 | 02 | 2014-10-07 | 2022-11-22 | 2019-11-22 | N. A. | J0109 | N. A. | N. A. | N. A. | SEMIFINISHED GOODS | N. A. | N. A. | N. A. | N. A. | N. A. | N. A. |  | N. A. | N. A. | N. A. | N. A. | N. A. | N. A. | N. A. | N. A. | N. A. | N. A. | 1 | SUB COMPONENTS | 0 | Changed Description as discussed with SSJ on 31JAN2010 | N | SUB COMPONENTS |  | No | No | N. A. | N. A. | N. A. | N. A.
J0109.022.01.04 | J0109.022.01.04 | PAN HEAD SCREW FOR TOP ARM AND RATCHET ASSEMBLY, ROD HOLDER, NARROW NOSE WITH RATCHET, ONELOCK 6 MM |  | J0109.022.01.04 | 01 | 2009-12-17 | N. A. | N. A. | N. A. | N. A. | N. A. | N. A. | N. A. | N. A. | N. A. | PS/J0109.022.01.04 | 02 | 2014-10-07 | 2022-11-22 | 2019-11-22 | N. A. | J0109 | N. A. | N. A. | N. A. | SEMIFINISHED GOODS | N. A. | N. A. | N. A. | N. A. | N. A. | N. A. |  | N. A. | N. A. | N. A. | N. A. | N. A. | N. A. | N. A. | N. A. | N. A. | N. A. | 1 | SUB COMPONENTS | 0 | Changed Description as discussed with SSJ on 31JAN2010 | N | SUB COMPONENTS |  | No | No | N. A. | N. A. | N. A. | N. A.
J0109.022.01.05 | J0109.022.01.05 | RATCHET PIN FOR TOP ARM AND RATCHET ASSEMBLY, ROD HOLDER, NARROW NOSE WITH RATCHET, ONELOCK 6 MM |  | J0109.022.01.05 | 01 | 2009-12-17 | N. A. | N. A. | N. A. | N. A. | N. A. | N. A. | N. A. | N. A. | N. A. | PS/J0109.022.01.05 | 02 | 2014-10-07 | N. A. | N. A. | N. A. | J0109 | TF-IN | IU/5 | N. A. | SEMIFINISHED GOODS | N. A. | N. A. | N. A. | N. A. | N. A. | N. A. |  | N. A. | N. A. | N. A. | N. A. | N. A. | N. A. | N. A. | N. A. | N. A. | N. A. | 1 | SUB COMPONENTS | 0 | Changed Description as discussed with SSJ on 31JAN2010 | N | SUB COMPONENTS |  | No | No | N. A. | N. A. | N. A. | N. A.
J0109.022.02 | J0109.022.02 | LOWER ARM - TOP JAW FOR ROD HOLDER, NARROW NOSE WITH RATCHET, ONELOCK 6 MM |  | J0109.022.02 | 01 | 2009-12-17 | N. A. | N. A. | N. A. | N. A. | N. A. | N. A. | N. A. | N. A. | N. A. | PS/J0109.022.02 | 02 | 2014-10-07 | N. A. | N. A. | N. A. | J0109 | N. A. | N. A. | N. A. | SEMIFINISHED GOODS | N. A. | N. A. | N. A. | N. A. | N. A. | N. A. |  | N. A. | N. A. | N. A. | N. A. | N. A. | N. A. | N. A. | N. A. | N. A. | N. A. | 1 | SUB COMPONENTS | 0 | Changed Description as discussed with SSJ on 31JAN2010 | N | SUB COMPONENTS |  | No | No | N. A. | N. A. | N. A. | N. A.
J0109.022.03 | J0109.022.03 | PIVOT PIN FOR ROD HOLDER, NARROW NOSE WITH RATCHET, ONELOCK 6 MM |  | J0109.022.03 | 01 | 2009-12-17 | N. A. | N. A. | N. A. | N. A. | N. A. | N. A. | N. A. | N. A. | N. A. | PS/J0109.022.03 | 02 | 2014-10-07 | 2022-11-22 | 2019-11-22 | N. A. | J0109 | N. A. | N. A. | N. A. | SEMIFINISHED GOODS | N. A. | N. A. | N. A. | N. A. | N. A. | N. A. |  | N. A. | N. A. | N. A. | N. A. | N. A. | N. A. | N. A. | N. A. | N. A. | N. A. | 1 | SUB COMPONENTS | 0 | Changed Description as discussed with SSJ on 31JAN2010 | N | SUB COMPONENTS |  | No | No | N. A. | N. A. | N. A. | N. A.
J0109.022.04 | J0109.022.04 | PIVOT SCREW FOR ROD HOLDER, NARROW NOSE WITH RATCHET, ONELOCK 6 MM |  | J0109.022.04 | 01 | 2009-12-17 | N. A. | N. A. | N. A. | N. A. | N. A. | N. A. | N. A. | N. A. | N. A. | PS/J0109.022.04 | 02 | 2014-10-07 | 2022-11-22 | 2019-11-22 | N. A. | J0109 | N. A. | N. A. | N. A. | SEMIFINISHED GOODS | N. A. | N. A. | N. A. | N. A. | N. A. | N. A. |  | N. A. | N. A. | N. A. | N. A. | N. A. | N. A. | N. A. | N. A. | N. A. | N. A. | 1 | SUB COMPONENTS | 0 | Changed Description as discussed with SSJ on 31JAN2010 | N | SUB COMPONENTS |  | No | No | N. A. | N. A. | N. A. | N. A.
J0109.042 | J0109.042.01 | BLANK ASSEMBLY FOR POWER GRIP, ONELOCK 6 MM |  | J0109.042.01 | 01 | 2009-12-18 | N. A. | N. A. | N. A. | N. A. | N. A. | N. A. | N. A. | N. A. | N. A. | PS/J0109.042.01 | 01 | 2010-07-31 | 2022-11-22 | 2019-11-22 | N. A. | J0109 | TF-IN | IU/5 | N. A. | SEMIFINISHED GOODS | N. A. | N. A. | N. A. | N. A. | N. A. | N. A. |  | N. A. | N. A. | N. A. | N. A. | N. A. | N. A. | N. A. | N. A. | N. A. | N. A. | 1 | SUB COMPONENTS | 0 | Changed Description as discussed with SSJ on 31JAN2010 | N | SUB COMPONENTS |  | No | No | N. A. | N. A. | N. A. | N. A.
J0109.042 | J0109.042.01.01 | UPPER HANDLE FOR POWER GRIP, ONELOCK 6 MM |  | J0109.042.01.01 | 02 | 2009-12-18 | N. A. | N. A. | N. A. | N. A. | N. A. | N. A. | N. A. | N. A. | N. A. | PS/J0109.042.01.01 | 01 | 2010-07-31 | 2022-11-22 | 2019-11-22 | N. A. | J0109 | TF-IN | IU/5 | N. A. | SEMIFINISHED GOODS | N. A. | N. A. | N. A. | N. A. | N. A. | N. A. |  | N. A. | N. A. | N. A. | N. A. | N. A. | N. A. | N. A. | N. A. | N. A. | N. A. | 1 | SUB COMPONENTS | 0 | Changed Description as discussed with SSJ on 31JAN2010 | N | SUB COMPONENTS |  | No | No | N. A. | N. A. | N. A. | N. A.
J0109.042 | J0109.042.01.02 | PIVOT PIN FOR POWER GRIP, ONELOCK 6 MM |  | J0109.042.01.02 | 01 | 2009-12-18 | N. A. | N. A. | N. A. | N. A. | N. A. | N. A. | N. A. | N. A. | N. A. | PS/J0109.042.01.02 | 01 | 2010-07-31 | 2022-11-22 | 2019-11-22 | N. A. | J0109 | TF-IN | IU/5 | N. A. | SEMIFINISHED GOODS | N. A. | N. A. | N. A. | N. A. | N. A. | N. A. |  | N. A. | N. A. | N. A. | N. A. | N. A. | N. A. | N. A. | N. A. | N. A. | N. A. | 1 | SUB COMPONENTS | 0 | Changed Description as discussed with SSJ on 31JAN2010 | N | SUB COMPONENTS |  | No | No | N. A. | N. A. | N. A. | N. A.
J0109.042 | J0109.042.01.03 | UPPER JAW (BLANK) FOR POWER GRIP, ONELOCK 6 MM |  | J0109.042.01.03 | 01 | 2009-12-18 | N. A. | N. A. | N. A. | N. A. | N. A. | N. A. | N. A. | N. A. | N. A. | PS/J0109.042.01.03 | 01 | 2010-07-31 | 2022-11-22 | 2019-11-22 | N. A. | J0109 | TF-IN | IU/5 | N. A. | SEMIFINISHED GOODS | N. A. | N. A. | N. A. | N. A. | N. A. | N. A. |  | N. A. | N. A. | N. A. | N. A. | N. A. | N. A. | N. A. | N. A. | N. A. | N. A. | 1 | SUB COMPONENTS | 0 | Changed Description as discussed with SSJ on 31JAN2010 | N | SUB COMPONENTS |  | No | No | N. A. | N. A. | N. A. | N. A.
J0109.042 | J0109.042.01.04 | LOWER JAW/ HANDLE (BLANK) FOR POWER GRIP, ONELOCK 6 MM |  | J0109.042.01.04 | 02 | 2009-12-18 | N. A. | N. A. | N. A. | N. A. | N. A. | N. A. | N. A. | N. A. | N. A. | PS/J0109.042.01.04 | 01 | 2010-07-31 | 2022-11-22 | 2019-11-22 | N. A. | J0109 | TF-IN | IU/5 | N. A. | SEMIFINISHED GOODS | N. A. | N. A. | N. A. | N. A. | N. A. | N. A. |  | N. A. | N. A. | N. A. | N. A. | N. A. | N. A. | N. A. | N. A. | N. A. | N. A. | 1 | SUB COMPONENTS | 0 | Changed Description as discussed with SSJ on 31JAN2010 | N | SUB COMPONENTS |  | No | No | N. A. | N. A. | N. A. | N. A.
J0109.042 | J0109.042.01.05 | HEX NUT M8 X 1.25, LH TAPPING FOR POWER GRIP, ONELOCK 6 MM |  | J0109.042.01.05 | 01 | 2009-12-18 | N. A. | N. A. | N. A. | N. A. | N. A. | N. A. | N. A. | N. A. | N. A. | PS/J0109.042.01.05 | 01 | 2010-07-31 | N. A. | N. A. | N. A. | J0109 | TF-IN | IU/5 | N. A. | SEMIFINISHED GOODS | N. A. | N. A. | N. A. | N. A. | N. A. | N. A. |  | N. A. | N. A. | N. A. | N. A. | N. A. | N. A. | N. A. | N. A. | N. A. | N. A. | 1 | SUB COMPONENTS | 0 | Changed Description as discussed with SSJ on 31JAN2010 | N | SUB COMPONENTS |  | No | No | N. A. | N. A. | N. A. | N. A.
J0109.042 | J0109.042.01.06 | SOCKET SET SCREW FOR POWER GRIP, ONELOCK 6 MM |  | J0109.042.01.06 | 01 | 2009-12-18 | N. A. | N. A. | N. A. | N. A. | N. A. | N. A. | N. A. | N. A. | N. A. | PS/J0109.042.01.06 | 01 | 2010-07-31 | N. A. | N. A. | N. A. | J0109 | TF-IN | IU/5 | N. A. | SEMIFINISHED GOODS | N. A. | N. A. | N. A. | N. A. | N. A. | N. A. |  | N. A. | N. A. | N. A. | N. A. | N. A. | N. A. | N. A. | N. A. | N. A. | N. A. | 1 | SUB COMPONENTS | 0 | Changed Description as discussed with SSJ on 31JAN2010 | N | SUB COMPONENTS |  | No | No | N. A. | N. A. | N. A. | N. A.
J0109.042 | J0109.042.01.07 | SET SCREW HEX NUT M4 FOR POWER GRIP, ONELOCK 6 MM |  | J0109.042.01.07 | 02 | 2009-12-18 | N. A. | N. A. | N. A. | N. A. | N. A. | N. A. | N. A. | N. A. | N. A. | PS/J0109.042.01.07 | 01 | 2010-07-31 | N. A. | N. A. | N. A. | J0109 | TF-IN | IU/5 | N. A. | SEMIFINISHED GOODS | N. A. | N. A. | N. A. | N. A. | N. A. | N. A. |  | N. A. | N. A. | N. A. | N. A. | N. A. | N. A. | N. A. | N. A. | N. A. | N. A. | 1 | SUB COMPONENTS | 0 | Changed Description as discussed with SSJ on 31JAN2010 | N | SUB COMPONENTS |  | No | No | N. A. | N. A. | N. A. | N. A.
J0109.042 | J0109.042.01.08 | TURNBUCKLE FOR POWER GRIP, ONELOCK 6 MM |  | J0109.042.01.08 | 01 | 2009-12-18 | N. A. | N. A. | N. A. | N. A. | N. A. | N. A. | N. A. | N. A. | N. A. | PS/J0109.042.01.08 | 01 | 2010-07-31 | 2022-11-22 | 2019-11-22 | N. A. | J0109 | TF-IN | IU/5 | N. A. | SEMIFINISHED GOODS | N. A. | N. A. | N. A. | N. A. | N. A. | N. A. |  | N. A. | N. A. | N. A. | N. A. | N. A. | N. A. | N. A. | N. A. | N. A. | N. A. | 1 | SUB COMPONENTS | 0 | Changed Description as discussed with SSJ on 31JAN2010 | N | SUB COMPONENTS |  | No | No | N. A. | N. A. | N. A. | N. A.
J0109.042 | J0109.042.01.09 | HEX NUT M8 X 1.25, RH TAPPING FOR POWER GRIP, ONELOCK 6 MM |  | J0109.042.01.09 | 01 | 2009-12-18 | N. A. | N. A. | N. A. | N. A. | N. A. | N. A. | N. A. | N. A. | N. A. | PS/J0109.042.01.09 | 01 | 2010-07-31 | N. A. | N. A. | N. A. | J0109 | TF-IN | IU/5 | N. A. | SEMIFINISHED GOODS | N. A. | N. A. | N. A. | N. A. | N. A. | N. A. |  | N. A. | N. A. | N. A. | N. A. | N. A. | N. A. | N. A. | N. A. | N. A. | N. A. | 1 | SUB COMPONENTS | 0 | Changed Description as discussed with SSJ on 31JAN2010 | N | SUB COMPONENTS |  | No | No | N. A. | N. A. | N. A. | N. A.
J0109.042 | J0109.042.01.10 | EYE BOLT M8 X 1.25, RH THREADING FOR POWER GRIP, ONELOCK 6 MM |  | J0109.042.01.10 | 01 | 2009-12-18 | N. A. | N. A. | N. A. | N. A. | N. A. | N. A. | N. A. | N. A. | N. A. | PS/J0109.042.01.10 | 01 | 2010-07-31 | 2022-11-22 | 2019-11-22 | N. A. | J0109 | TF-IN | IU/5 | N. A. | SEMIFINISHED GOODS | N. A. | N. A. | N. A. | N. A. | N. A. | N. A. |  | N. A. | N. A. | N. A. | N. A. | N. A. | N. A. | N. A. | N. A. | N. A. | N. A. | 1 | SUB COMPONENTS | 0 | Changed Description as discussed with SSJ on 31JAN2010 | N | SUB COMPONENTS |  | No | No | N. A. | N. A. | N. A. | N. A.
J0109.042 | J0109.042.01.11 | EYE BOLT M8 X 1.25, LH THREADING FOR POWER GRIP, ONELOCK 6 MM |  | J0109.042.01.11 | N. A. | N. A. | N. A. | N. A. | N. A. | N. A. | N. A. | N. A. | N. A. | N. A. | N. A. | PS/J0109.042.01.11 | N. A. | N. A. | N. A. | N. A. | N. A. | J0109 | TF-IN | IU/5 | N. A. | SEMIFINISHED GOODS | N. A. | N. A. | N. A. | N. A. | N. A. | N. A. |  | N. A. | N. A. | N. A. | N. A. | N. A. | N. A. | N. A. | N. A. | N. A. | N. A. | 1 | SUB COMPONENTS | 0 | Changed Description as discussed with SSJ on 31JAN2010 | N | SUB COMPONENTS |  | No | No | N. A. | N. A. | N. A. | N. A.
J0110.012 | J0110.012.01 | RATCHET ARM ASSEMBLY FOR DISTRACTOR, ONELOCK 6 MM |  | J0110.012.01 | 01 | 2009-12-17 | N. A. | N. A. | N. A. | N. A. | N. A. | N. A. | N. A. | N. A. | N. A. | PS/J0110.012.01 | 02 | 2014-05-07 | 2022-11-22 | 2019-11-22 | N. A. | J0110.012 | TF-IN | IU/5 | N. A. | SEMIFINISHED GOODS | N. A. | N. A. | N. A. | N. A. | N. A. | N. A. |  | N. A. | N. A. | N. A. | N. A. | N. A. | N. A. | N. A. | N. A. | N. A. | N. A. | 1 | SUB COMPONENTS | 0 | Changed Description as discussed with SSJ on 31JAN2010 | N | SUB COMPONENTS |  | No | No | N. A. | N. A. | N. A. | N. A.
J0110.012 | J0110.012.01.01 | ASSEMBLY OF RATCHET ARM AND RATCHET ARM JAW FOR RATCHET ARM ASSEMBLY, DISTRACTOR, ONELOCK 6 MM |  | J0110.012.01.01 | 02 | 2009-12-17 | N. A. | N. A. | N. A. | N. A. | N. A. | N. A. | N. A. | N. A. | N. A. | PS/J0110.012.01.01 | 02 | 2014-05-15 | 2022-11-22 | 2019-11-22 | N. A. | J0110.012 | TF-IN | IU/5 | N. A. | SEMIFINISHED GOODS | N. A. | N. A. | N. A. | N. A. | N. A. | N. A. |  | N. A. | N. A. | N. A. | N. A. | N. A. | N. A. | N. A. | N. A. | N. A. | N. A. | 1 | SUB COMPONENTS | 0 | Changed Description as discussed with SSJ on 31JAN2010 | N | SUB COMPONENTS |  | No | No | N. A. | N. A. | N. A. | N. A.
J0110.012 | J0110.012.01.01.01 | RATCHET ARM FOR ASSEMBLY OF RATCHET ARM AND RATCHET ARM JAW, RATCHET ARM ASSEMBLY, DISTRACTOR, ONELOCK 6 MM |  | J0110.012.01.01.01 | 01 | 2009-12-17 | N. A. | N. A. | N. A. | N. A. | N. A. | N. A. | N. A. | N. A. | N. A. | PS/J0110.012.01.01.01 | 02 | 2014-05-15 | 2022-11-22 | 2019-11-22 | N. A. | J0110.012 | TF-IN | IU/5 | N. A. | SEMIFINISHED GOODS | N. A. | N. A. | N. A. | N. A. | N. A. | N. A. |  | N. A. | N. A. | N. A. | N. A. | N. A. | N. A. | N. A. | N. A. | N. A. | N. A. | 1 | SUB COMPONENTS | 0 | Changed Description as discussed with SSJ on 31JAN2010 | N | SUB COMPONENTS |  | No | No | N. A. | N. A. | N. A. | N. A.
J0110.012 | J0110.012.01.01.02 | RATCHET ARM JAW FOR ASSEMBLY OF RATCHET ARM AND RATCHET ARM JAW, RATCHET ARM ASSEMBLY, DISTRACTOR, ONELOCK 6 MM |  | J0110.012.01.01.02 | 01 | 2009-12-17 | N. A. | N. A. | N. A. | N. A. | N. A. | N. A. | N. A. | N. A. | N. A. | PS/J0110.012.01.01.02 | 02 | 2014-05-15 | 2022-11-22 | 2019-11-22 | N. A. | J0110.012 | TF-IN | IU/5 | N. A. | SEMIFINISHED GOODS | N. A. | N. A. | N. A. | N. A. | N. A. | N. A. |  | N. A. | N. A. | N. A. | N. A. | N. A. | N. A. | N. A. | N. A. | N. A. | N. A. | 1 | SUB COMPONENTS | 0 | Changed Description as discussed with SSJ on 31JAN2010 | N | SUB COMPONENTS |  | No | No | N. A. | N. A. | N. A. | N. A.
J0110.012 | J0110.012.01.02 | RATCHET FOR RATCHET ARM ASSEMBLY, DISTRACTOR, ONELOCK 6 MM |  | J0110.012.01.02 | 01 | 2009-12-17 | N. A. | N. A. | N. A. | N. A. | N. A. | N. A. | N. A. | N. A. | N. A. | PS/J0110.012.01.02 | 02 | 2014-05-07 | 2022-11-22 | 2019-11-22 | N. A. | J0110.012 | TF-IN | IU/5 | N. A. | SEMIFINISHED GOODS | N. A. | N. A. | N. A. | N. A. | N. A. | N. A. |  | N. A. | N. A. | N. A. | N. A. | N. A. | N. A. | N. A. | N. A. | N. A. | N. A. | 1 | SUB COMPONENTS | 0 | Changed Description as discussed with SSJ on 31JAN2010 | N | SUB COMPONENTS |  | No | No | N. A. | N. A. | N. A. | N. A.
J0110.012 | J0110.012.01.03 | RATCHET SPRING FOR RATCHET ARM ASSEMBLY, DISTRACTOR, ONELOCK 6 MM |  | J0110.012.01.03 | 01 | 2009-12-17 | N. A. | N. A. | N. A. | N. A. | N. A. | N. A. | N. A. | N. A. | N. A. | PS/J0110.012.01.03 | 03 | 2014-05-07 | 2022-11-22 | 2019-11-22 | N. A. | J0110.012 | TF-IN | IU/5 | N. A. | SEMIFINISHED GOODS | N. A. | N. A. | N. A. | N. A. | N. A. | N. A. |  | N. A. | N. A. | N. A. | N. A. | N. A. | N. A. | N. A. | N. A. | N. A. | N. A. | 1 | SUB COMPONENTS | 0 | Changed Description as discussed with SSJ on 31JAN2010 | N | SUB COMPONENTS |  | No | No | N. A. | N. A. | N. A. | N. A.
J0110.012 | J0110.012.01.04 | RATCHET SCREW FOR RATCHET ARM ASSEMBLY, DISTRACTOR, ONELOCK 6 MM |  | J0110.012.01.04 | 01 | 2009-12-17 | N. A. | N. A. | N. A. | QPR/J0110.012.01.04 | N. A. | N. A. | N. A. | N. A. | N. A. | PS/J0110.012.01.04 | 02 | 2014-05-07 | N. A. | N. A. | N. A. | J0110.012 | TF-IN | IU/5 | N. A. | SEMIFINISHED GOODS | N. A. | N. A. | N. A. | N. A. | N. A. | N. A. |  | N. A. | N. A. | N. A. | N. A. | N. A. | N. A. | N. A. | N. A. | N. A. | N. A. | 1 | SUB COMPONENTS | 0 | Changed Description as discussed with SSJ on 31JAN2010 | N | SUB COMPONENTS |  | No | No | N. A. | N. A. | N. A. | N. A.
J0110.012 | J0110.012.02 | ASSEMBLY OF LATCH ARM AND LATCH ARM JAW FOR DISTRACTOR, ONELOCK 6 MM |  | J0110.012.02 | 02 | 2014-05-15 | N. A. | N. A. | N. A. | N. A. | N. A. | N. A. | N. A. | N. A. | N. A. | PS/J0110.012.02 | 02 | 2014-05-07 | 2022-11-22 | 2019-11-22 | N. A. | J0110.012 | TF-IN | IU/5 | N. A. | SEMIFINISHED GOODS | N. A. | N. A. | N. A. | N. A. | N. A. | N. A. |  | N. A. | N. A. | N. A. | N. A. | N. A. | N. A. | N. A. | N. A. | N. A. | N. A. | 1 | SUB COMPONENTS | 0 | Changed Description as discussed with SSJ on 31JAN2010 | N | SUB COMPONENTS |  | No | No | N. A. | N. A. | N. A. | N. A.
J0110.012 | J0110.012.02.01 | LATCH ARM FOR ASSEMBLY OF LATCH ARM AND LATCH ARM JAW, DISTRACTOR, ONELOCK 6 MM |  | J0110.012.02.01 | 01 | 2010-01-07 | N. A. | N. A. | N. A. | N. A. | N. A. | N. A. | N. A. | N. A. | N. A. | PS/J0110.012.02.01 | 02 | 2014-05-15 | 2022-11-22 | 2019-11-22 | N. A. | J0110.012 | TF-IN | IU/5 | N. A. | SEMIFINISHED GOODS | N. A. | N. A. | N. A. | N. A. | N. A. | N. A. |  | N. A. | N. A. | N. A. | N. A. | N. A. | N. A. | N. A. | N. A. | N. A. | N. A. | 1 | SUB COMPONENTS | 0 | Changed Description as discussed with SSJ on 31JAN2010 | N | SUB COMPONENTS |  | No | No | N. A. | N. A. | N. A. | N. A.
J0110.012 | J0110.012.02.02 | LATCH ARM JAW FOR ASSEMBLY OF LATCH ARM AND LATCH ARM JAW, DISTRACTOR, ONELOCK 6 MM |  | J0110.012.02.02 | 01 | 2009-12-17 | N. A. | N. A. | N. A. | N. A. | N. A. | N. A. | N. A. | N. A. | N. A. | PS/J0110.012.02.02 | 02 | 2014-05-15 | 2022-11-22 | 2019-11-22 | N. A. | J0110.012 | TF-IN | IU/5 | N. A. | SEMIFINISHED GOODS | N. A. | N. A. | N. A. | N. A. | N. A. | N. A. |  | N. A. | N. A. | N. A. | N. A. | N. A. | N. A. | N. A. | N. A. | N. A. | N. A. | 1 | SUB COMPONENTS | 0 | Changed Description as discussed with SSJ on 31JAN2010 | N | SUB COMPONENTS |  | No | No | N. A. | N. A. | N. A. | N. A.
J0110.012 | J0110.012.03 | CENTER SCREW FOR DISTRACTOR, ONELOCK 6 MM |  | J0110.012.03 | 01 | 2009-12-17 | N. A. | N. A. | N. A. | N. A. | N. A. | N. A. | N. A. | N. A. | N. A. | PS/J0110.012.03 | 02 | 2014-05-11 | 2022-11-22 | 2019-11-22 | N. A. | J0110.012 | TF-IN | IU/5 | N. A. | SEMIFINISHED GOODS | N. A. | N. A. | N. A. | N. A. | N. A. | N. A. |  | N. A. | N. A. | N. A. | N. A. | N. A. | N. A. | N. A. | N. A. | N. A. | N. A. | 1 | SUB COMPONENTS | 0 | Changed Description as discussed with SSJ on 31JAN2010 | N | SUB COMPONENTS |  | No | No | N. A. | N. A. | N. A. | N. A.
J0111.012 | J0111.012.01 | RATCHET ARM ASSEMBLY FOR COMPRESSOR, ONELOCK 6 MM |  | J0111.012.01 | 01 | 2009-12-17 | N. A. | N. A. | N. A. | N. A. | N. A. | N. A. | N. A. | N. A. | N. A. | PS/J0111.012.01 | 02 | 2014-10-07 | N. A. | N. A. | N. A. | J0111.012 | TF-IN | IU/5 | N. A. | SEMIFINISHED GOODS | N. A. | N. A. | N. A. | N. A. | N. A. | N. A. |  | N. A. | N. A. | N. A. | N. A. | N. A. | N. A. | N. A. | N. A. | N. A. | N. A. | 1 | SUB COMPONENTS | 0 | Changed Description as discussed with SSJ on 31JAN2010 | N | SUB COMPONENTS |  | No | No | N. A. | N. A. | N. A. | N. A.
J0111.012 | J0111.012.01.01 | ASSEMBLY OF RATCHET ARM AND RATCHET ARM JAW FOR RATCHET ARM ASSEMBLY, COMPRESSOR, ONELOCK 6 MM |  | J0111.012.01.01 | N. A. | N. A. | N. A. | N. A. | N. A. | N. A. | N. A. | N. A. | N. A. | N. A. | N. A. | PS/J0111.012.01.01 | 02 | 2014-10-07 | 2022-11-22 | 2019-11-22 | N. A. | J0111.012 | TF-IN | IU/5 | N. A. | SEMIFINISHED GOODS | N. A. | N. A. | N. A. | N. A. | N. A. | N. A. |  | N. A. | N. A. | N. A. | N. A. | N. A. | N. A. | N. A. | N. A. | N. A. | N. A. | 1 | SUB COMPONENTS | 0 | Changed Description as discussed with SSJ on 31JAN2010 | N | SUB COMPONENTS |  | No | No | N. A. | N. A. | N. A. | N. A.
J0111.012 | J0111.012.01.01.01 | RATCHET ARM FOR ASSEMBLY OF RATCHET ARM AND RATCHET ARM JAW , RATCHET ARM ASSEMBLY, COMPRESSOR, ONELOCK 6 MM |  | J0111.012.01.01.01 | 01 | 2009-12-17 | N. A. | N. A. | N. A. | N. A. | N. A. | N. A. | N. A. | N. A. | N. A. | PS/J0111.012.01.01.01 | 02 | 2014-10-07 | 2022-11-22 | 2019-11-22 | N. A. | J0111.012 | TF-IN | IU/5 | N. A. | SEMIFINISHED GOODS | N. A. | N. A. | N. A. | N. A. | N. A. | N. A. |  | N. A. | N. A. | N. A. | N. A. | N. A. | N. A. | N. A. | N. A. | N. A. | N. A. | 1 | SUB COMPONENTS | 0 | Changed Description as discussed with SSJ on 31JAN2010 | N | SUB COMPONENTS |  | No | No | N. A. | N. A. | N. A. | N. A.
J0111.012 | J0111.012.01.01.02 | RATCHET ARM JAW FOR ASSEMBLY OF RATCHET ARM AND RATCHET ARM JAW , RATCHET ARM ASSEMBLY, COMPRESSOR, ONELOCK 6 MM |  | J0111.012.01.01.02 | 01 | 2009-12-17 | N. A. | N. A. | N. A. | N. A. | N. A. | N. A. | N. A. | N. A. | N. A. | PS/J0111.012.01.01.02 | 02 | 2014-10-07 | 2022-11-22 | 2019-11-22 | N. A. | J0111.012 | TF-IN | IU/5 | N. A. | SEMIFINISHED GOODS | N. A. | N. A. | N. A. | N. A. | N. A. | N. A. |  | N. A. | N. A. | N. A. | N. A. | N. A. | N. A. | N. A. | N. A. | N. A. | N. A. | 1 | SUB COMPONENTS | 0 | Changed Description as discussed with SSJ on 31JAN2010 | N | SUB COMPONENTS |  | No | No | N. A. | N. A. | N. A. | N. A.
J0111.012 | J0111.012.01.02 | RATCHET FOR RATCHET ARM ASSEMBLY, COMPRESSOR, ONELOCK 6 MM |  | J0111.012.01.02 | 01 | 2009-12-17 | N. A. | N. A. | N. A. | N. A. | N. A. | N. A. | N. A. | N. A. | N. A. | PS/J0111.012.01.02 | 02 | 2014-10-07 | 2022-11-22 | 2019-11-22 | N. A. | J0111.012 | TF-IN | IU/5 | N. A. | SEMIFINISHED GOODS | N. A. | N. A. | N. A. | N. A. | N. A. | N. A. |  | N. A. | N. A. | N. A. | N. A. | N. A. | N. A. | N. A. | N. A. | N. A. | N. A. | 1 | SUB COMPONENTS | 0 | Changed Description as discussed with SSJ on 31JAN2010 | N | SUB COMPONENTS |  | No | No | N. A. | N. A. | N. A. | N. A.
J0111.012 | J0111.012.02 | ASSEMBLY OF LATCH ARM AND LATCH ARM JAW FOR COMPRESSOR, ONELOCK 6 MM |  | J0111.012.02 | 02 | 2009-12-17 | N. A. | N. A. | N. A. | N. A. | N. A. | N. A. | N. A. | N. A. | N. A. | PS/J0111.012.02 | 02 | 2014-10-07 | 2022-11-22 | 2019-11-22 | N. A. | J0111.012 | TF-IN | IU/5 | N. A. | SEMIFINISHED GOODS | N. A. | N. A. | N. A. | N. A. | N. A. | N. A. |  | N. A. | N. A. | N. A. | N. A. | N. A. | N. A. | N. A. | N. A. | N. A. | N. A. | 1 | SUB COMPONENTS | 0 | Changed Description as discussed with SSJ on 31JAN2010 | N | SUB COMPONENTS |  | No | No | N. A. | N. A. | N. A. | N. A.
J0111.012 | J0111.012.02.01 | LATCH ARM FOR ASSEMBLY OF LATCH ARM AND LATCH ARM JAW, COMPRESSOR, ONELOCK 6 MM |  | J0111.012.02.01 | 01 | 2009-12-17 | N. A. | N. A. | N. A. | N. A. | N. A. | N. A. | N. A. | N. A. | N. A. | PS/J0111.012.02.01 | 02 | 2014-10-07 | 2022-11-22 | 2019-11-22 | N. A. | J0111.012 | TF-IN | IU/5 | N. A. | SEMIFINISHED GOODS | N. A. | N. A. | N. A. | N. A. | N. A. | N. A. |  | N. A. | N. A. | N. A. | N. A. | N. A. | N. A. | N. A. | N. A. | N. A. | N. A. | 1 | SUB COMPONENTS | 0 | Changed Description as discussed with SSJ on 31JAN2010 | N | SUB COMPONENTS |  | No | No | N. A. | N. A. | N. A. | N. A.
J0111.012 | J0111.012.02.02 | LATCH ARM JAW FOR ASSEMBLY OF LATCH ARM AND LATCH ARM JAW, COMPRESSOR, ONELOCK 6 MM |  | J0111.012.02.02 | 01 | 2009-12-17 | N. A. | N. A. | N. A. | N. A. | N. A. | N. A. | N. A. | N. A. | N. A. | PS/J0111.012.02.02 | 02 | 2014-10-07 | 2022-11-22 | 2019-11-22 | N. A. | J0111.012 | TF-IN | IU/5 | N. A. | SEMIFINISHED GOODS | N. A. | N. A. | N. A. | N. A. | N. A. | N. A. |  | N. A. | N. A. | N. A. | N. A. | N. A. | N. A. | N. A. | N. A. | N. A. | N. A. | 1 | SUB COMPONENTS | 0 | Changed Description as discussed with SSJ on 31JAN2010 | N | SUB COMPONENTS |  | No | No | N. A. | N. A. | N. A. | N. A.
J0111.012 | J0111.012.02.03 | CENTER PIVOT PIN FOR ASSEMBLY OF LATCH ARM AND LATCH ARM JAW, COMPRESSOR, ONELOCK 6 MM |  | J0111.012.02.03 | 02 | 2014-10-07 | N. A. | N. A. | N. A. | N. A. | N. A. | N. A. | N. A. | N. A. | N. A. | PS/J0111.012.02.03 | 02 | 2014-10-07 | 2022-11-22 | 2019-11-22 | N. A. | J0111.012 | TF-IN | IU/5 | N. A. | SEMIFINISHED GOODS | N. A. | N. A. | N. A. | N. A. | N. A. | N. A. |  | N. A. | N. A. | N. A. | N. A. | N. A. | N. A. | N. A. | N. A. | N. A. | N. A. | 1 | SUB COMPONENTS | 0 | Changed Description as discussed with SSJ on 31JAN2010 | N | SUB COMPONENTS |  | No | No | N. A. | N. A. | N. A. | N. A.
J0111.012 | J0111.012.03 | CENTER PIVOT SCREW FOR COMPRESSOR, ONELOCK 6 MM |  | J0111.012.03 | 01 | 2009-12-17 | N. A. | N. A. | N. A. | N. A. | N. A. | N. A. | N. A. | N. A. | N. A. | PS/J0111.012.03 | 02 | 2014-10-07 | 2022-11-22 | 2019-11-22 | N. A. | J0111.012 | TF-IN | IU/5 | N. A. | SEMIFINISHED GOODS | N. A. | N. A. | N. A. | N. A. | N. A. | N. A. |  | N. A. | N. A. | N. A. | N. A. | N. A. | N. A. | N. A. | N. A. | N. A. | N. A. | 1 | SUB COMPONENTS | 0 | Changed Description as discussed with SSJ on 31JAN2010 | N | SUB COMPONENTS |  | No | No | N. A. | N. A. | N. A. | N. A.
#N/A | J0111.012.04 | CENTER PIVOT SCREW FOR COMPRESSOR, ONELOCK 6MM SYSTEM |  | J0111.012.04 | N. A. | N. A. | N. A. | N. A. | N. A. | N. A. | N. A. | N. A. | N. A. | N. A. | N. A. | PS/J0111.012.04 | N. A. | N. A. | N. A. | N. A. | N. A. | J0111.012 | TF-IN | IU/5 | N. A. | SEMIFINISHED GOODS | N. A. | N. A. | N. A. | N. A. | N. A. | N. A. |  | N. A. | N. A. | N. A. | N. A. | N. A. | N. A. | N. A. | N. A. | N. A. | N. A. | 1 | SUB COMPONENTS | 0 | Added New Products as per e-mail from SSJ Dtd. 19APR2009 | N | SUB COMPONENTS |  | No | No | N. A. | N. A. | N. A. | N. A.
J0116.04.01 | J0116.04.01 | SUB ASSEMBLY FOR MULTIAXIAL/ REDUCTION SCREW INTRODUCER,FIXED HANDLE, ONELOCK 6 MM |  | J0116.04.01 | N. A. | N. A. | N. A. | N. A. | N. A. | N. A. | N. A. | N. A. | N. A. | N. A. | N. A. | PS/J0116.04.01 | N. A. | N. A. | N. A. | N. A. | N. A. | J0116 | N. A. | N. A. | N. A. | SEMIFINISHED GOODS | N. A. | N. A. | N. A. | N. A. | N. A. | N. A. |  | N. A. | N. A. | N. A. | N. A. | N. A. | N. A. | N. A. | N. A. | N. A. | N. A. | 1 | SUB COMPONENTS | 0 | Changed Description as discussed with SSJ on 31JAN2010 | N | SUB COMPONENTS |  | No | No | N. A. | N. A. | N. A. | N. A.
J0116.04.01.01 | J0116.04.01.01 | THREADED SLEEVE FOR SUB ASSEMBLY, MULTIAXIAL/ REDUCTION SCREW INTRODUCER, FIXED HANDLE, ONELOCK 6 MM |  | J0116.04.01.01 | N. A. | N. A. | N. A. | N. A. | N. A. | N. A. | N. A. | N. A. | N. A. | N. A. | N. A. | PS/J0116.04.01.01 | N. A. | N. A. | N. A. | N. A. | N. A. | J0116 | N. A. | N. A. | N. A. | SEMIFINISHED GOODS | N. A. | N. A. | N. A. | N. A. | N. A. | N. A. |  | N. A. | N. A. | N. A. | N. A. | N. A. | N. A. | N. A. | N. A. | N. A. | N. A. | 1 | SUB COMPONENTS | 0 | Changed Description as discussed with SSJ on 31JAN2010 | N | SUB COMPONENTS |  | No | No | N. A. | N. A. | N. A. | N. A.
J0116.04.01.02 | J0116.04.01.02 | GRIP FOR SUB ASSEMBLY, MULTIAXIAL/ REDUCTION SCREW INTRODUCER, FIXED HANDLE, ONELOCK 6 MM |  | J0116.04.01.02 | N. A. | N. A. | N. A. | N. A. | N. A. | N. A. | N. A. | N. A. | N. A. | N. A. | N. A. | PS/J0116.04.01.02 | N. A. | N. A. | N. A. | N. A. | N. A. | J0116 | N. A. | N. A. | N. A. | SEMIFINISHED GOODS | N. A. | N. A. | N. A. | N. A. | N. A. | N. A. |  | N. A. | N. A. | N. A. | N. A. | N. A. | N. A. | N. A. | N. A. | N. A. | N. A. | 1 | SUB COMPONENTS | 0 | Changed Description as discussed with SSJ on 31JAN2010 | N | SUB COMPONENTS |  | No | No | N. A. | N. A. | N. A. | N. A.
#N/A | J0116.04.01.03 | WASHER FOR SUB ASSEMBLY, MULTIAXIAL/ REDUCTION SCREW INTRODUCER, FIXED HANDLE, ONELOCK 6 MM |  | J0116.04.01.03 | N. A. | N. A. | N. A. | N. A. | N. A. | N. A. | N. A. | N. A. | N. A. | N. A. | N. A. | PS/J0116.04.01.03 | N. A. | N. A. | N. A. | N. A. | N. A. | J0116 | N. A. | N. A. | N. A. | SEMIFINISHED GOODS | N. A. | N. A. | N. A. | N. A. | N. A. | N. A. |  | N. A. | N. A. | N. A. | N. A. | N. A. | N. A. | N. A. | N. A. | N. A. | N. A. | 1 | SUB COMPONENTS | 0 | Changed Description as discussed with SSJ on 31JAN2010 | N | SUB COMPONENTS |  | No | No | N. A. | N. A. | N. A. | N. A.
J0116.04.01.04 | J0116.04.01.04 | KNOB FOR SUB ASSEMBLY, MULTIAXIAL/ REDUCTION SCREW INTRODUCER, FIXED HANDLE, ONELOCK 6 MM |  | J0116.04.01.04 | N. A. | N. A. | N. A. | N. A. | N. A. | N. A. | N. A. | N. A. | N. A. | N. A. | N. A. | PS/J0116.04.01.04 | N. A. | N. A. | N. A. | N. A. | N. A. | J0116 | N. A. | N. A. | N. A. | SEMIFINISHED GOODS | N. A. | N. A. | N. A. | N. A. | N. A. | N. A. |  | N. A. | N. A. | N. A. | N. A. | N. A. | N. A. | N. A. | N. A. | N. A. | N. A. | 1 | SUB COMPONENTS | 0 | Changed Description as discussed with SSJ on 31JAN2010 | N | SUB COMPONENTS |  | No | No | N. A. | N. A. | N. A. | N. A.
#N/A | J0116.04.01.05 | PROTECTION SLEEVE FOR SUB ASSEMBLY, MULTIAXIAL/ REDUCTION SCREW INTRODUCER, FIXED HANDLE, ONELOCK 6 MM |  | J0116.04.01.05 | N. A. | N. A. | N. A. | N. A. | N. A. | N. A. | N. A. | N. A. | N. A. | N. A. | N. A. | PS/J0116.04.01.05 | N. A. | N. A. | N. A. | N. A. | N. A. | J0116 | N. A. | N. A. | N. A. | SEMIFINISHED GOODS | N. A. | N. A. | N. A. | N. A. | N. A. | N. A. |  | N. A. | N. A. | N. A. | N. A. | N. A. | N. A. | N. A. | N. A. | N. A. | N. A. | 1 | SUB COMPONENTS | 0 | Changed Description as discussed with SSJ on 31JAN2010 | N | SUB COMPONENTS |  | No | No | N. A. | N. A. | N. A. | N. A.
J0116.04.04 | J0116.04.04 | SCREW DRIVER SHAFT FOR MULTIAXIAL/ REDUCTION SCREW INTRODUCER, FIXED HANDLE, ONELOCK 6 MM |  | J0116.04.04 | N. A. | N. A. | N. A. | N. A. | N. A. | QPR/J0116.04.04 | N. A. | N. A. | N. A. | N. A. | N. A. | N. A. | N. A. | N. A. | N. A. | N. A. | N. A. | J0116 | N. A. | N. A. | N. A. | SEMIFINISHED GOODS | N. A. | N. A. | N. A. | N. A. | N. A. | N. A. |  | N. A. | N. A. | N. A. | N. A. | N. A. | N. A. | N. A. | N. A. | N. A. | N. A. | 1 | SUB COMPONENTS | 0 | Changed Description as discussed with SSJ on 31JAN2010 | N | SUB COMPONENTS |  | No | No | N. A. | N. A. | N. A. | N. A.
J0116.05.01 | J0116.05.01 | QUICK COUPLING END FOR MULTIAXIAL/ REDUCTION SCREW INTRODUCER HUDSON END, ONELOCK 6 MM |  | J0116.05.01 | 02 | 2012-12-09 | N. A. | N. A. | N. A. | N. A. | N. A. | N. A. | N. A. | N. A. | N. A. | PS/J0116.05.01 | 00 | 2010-07-28 | 2022-11-22 | 2019-11-22 | N. A. | J0116.05.01 | TF-IN | IU/5 | N. A. | SEMIFINISHED GOODS | N. A. | N. A. | N. A. | N. A. | N. A. | N. A. |  | N. A. | N. A. | N. A. | N. A. | N. A. | N. A. | N. A. | N. A. | N. A. | N. A. | 1 | SUB COMPONENTS | 0 | ADDED NEW PRODUCTS AS DISCUSSED WITH SSJ ON 31JAN2010 | N | SUB COMPONENTS |  | No | No | N. A. | N. A. | N. A. | N. A.
J0116.06 | J0116.06.01 | MULTIAXIAL/REDUCTION SCREW INTRODUCER, SLEEVE SUB-ASSEMBLY |  | J0116.06.01 | 00 | 2013-07-05 | N. A. | N. A. | N. A. | N. A. | N. A. | N. A. | N. A. | N. A. | N. A. | PS/J0116.06.01 | 00 | 2014-12-18 | N. A. | N. A. | N. A. | J0116.06 | TF-IN | IU/5 | N. A. | SEMIFINISHED GOODS | N. A. | N. A. | N. A. | N. A. | N. A. | N. A. |  | N. A. | N. A. | N. A. | N. A. | N. A. | N. A. | N. A. | N. A. | N. A. | N. A. | 1 | SUB COMPONENTS | 0 | Added New product to the P master on 26 JUL 2013 | N | SUB COMPONENTS |  | No | No | N. A. | N. A. | N. A. | N. A.
J0116.06 | J0116.06.01.01 | MULTIAXIAL/REDUCTION SCREW INTRODUCER, SLEEVE SUB-ASSEMBLY, METAL SLEEVE WITH LUG |  | J0116.06.01.01 | 00 | 2013-07-05 | N. A. | N. A. | N. A. | N. A. | N. A. | N. A. | N. A. | N. A. | N. A. | PS/J0116.06.01.01 | 00 | 2014-12-18 | 2022-11-22 | 2019-11-22 | N. A. | J0116.06 | TF-IN | IU/5 | N. A. | SEMIFINISHED GOODS | N. A. | N. A. | N. A. | N. A. | N. A. | N. A. |  | N. A. | N. A. | N. A. | N. A. | N. A. | N. A. | N. A. | N. A. | N. A. | N. A. | 1 | SUB COMPONENTS | 0 | Added New product to the P master on 26 JUL 2013 | N | SUB COMPONENTS |  | No | No | N. A. | N. A. | N. A. | N. A.
J0116.06 | J0116.06.01.02 | MULTIAXIAL/REDUCTION SCREW INTRODUCER, SLEEVE SUB-ASSEMBLY, PP GRIP SLEEVE |  | J0116.06.01.02 | 01 | 2013-09-11 | N. A. | N. A. | N. A. | N. A. | N. A. | N. A. | N. A. | N. A. | N. A. | PS/J0116.06.01.02 | 00 | 2014-12-18 | 2022-11-22 | 2019-11-22 | N. A. | J0116.06 | TF-IN | IU/5 | N. A. | SEMIFINISHED GOODS | N. A. | N. A. | N. A. | N. A. | N. A. | N. A. |  | N. A. | N. A. | N. A. | N. A. | N. A. | N. A. | N. A. | N. A. | N. A. | N. A. | 1 | SUB COMPONENTS | 0 | Added New product to the P master on 26 JUL 2013 | N | SUB COMPONENTS |  | No | No | N. A. | N. A. | N. A. | N. A.
J0116.06 | J0116.06.01.03 | MULTIAXIAL/REDUCTION SCREW INTRODUCER, SLEEVE SUB-ASSEMBLY, GRIP |  | J0116.06.01.03 | 00 | 2013-07-05 | N. A. | N. A. | N. A. | N. A. | N. A. | N. A. | N. A. | N. A. | N. A. | PS/J0116.06.01.03 | 00 | 2014-12-18 | 2022-11-22 | 2019-11-22 | N. A. | J0116.06 | TF-IN | IU/5 | N. A. | SEMIFINISHED GOODS | N. A. | N. A. | N. A. | N. A. | N. A. | N. A. |  | N. A. | N. A. | N. A. | N. A. | N. A. | N. A. | N. A. | N. A. | N. A. | N. A. | 1 | SUB COMPONENTS | 0 | Added New product to the P master on 26 JUL 2013 | N | SUB COMPONENTS |  | No | No | N. A. | N. A. | N. A. | N. A.
J0116.06 | J0116.06.02 | MULTIAXIAL/REDUCTION SCREW INTRODUCER, SHAFT |  | J0116.06.02 | 02 | 2015-12-12 | N. A. | N. A. | N. A. | N. A. | N. A. | N. A. | N. A. | N. A. | N. A. | PS/J0116.06.02 | 00 | 2014-12-18 | 2022-11-22 | 2019-11-22 | N. A. | J0116.06 | TF-IN | IU/5 | N. A. | SEMIFINISHED GOODS | N. A. | N. A. | N. A. | N. A. | N. A. | N. A. |  | N. A. | N. A. | N. A. | N. A. | N. A. | N. A. | N. A. | N. A. | N. A. | N. A. | 1 | SUB COMPONENTS | 0 | Added New product to the P master on 26 JUL 2013 | N | SUB COMPONENTS |  | No | No | N. A. | N. A. | N. A. | N. A.
J0116.06 | J0116.06.03 | MULTIAXIAL/REDUCTION SCREW INTRODUCER, CIRCLIP |  | J0116.06.03 | 00 | 2013-08-08 | N. A. | N. A. | N. A. | N. A. | N. A. | N. A. | N. A. | N. A. | N. A. | PS/J0116.06.03 | 00 | 2014-12-18 | 2022-11-22 | 2019-11-22 | N. A. | J0116.06 | TF-IN | IU/5 | N. A. | SEMIFINISHED GOODS | N. A. | N. A. | N. A. | N. A. | N. A. | N. A. |  | N. A. | N. A. | N. A. | N. A. | N. A. | N. A. | N. A. | N. A. | N. A. | N. A. | 1 | SUB COMPONENTS | 0 | Added New product to the P master on 26 JUL 2013 | N | SUB COMPONENTS |  | No | No | N. A. | N. A. | N. A. | N. A.
J0116.06 | J0116.06.04 | MULTIAXIAL/REDUCTION SCREW INTRODUCER, HUDSON END |  | J0116.06.04 | 01 | 2013-08-09 | N. A. | N. A. | N. A. | N. A. | N. A. | N. A. | N. A. | N. A. | N. A. | PS/J0116.06.04 | 00 | 2014-12-18 | 2022-11-22 | 2019-11-22 | N. A. | J0116.06 | TF-IN | IU/5 | N. A. | SEMIFINISHED GOODS | N. A. | N. A. | N. A. | N. A. | N. A. | N. A. |  | N. A. | N. A. | N. A. | N. A. | N. A. | N. A. | N. A. | N. A. | N. A. | N. A. | 1 | SUB COMPONENTS | 0 | Added New product to the P master on 26 JUL 2013 | N | SUB COMPONENTS |  | No | No | N. A. | N. A. | N. A. | N. A.
J0117.01.01 | J0117.01.01 | INSERT FOR HOOK HOLDER, ONELOCK 6 MM |  | J0117.01.01 | 01 | 2009-12-18 | N. A. | N. A. | N. A. | N. A. | N. A. | N. A. | N. A. | N. A. | N. A. | PS/J0117.01.01 | N. A. | N. A. | N. A. | N. A. | N. A. | J0117 | TF-IN | IU/5 | N. A. | SEMIFINISHED GOODS | N. A. | N. A. | N. A. | N. A. | N. A. | N. A. |  | N. A. | N. A. | N. A. | N. A. | N. A. | N. A. | N. A. | N. A. | N. A. | N. A. | 1 | SUB COMPONENTS | 0 | Changed Description as discussed with SSJ on 31JAN2010 | N | SUB COMPONENTS |  | No | No | N. A. | N. A. | N. A. | N. A.
J0118.01.01 | J0118.01.01 | ASSEMBLY OF INSERT AND TIP FOR HOOK PUSHER, ONELOCK 6 MM |  | J0118.01.01 | 01 | 2009-12-18 | N. A. | N. A. | N. A. | N. A. | N. A. | N. A. | N. A. | N. A. | N. A. | PS/J0118.01.01 | N. A. | N. A. | N. A. | N. A. | N. A. | J0118 | TF-IN | IU/5 | N. A. | SEMIFINISHED GOODS | N. A. | N. A. | N. A. | N. A. | N. A. | N. A. |  | N. A. | N. A. | N. A. | N. A. | N. A. | N. A. | N. A. | N. A. | N. A. | N. A. | 1 | SUB COMPONENTS | 0 | Changed Description as discussed with SSJ on 31JAN2010 | N | SUB COMPONENTS |  | No | No | N. A. | N. A. | N. A. | N. A.
J0118.01.01.01 | J0118.01.01.01 | INSERT FOR ASSEMBLY OF INSERT AND TIP, HOOK PUSHER, ONELOCK 6 MM |  | J0118.01.01.01 | N. A. | N. A. | N. A. | N. A. | N. A. | N. A. | N. A. | N. A. | N. A. | N. A. | N. A. | PS/J0118.01.01.01 | N. A. | N. A. | N. A. | N. A. | N. A. | J0118 | TF-IN | IU/5 | N. A. | SEMIFINISHED GOODS | N. A. | N. A. | N. A. | N. A. | N. A. | N. A. |  | N. A. | N. A. | N. A. | N. A. | N. A. | N. A. | N. A. | N. A. | N. A. | N. A. | 1 | SUB COMPONENTS | 0 | Changed Description as discussed with SSJ on 31JAN2010 | N | SUB COMPONENTS |  | No | No | N. A. | N. A. | N. A. | N. A.
J0118.01.01.02 | J0118.01.01.02 | TIP FOR ASSEMBLY OF INSERT AND TIP, HOOK PUSHER, ONELOCK 6 MM |  | J0118.01.01.02 | N. A. | N. A. | N. A. | N. A. | N. A. | N. A. | N. A. | N. A. | N. A. | N. A. | N. A. | PS/J0118.01.01.02 | N. A. | N. A. | N. A. | N. A. | N. A. | J0118 | TF-IN | IU/5 | N. A. | SEMIFINISHED GOODS | N. A. | N. A. | N. A. | N. A. | N. A. | N. A. |  | N. A. | N. A. | N. A. | N. A. | N. A. | N. A. | N. A. | N. A. | N. A. | N. A. | 1 | SUB COMPONENTS | 0 | Changed Description as discussed with SSJ on 31JAN2010 | N | SUB COMPONENTS |  | No | No | N. A. | N. A. | N. A. | N. A.
J0118.01.01.02 | J0118.01.01.03 | TIP INSERT FOR ASSEMBLY OF INSERT AND TIP, HOOK PUSHER, ONELOCK 6 MM |  | PS/J0118.01.01.02 | N. A. | N. A. | N. A. | N. A. | N. A. | N.A. | N. A. | N. A. | N. A. | N. A. | N. A. | PS/J0118.01.01.03 | N. A. | N. A. | N. A. | N. A. | N. A. | J0118 | N. A. | N. A. | N. A. | SEMIFINISHED GOODS | N. A. | N. A. | N. A. | N. A. | N. A. | N. A. |  | N. A. | N. A. | N. A. | N. A. | N. A. | N. A. | N. A. | N. A. | N. A. | N. A. | 0 | SUB COMPONENTS | 0 | ADDED NEW CODE NO AS PER EMAIL FROM PRATIK DTD 02FEB2019 ON 12FEB2019 | N | SUB COMPONENTS |  | No | No | N. A. | N. A. | N. A. | N. A.
J0119.01.01 | J0119.01.01 | INSERT FOR FACET FINDER, ONELOCK 6 MM |  | J0119.01.01 | 03 | 2010-09-21 | N. A. | N. A. | N. A. | QPR/J0119.01.01 | N. A. | N. A. | N. A. | N. A. | N. A. | N. A. | N. A. | N. A. | N. A. | N. A. | N. A. | J0119 | TF-IN | IU/5 | N. A. | SEMIFINISHED GOODS | N. A. | N. A. | N. A. | N. A. | N. A. | N. A. |  | N. A. | N. A. | N. A. | N. A. | N. A. | N. A. | N. A. | N. A. | N. A. | N. A. | 1 | SUB COMPONENTS | 0 | Changed Description as discussed with SSJ on 31JAN2010 | N | SUB COMPONENTS |  | No | No | N. A. | N. A. | N. A. | N. A.
J0120.01.01 | J0120.01.01 | INSERT FOR PEDICLE FINDER, ONELOCK 6 MM |  | J0120.01.01 | 03 | 2010-09-21 | N. A. | N. A. | N. A. | QPR/J0120.01.01 | N. A. | N. A. | N. A. | N. A. | N. A. | N. A. | N. A. | N. A. | N. A. | N. A. | N. A. | J0120 | TF-IN | IU/5 | N. A. | SEMIFINISHED GOODS | N. A. | N. A. | N. A. | N. A. | N. A. | N. A. |  | N. A. | N. A. | N. A. | N. A. | N. A. | N. A. | N. A. | N. A. | N. A. | N. A. | 1 | SUB COMPONENTS | 0 | Changed Description as discussed with SSJ on 31JAN2010 | N | SUB COMPONENTS |  | No | No | N. A. | N. A. | N. A. | N. A.
J0121.01.01 | J0121.01.01 | INSERT FOR SUPRALAMINAR LOCATOR, ONELOCK 6 MM |  | J0121.01.01 | 03 | 2010-09-21 | N. A. | N. A. | N. A. | QPR/J0121.01.01 | N. A. | N. A. | N. A. | N. A. | N. A. | N. A. | N. A. | N. A. | N. A. | N. A. | N. A. | J0121 | TF-IN | IU/5 | N. A. | SEMIFINISHED GOODS | N. A. | N. A. | N. A. | N. A. | N. A. | N. A. |  | N. A. | N. A. | N. A. | N. A. | N. A. | N. A. | N. A. | N. A. | N. A. | N. A. | 1 | SUB COMPONENTS | 0 | Changed Description as discussed with SSJ on 31JAN2010 | N | SUB COMPONENTS |  | No | No | N. A. | N. A. | N. A. | N. A.
J0122.01.01 | J0122.01.01 | INSERT FOR INFRALAMINAR LOCATOR, ONELOCK 6 MM |  | J0122.01.01 | 03 | 2010-09-21 | N. A. | N. A. | N. A. | QPF/J0122.01.01 | N. A. | N. A. | N. A. | N. A. | N. A. | PS/J0122.01.01 | N. A. | N. A. | N. A. | N. A. | N. A. | J0122 | TF-IN | IU/5 | N. A. | SEMIFINISHED GOODS | N. A. | N. A. | N. A. | N. A. | N. A. | N. A. |  | N. A. | N. A. | N. A. | N. A. | N. A. | N. A. | N. A. | N. A. | N. A. | N. A. | 1 | SUB COMPONENTS | 0 | Changed Description as discussed with SSJ on 31JAN2010 | N | SUB COMPONENTS |  | No | No | N. A. | N. A. | N. A. | N. A.
J0124.011 | J0124.011.01 | ROCKER, ONELOCK 6 MM, SUB ASSEMBLY |  | J0124.011.01 | N. A. | N. A. | N. A. | N. A. | N. A. | QPR/J0124.011 | 01 | 2017-02-09 | N. A. | N. A. | N. A. | PS/J0124.011.01 | N. A. | N. A. | N. A. | N. A. | N. A. | J0124.011 | TF-IN | IU/5 | N. A. | SEMIFINISHED GOODS | N. A. | N. A. | N. A. | N. A. | N. A. | N. A. |  | N. A. | N. A. | N. A. | N. A. | N. A. | N. A. | N. A. | N. A. | N. A. | N. A. | 0 | SUB COMPONENTS | 0 | ADDED NEW CODE NO AS PER EMAIL FROM LAVESH DTD 01AUG2019 ON 12AUG2019 | N | SUB COMPONENTS |  | No | No | N. A. | N. A. | N. A. | N. A.
J0124.011 | J0124.011.01.01 | ROCKER, ONELOCK 6 MM, MALE ARM |  | J0124.011.01.01 | N. A. | N. A. | N. A. | N. A. | N. A. | QPF/J0124.011.01.01 | N. A. | N. A. | N. A. | N. A. | N. A. | PS/J0124.011.01.01 | N. A. | N. A. | N. A. | N. A. | N. A. | J0124.011 | TF-IN | IU/5 | N. A. | SEMIFINISHED GOODS | N. A. | N. A. | N. A. | N. A. | N. A. | N. A. |  | N. A. | N. A. | N. A. | N. A. | N. A. | N. A. | N. A. | N. A. | N. A. | N. A. | 0 | SUB COMPONENTS | 0 | ADDED NEW CODE NO AS PER EMAIL FROM LAVESH DTD 01AUG2019 ON 12AUG2019 | N | SUB COMPONENTS |  | No | No | N. A. | N. A. | N. A. | N. A.
J0124.011 | J0124.011.01.02 | ROCKER, ONELOCK 6 MM, FEMALE ARM |  | J0124.011.01.02 | N. A. | N. A. | N. A. | N. A. | N. A. | QPF/J0124.011.01.02 | N. A. | N. A. | N. A. | N. A. | N. A. | PS/J0124.011.01.02 | N. A. | N. A. | N. A. | N. A. | N. A. | J0124.011 | TF-IN | IU/5 | N. A. | SEMIFINISHED GOODS | N. A. | N. A. | N. A. | N. A. | N. A. | N. A. |  | N. A. | N. A. | N. A. | N. A. | N. A. | N. A. | N. A. | N. A. | N. A. | N. A. | 0 | SUB COMPONENTS | 0 | ADDED NEW CODE NO AS PER EMAIL FROM LAVESH DTD 01AUG2019 ON 12AUG2019 | N | SUB COMPONENTS |  | No | No | N. A. | N. A. | N. A. | N. A.
J0124.011 | J0124.011.01.03 | ROCKER, ONELOCK 6 MM, DOVEL PIN |  | J0124.011.01.03 | N. A. | N. A. | N. A. | N. A. | N. A. | QPF/J0124.011.01.03 | N. A. | N. A. | N. A. | N. A. | N. A. | PS/J0124.011.01.03 | N. A. | N. A. | N. A. | N. A. | N. A. | J0124.011 | TF-IN | IU/5 | N. A. | SEMIFINISHED GOODS | N. A. | N. A. | N. A. | N. A. | N. A. | N. A. |  | N. A. | N. A. | N. A. | N. A. | N. A. | N. A. | N. A. | N. A. | N. A. | N. A. | 0 | SUB COMPONENTS | 0 | ADDED NEW CODE NO AS PER EMAIL FROM LAVESH DTD 01AUG2019 ON 12AUG2019 | N | SUB COMPONENTS |  | No | No | N. A. | N. A. | N. A. | N. A.
J0124.011 | J0124.011.02 | ROCKER, ONELOCK 6 MM, PIN |  | J0124.011.02 | N. A. | N. A. | N. A. | N. A. | N. A. | QPF/J0124.011 | 01 | 2017-02-09 | N. A. | N. A. | N. A. | PS/J0124.011.02 | N. A. | N. A. | N. A. | N. A. | N. A. | J0124.011 | TF-IN | IU/5 | N. A. | SEMIFINISHED GOODS | N. A. | N. A. | N. A. | N. A. | N. A. | N. A. |  | N. A. | N. A. | N. A. | N. A. | N. A. | N. A. | N. A. | N. A. | N. A. | N. A. | 0 | SUB COMPONENTS | 0 | ADDED NEW CODE NO AS PER EMAIL FROM LAVESH DTD 01AUG2019 ON 12AUG2019 | N | SUB COMPONENTS |  | No | No | N. A. | N. A. | N. A. | N. A.
J0124.02.01 | J0124.02.01 | EXTENSION ROD FOR SOFT TISSUE RETRACTOR, ONELOCK 6 MM |  | J0124.02.01 | 01 | 2009-12-19 | N. A. | N. A. | N. A. | N. A. | N. A. | N. A. | N. A. | N. A. | N. A. | PS/J0124.02.01 | N. A. | N. A. | N. A. | N. A. | N. A. | J0124.02 | N. A. | N. A. | N. A. | SEMIFINISHED GOODS | N. A. | N. A. | N. A. | N. A. | N. A. | N. A. |  | N. A. | N. A. | N. A. | N. A. | N. A. | N. A. | N. A. | N. A. | N. A. | N. A. | 1 | SUB COMPONENTS | 0 | Changed Description as discussed with SSJ on 31JAN2010 | N | SUB COMPONENTS |  | No | No | N. A. | N. A. | N. A. | N. A.
J0124.02.01.01 | J0124.02.01.01 | EXTENSION ROD BODY FOR EXTENSION ROD, SOFT TISSUE RETRACTOR, ONELOCK 6 MM |  | J0124.02.01.01 | 01 | 2009-12-19 | N. A. | N. A. | N. A. | N. A. | N. A. | N. A. | N. A. | N. A. | N. A. | PS/J0124.02.01.01 | N. A. | N. A. | N. A. | N. A. | N. A. | J0124.02 | N. A. | N. A. | N. A. | SEMIFINISHED GOODS | N. A. | N. A. | N. A. | N. A. | N. A. | N. A. |  | N. A. | N. A. | N. A. | N. A. | N. A. | N. A. | N. A. | N. A. | N. A. | N. A. | 1 | SUB COMPONENTS | 0 | Changed Description as discussed with SSJ on 31JAN2010 | N | SUB COMPONENTS |  | No | No | N. A. | N. A. | N. A. | N. A.
J0124.02.01.02 | J0124.02.01.02 | TIP FOR EXTENSION ROD, SOFT TISSUE RETRACTOR, ONELOCK 6 MM |  | J0124.02.01.02 | N. A. | N. A. | N. A. | N. A. | N. A. | N. A. | N. A. | N. A. | N. A. | N. A. | N. A. | PS/J0124.02.01.02 | N. A. | N. A. | N. A. | N. A. | N. A. | J0124.02 | N. A. | N. A. | N. A. | SEMIFINISHED GOODS | N. A. | N. A. | N. A. | N. A. | N. A. | N. A. |  | N. A. | N. A. | N. A. | N. A. | N. A. | N. A. | N. A. | N. A. | N. A. | N. A. | 1 | SUB COMPONENTS | 0 | Changed Description as discussed with SSJ on 31JAN2010 | N | SUB COMPONENTS |  | No | No | N. A. | N. A. | N. A. | N. A.
J0131.00.01 | J0131.00.01 | PIN FOR PEDICLE CENTRALIZER |  | J0131.00.01 | 01 | 2009-12-15 | N. A. | N. A. | N. A. | N. A. | N. A. | N. A. | N. A. | N. A. | N. A. | PS/J0131.00.01 | N. A. | N. A. | N. A. | N. A. | N. A. | J0131 | N. A. | N. A. | N. A. | SEMIFINISHED GOODS | N. A. | N. A. | N. A. | N. A. | N. A. | N. A. |  | N. A. | N. A. | N. A. | N. A. | N. A. | N. A. | N. A. | N. A. | N. A. | N. A. | 1 | SUB COMPONENTS | 0 | Changed Description as discussed with SSJ on 31JAN2010 | N | SUB COMPONENTS |  | No | No | N. A. | N. A. | N. A. | N. A.
J0131.00.02 | J0131.00.02 | HANDLE FOR PEDICLE CENTRALIZER |  | J0131.00.02 | 01 | 2009-12-15 | N. A. | N. A. | N. A. | N. A. | N. A. | N. A. | N. A. | N. A. | N. A. | PS/J0131.00.02 | 02 | 2013-11-15 | 2022-11-22 | 2019-11-22 | N. A. | J0131 | N. A. | N. A. | N. A. | SEMIFINISHED GOODS | N. A. | N. A. | N. A. | N. A. | N. A. | N. A. |  | N. A. | N. A. | N. A. | N. A. | N. A. | N. A. | N. A. | N. A. | N. A. | N. A. | 1 | SUB COMPONENTS | 0 | Changed Description as discussed with SSJ on 31JAN2010 | N | SUB COMPONENTS |  | No | No | N. A. | N. A. | N. A. | N. A.
J0132.01.01 | J0132.01.01 | LOWER JAW AND ROLLER ASSEMBLY FOR ROLLER BENDER, ONELOCK 6 MM |  | J0132.01.01 | 02 | 2009-12-16 | N. A. | N. A. | N. A. | N. A. | N. A. | N. A. | N. A. | N. A. | N. A. | PS/J0132.01.01 | 02 | 2014-10-07 | N. A. | N. A. | N. A. | J0132 | TF-IN | IU/5 | N. A. | SEMIFINISHED GOODS | N. A. | N. A. | N. A. | N. A. | N. A. | N. A. |  | N. A. | N. A. | N. A. | N. A. | N. A. | N. A. | N. A. | N. A. | N. A. | N. A. | 1 | SUB COMPONENTS | 0 | Changed Description as discussed with SSJ on 31JAN2010 | N | SUB COMPONENTS |  | No | No | N. A. | N. A. | N. A. | N. A.
J0132.01.01.01 | J0132.01.01.01 | LOWER JAW FOR LOWER JAW AND ROLLER ASSEMBLY, ROLLER BENDER, ONELOCK 6 MM |  | J0132.01.01.01 | 01 | 2009-12-16 | N. A. | N. A. | N. A. | N. A. | N. A. | N. A. | N. A. | N. A. | N. A. | PS/J0132.01.01.01 | 02 | 2014-10-07 | 2022-11-22 | 2019-11-22 | N. A. | J0132 | TF-IN | IU/5 | N. A. | SEMIFINISHED GOODS | N. A. | N. A. | N. A. | N. A. | N. A. | N. A. |  | N. A. | N. A. | N. A. | N. A. | N. A. | N. A. | N. A. | N. A. | N. A. | N. A. | 1 | SUB COMPONENTS | 0 | Changed Description as discussed with SSJ on 31JAN2010 | N | SUB COMPONENTS |  | No | No | N. A. | N. A. | N. A. | N. A.
J0132.01.01.02 | J0132.01.01.02 | ROLLER FOR LOWER/UPPER JAW AND ROLLER ASSEMBLY, ROLLER BENDER, ONELOCK 6 MM |  | J0132.01.01.02 | 03 | 2010-11-11 | N. A. | N. A. | N. A. | N. A. | N. A. | N. A. | N. A. | N. A. | N. A. | PS/J0132.01.01.02 | 02 | 2014-10-07 | 2022-11-22 | 2019-11-22 | N. A. | J0132 | TF-IN | IU/5 | N. A. | SEMIFINISHED GOODS | N. A. | N. A. | N. A. | N. A. | N. A. | N. A. |  | N. A. | N. A. | N. A. | N. A. | N. A. | N. A. | N. A. | N. A. | N. A. | N. A. | 1 | SUB COMPONENTS | 0 | Changed Description as discussed with SSJ on 31JAN2010 | N | SUB COMPONENTS |  | No | No | N. A. | N. A. | N. A. | N. A.
J0132.01.01.03 | J0132.01.01.03 | PIVOT PIN FOR LOWER/UPPER JAW AND ROLLER ASSEMBLY, ROLLER BENDER, ONELOCK 6 MM |  | J0132.01.01.03 | 01 | 2009-12-16 | N. A. | N. A. | N. A. | N. A. | N. A. | N. A. | N. A. | N. A. | N. A. | PS/J0132.01.01.03 | 02 | 2014-10-07 | 2022-11-22 | 2019-11-22 | N. A. | J0132 | TF-IN | IU/5 | N. A. | SEMIFINISHED GOODS | N. A. | N. A. | N. A. | N. A. | N. A. | N. A. |  | N. A. | N. A. | N. A. | N. A. | N. A. | N. A. | N. A. | N. A. | N. A. | N. A. | 1 | SUB COMPONENTS | 0 | Changed Description as discussed with SSJ on 31JAN2010 | N | SUB COMPONENTS |  | No | No | N. A. | N. A. | N. A. | N. A.
J0132.01.01.04 | J0132.01.01.04 | PIN FOR LOWER/UPPER JAW AND ROLLER ASSEMBLY, ROLLER BENDER, ONELOCK 6 MM |  | J0132.01.01.01 | 01 | 2009-12-16 | N. A. | N. A. | N. A. | N. A. | N. A. | N. A. | N. A. | N. A. | N. A. | PS/J0132.01.01.04 | 00 | 2014-10-07 | N. A. | N. A. | N. A. | J0132.01.01.04 | TF-IN | IU/5 | N. A. | SEMIFINISHED GOODS | N. A. | N. A. | N. A. | N. A. | N. A. | N. A. |  | N. A. | N. A. | N. A. | N. A. | N. A. | N. A. | N. A. | N. A. | N. A. | N. A. | 1 | SUB COMPONENTS | 0 | ADDED NEW PRODUCTS AS DISCUSSED WITH SSJ ON 31JAN2010 | N | SUB COMPONENTS |  | No | No | N. A. | N. A. | N. A. | N. A.
J0132.01.02 | J0132.01.02 | UPPER JAW AND ROLLER ASSEMBLY FOR ROLLER BENDER, ONELOCK 6 MM |  | J0132.01.02 | 02 | 2009-12-16 | N. A. | N. A. | N. A. | N. A. | N. A. | N. A. | N. A. | N. A. | N. A. | PS/J0132.01.02 | 02 | 2014-10-07 | 2022-11-22 | 2019-11-22 | N. A. | J0132 | TF-IN | IU/5 | N. A. | SEMIFINISHED GOODS | N. A. | N. A. | N. A. | N. A. | N. A. | N. A. |  | N. A. | N. A. | N. A. | N. A. | N. A. | N. A. | N. A. | N. A. | N. A. | N. A. | 1 | SUB COMPONENTS | 0 | Changed Description as discussed with SSJ on 31JAN2010 | N | SUB COMPONENTS |  | No | No | N. A. | N. A. | N. A. | N. A.
J0132.01.02.01 | J0132.01.02.01 | UPPER JAW FOR UPPER JAW AND ROLLER ASSEMBLY, ROLLER BENDER, ONELOCK 6 MM |  | J0132.01.02.01 | 01 | 2009-12-16 | N. A. | N. A. | N. A. | N. A. | N. A. | N. A. | N. A. | N. A. | N. A. | PS/J0132.01.02.01 | 00 | 2014-10-07 | N. A. | N. A. | N. A. | J0132 | TF-IN | IU/5 | N. A. | SEMIFINISHED GOODS | N. A. | N. A. | N. A. | N. A. | N. A. | N. A. |  | N. A. | N. A. | N. A. | N. A. | N. A. | N. A. | N. A. | N. A. | N. A. | N. A. | 1 | SUB COMPONENTS | 0 | Changed Description as discussed with SSJ on 31JAN2010 | N | SUB COMPONENTS |  | No | No | N. A. | N. A. | N. A. | N. A.
J0132.01.03 | J0132.01.03 | CAM FOR ROLLER BENDER, ONELOCK 6 MM |  | J0132.01.03 | 01 | 2009-12-16 | N. A. | N. A. | N. A. | N. A. | N. A. | N. A. | N. A. | N. A. | N. A. | PS/J0132.01.03 | 02 | 2014-10-07 | 2022-11-22 | 2019-11-22 | N. A. | J0132 | TF-IN | IU/5 | N. A. | SEMIFINISHED GOODS | N. A. | N. A. | N. A. | N. A. | N. A. | N. A. |  | N. A. | N. A. | N. A. | N. A. | N. A. | N. A. | N. A. | N. A. | N. A. | N. A. | 1 | SUB COMPONENTS | 0 | Changed Description as discussed with SSJ on 31JAN2010 | N | SUB COMPONENTS |  | No | No | N. A. | N. A. | N. A. | N. A.
J0132.01.04 | J0132.01.04 | WASHER FOR ROLLER BENDER, ONELOCK 6 MM |  | J0132.01.04 | 01 | 2009-12-16 | N. A. | N. A. | N. A. | N. A. | N. A. | N. A. | N. A. | N. A. | N. A. | PS/J0132.01.04 | 02 | 2014-10-07 | 2022-11-22 | 2019-11-22 | N. A. | J0132 | TF-IN | IU/5 | N. A. | SEMIFINISHED GOODS | N. A. | N. A. | N. A. | N. A. | N. A. | N. A. |  | N. A. | N. A. | N. A. | N. A. | N. A. | N. A. | N. A. | N. A. | N. A. | N. A. | 1 | SUB COMPONENTS | 0 | Changed Description as discussed with SSJ on 31JAN2010 | N | SUB COMPONENTS |  | No | No | N. A. | N. A. | N. A. | N. A.
J0132.01.05 | J0132.01.05 | SPRING FOR ROLLER BENDER, ONELOCK 6 MM |  | J0132.01.05 | 01 | 2009-12-16 | N. A. | N. A. | N. A. | QPR/J0132.01.05 | N. A. | N. A. | N. A. | N. A. | N. A. | N. A. | N. A. | N. A. | N. A. | N. A. | N. A. | J0132 | TF-IN | IU/5 | N. A. | SEMIFINISHED GOODS | N. A. | N. A. | N. A. | N. A. | N. A. | N. A. |  | N. A. | N. A. | N. A. | N. A. | N. A. | N. A. | N. A. | N. A. | N. A. | N. A. | 1 | SUB COMPONENTS | 0 | Changed Description as discussed with SSJ on 31JAN2010 | N | SUB COMPONENTS |  | No | No | N. A. | N. A. | N. A. | N. A.
J0132.01.06 | J0132.01.06 | PIN FOR ROLLER BENDER, ONELOCK 6 MM |  | J0132.01.06 | 01 | 2009-12-16 | N. A. | N. A. | N. A. | N. A. | N. A. | N. A. | N. A. | N. A. | N. A. | PS/J0132.01.06 | 02 | 2014-10-07 | 2022-11-22 | 2019-11-22 | N. A. | J0132 | TF-IN | IU/5 | N. A. | SEMIFINISHED GOODS | N. A. | N. A. | N. A. | N. A. | N. A. | N. A. |  | N. A. | N. A. | N. A. | N. A. | N. A. | N. A. | N. A. | N. A. | N. A. | N. A. | 1 | SUB COMPONENTS | 0 | Changed Description as discussed with SSJ on 31JAN2010 | N | SUB COMPONENTS |  | No | No | N. A. | N. A. | N. A. | N. A.
J0133.01.01 | J0133.01.01 | MAIN BODY FOR ROD STABILISER, ANTI- TORQUE, ONELOCK 6MM SYSTEM |  | J0133.01.01 | 01 | 2009-12-16 | N. A. | N. A. | N. A. | N. A. | N. A. | N. A. | N. A. | N. A. | N. A. | PS/J0133.01.01 | N. A. | N. A. | N. A. | N. A. | N. A. | J0133 | N. A. | N. A. | N. A. | SEMIFINISHED GOODS | N. A. | N. A. | N. A. | N. A. | N. A. | N. A. |  | N. A. | N. A. | N. A. | N. A. | N. A. | N. A. | N. A. | N. A. | N. A. | N. A. | 1 | SUB COMPONENTS | 0 | Added New Products as per e-mail from SSJ Dtd. 19APR2009 | N | SUB COMPONENTS |  | No | No | N. A. | N. A. | N. A. | N. A.
J0133.01.02 | J0133.01.02 | HANDLE, CENTRILISER FOR INNER SCREW INSERTER |  | J0133.01.02 | 01 | 2009-12-16 | N. A. | N. A. | N. A. | N. A. | N. A. | N. A. | N. A. | N. A. | N. A. | PS/J0133.01.02 | N. A. | N. A. | N. A. | N. A. | N. A. | J0133 | TF-IN | IU/5 | N. A. | SEMIFINISHED GOODS | N. A. | N. A. | N. A. | N. A. | N. A. | N. A. |  | N. A. | N. A. | N. A. | N. A. | N. A. | N. A. | N. A. | N. A. | N. A. | N. A. | 1 | SUB COMPONENTS | 0 | Added New Products as per e-mail from SSJ Dtd. 19APR2009 | N | SUB COMPONENTS |  | No | No | N. A. | N. A. | N. A. | N. A.
J0133.02 | J0133.02.01 | MAIN BODY FOR ROD STABILISER, ANTI-TORQUE, ONELOCK 6 MM |  | J0133.02.01 | 02 | 2013-02-28 | N. A. | N. A. | N. A. | N. A. | N. A. | N. A. | N. A. | N. A. | N. A. | PS/J0133.02.01 | 00 | 2010-07-29 | N. A. | N. A. | N. A. | J0133.02 | TF-IN | IU/5 | N. A. | SEMIFINISHED GOODS | N. A. | N. A. | N. A. | N. A. | N. A. | N. A. |  | N. A. | N. A. | N. A. | N. A. | N. A. | N. A. | N. A. | N. A. | N. A. | N. A. | 1 | SUB COMPONENTS | 0 | Changed Description as discussed with SSJ on 31JAN2010 | N | SUB COMPONENTS |  | No | No | N. A. | N. A. | N. A. | N. A.
J0133.03 | J0133.03.01 | SLEEVE FOR INNER SCREW INSERTION GUIDE, ONELOCK 6MM, LENGTH 259MM |  | J0133.03.01 | 02 | 2012-01-03 | N. A. | N. A. | N. A. | N. A. | N. A. | N. A. | N. A. | N. A. | N. A. | PS/J0133.03.01 | 00 | 2010-07-26 | N. A. | N. A. | N. A. | J0133.03 | TF-IN | IU/5 | N. A. | SEMIFINISHED GOODS | N. A. | N. A. | N. A. | N. A. | N. A. | N. A. |  | N. A. | N. A. | N. A. | N. A. | N. A. | N. A. | N. A. | N. A. | N. A. | N. A. | 1 | SUB COMPONENTS | 0 | Changed Description as discussed with RS on 27JAN2012 | N | SUB COMPONENTS |  | No | No | N. A. | N. A. | N. A. | N. A.
J0133.03 | J0133.03.02 | HANDLE FOR INNER SCREW INSERTION GUIDE, ONELOCK 6 MM |  | J0133.03.02 | 03 | 2020-09-01 | N. A. | N. A. | N. A. | N. A. | N. A. | N. A. | N. A. | N. A. | N. A. | PS/J0133.03.02 | 00 | 2010-07-26 | 2022-11-22 | 2019-11-22 | N. A. | J0133.03 | TF-IN | IU/5 | N. A. | SEMIFINISHED GOODS | N. A. | N. A. | N. A. | N. A. | N. A. | N. A. |  | N. A. | N. A. | N. A. | N. A. | N. A. | N. A. | N. A. | N. A. | N. A. | N. A. | 1 | SUB COMPONENTS | 0 | Changed Description as discussed with SSJ on 31JAN2010 | N | SUB COMPONENTS |  | No | No | N. A. | N. A. | N. A. | N. A.
J0133.03 | J0133.03.03 | IMPACTION DISK FOR INNER SCREW INSERTION GUIDE, ONELOCK 6MM |  | J0133.03.03 | 00 | 2012-01-03 | N. A. | N. A. | N. A. | N. A. | N. A. | N. A. | N. A. | N. A. | N. A. | PS/J0133.03.03 | N. A. | N. A. | N. A. | N. A. | N. A. | J0133.03 | TF-IN | IU/5 | N. A. | SEMIFINISHED GOODS | N. A. | N. A. | N. A. | N. A. | N. A. | N. A. |  | N. A. | N. A. | N. A. | N. A. | N. A. | N. A. | N. A. | N. A. | N. A. | N. A. | 1 | SUB COMPONENTS | 0 | Added new product on 08JAN2012 | N | SUB COMPONENTS |  | No | No | N. A. | N. A. | N. A. | N. A.
J0145.00.01 | J0145.00.01 | JAW, ROD PUSHER AND COLLET LOCKING SLEEVE ASSEMBLY FOR ROD REDUCER, COAXIAL, ONELOCK 6 MM |  | J0145.00.01 | 02 | 2011-02-24 | N. A. | N. A. | N. A. | N. A. | N. A. | N. A. | N. A. | N. A. | N. A. | PS/J0145.00.01 | 00 | 2014-10-07 | 2022-11-22 | 2019-11-22 | N. A. | J0145.00.01 | TF-IN | IU/5 | N. A. | SEMIFINISHED GOODS | N. A. | N. A. | N. A. | N. A. | N. A. | N. A. |  | N. A. | N. A. | N. A. | N. A. | N. A. | N. A. | N. A. | N. A. | N. A. | N. A. | 1 | SUB COMPONENTS | 0 | ADDED NEW PRODUCTS AS DISCUSSED WITH SSJ ON 31JAN2010 | N | SUB COMPONENTS |  | No | No | N. A. | N. A. | N. A. | N. A.
J0145.00.01.01 | J0145.00.01.01 | JAW AND ROD PUSHER ASSEMBLY FOR ROD REDUCER, COAXIAL, 6MM |  | J0145.00.01.01 | 02 | 2011-02-24 | N. A. | N. A. | N. A. | N. A. | N. A. | N. A. | N. A. | N. A. | N. A. | PS/J0145.00.01.01 | 00 | 2014-10-07 | 2022-11-22 | 2019-11-22 | N. A. | J0145.00.01.01 | TF-IN | IU/5 | N. A. | SEMIFINISHED GOODS | N. A. | N. A. | N. A. | N. A. | N. A. | N. A. |  | N. A. | N. A. | N. A. | N. A. | N. A. | N. A. | N. A. | N. A. | N. A. | N. A. | 1 | SUB COMPONENTS | 0 | ADDED NEW PRODUCTS AS DISCUSSED WITH SSJ ON 31JAN2010 | N | SUB COMPONENTS |  | No | No | N. A. | N. A. | N. A. | N. A.
J0145.00.01.01.01 | J0145.00.01.01.01 | SUB ASSEMBLY FOR ROD REDUCER, COAXIAL, 6MM, CONSIST OF JAW AND SCREW LOCATOR PINS |  | J0145.00.01.01.01 | 02 | 2011-02-24 | N. A. | N. A. | N. A. | N. A. | N. A. | N. A. | N. A. | N. A. | N. A. | PS/J0145.00.01.01.01 | 00 | 2014-10-07 | 2022-11-22 | 2019-11-22 | N. A. | J0145.00.01.01.01 | TF-IN | IU/5 | N. A. | SEMIFINISHED GOODS | N. A. | N. A. | N. A. | N. A. | N. A. | N. A. |  | N. A. | N. A. | N. A. | N. A. | N. A. | N. A. | N. A. | N. A. | N. A. | N. A. | 1 | SUB COMPONENTS | 0 | ADDED NEW PRODUCTS AS DISCUSSED WITH SSJ ON 31JAN2010 | N | SUB COMPONENTS |  | No | No | N. A. | N. A. | N. A. | N. A.
J0145.00.01.01.01.01 | J0145.00.01.01.01.01 | JAW FOR JAW AND SCREW LOCATOR PIN ASSEMBLY, ROD REDUCER, COAXIAL, ONELOCK 6 MM |  | J0145.00.01.01.01.01 | 02 | 2011-02-24 | N. A. | N. A. | N. A. | N. A. | N. A. | N. A. | N. A. | N. A. | N. A. | PS/J0145.00.01.01.01.01 | 00 | 2014-10-07 | 2022-11-22 | 2019-11-22 | N. A. | J0145.00.01.01.01.01 | TF-IN | IU/5 | N. A. | SEMIFINISHED GOODS | N. A. | N. A. | N. A. | N. A. | N. A. | N. A. |  | N. A. | N. A. | N. A. | N. A. | N. A. | N. A. | N. A. | N. A. | N. A. | N. A. | 1 | SUB COMPONENTS | 0 | ADDED NEW PRODUCTS AS DISCUSSED WITH SSJ ON 31JAN2010 | N | SUB COMPONENTS |  | No | No | N. A. | N. A. | N. A. | N. A.
J0145.00.01.01.01.02 | J0145.00.01.01.01.02 | PIN FOR JAW AND SCREW LOCATOR PIN ASSEMBLY, ROD REDUCER, COAXIAL, ONELOCK 6 MM |  | J0145.00.01.01.01.02 | 01 | 2010-03-31 | N. A. | N. A. | N. A. | N. A. | N. A. | N. A. | N. A. | N. A. | N. A. | PS/J0145.00.01.01.01.02 | N. A. | N. A. | N. A. | N. A. | N. A. | J0145.00.01.01.01.02 | TF-IN | IU/5 | N. A. | SEMIFINISHED GOODS | N. A. | N. A. | N. A. | N. A. | N. A. | N. A. |  | N. A. | N. A. | N. A. | N. A. | N. A. | N. A. | N. A. | N. A. | N. A. | N. A. | 1 | SUB COMPONENTS | 0 | ADDED NEW PRODUCTS AS DISCUSSED WITH SSJ ON 31JAN2010 | N | SUB COMPONENTS |  | No | No | N. A. | N. A. | N. A. | N. A.
J0145.00.01.01.02 | J0145.00.01.01.02 | ROD PUSHER ASSEMBLY FOR JAW AND ROD PUSHER ASSEMBLY, ROD REDUCER, COAXIAL, ONELOCK 6 MM |  | J0145.00.01.01.02 | 00 | 2009-11-12 | N. A. | N. A. | N. A. | N. A. | N. A. | N. A. | N. A. | N. A. | N. A. | PS/J0145.00.01.01.02 | 00 | 2014-10-07 | 2022-11-22 | 2019-11-22 | N. A. | J0145.00.01.01.02 | TF-IN | IU/5 | N. A. | SEMIFINISHED GOODS | N. A. | N. A. | N. A. | N. A. | N. A. | N. A. |  | N. A. | N. A. | N. A. | N. A. | N. A. | N. A. | N. A. | N. A. | N. A. | N. A. | 1 | SUB COMPONENTS | 0 | ADDED NEW PRODUCTS AS DISCUSSED WITH SSJ ON 31JAN2010 | N | SUB COMPONENTS |  | No | No | N. A. | N. A. | N. A. | N. A.
J0145.00.01.01.02.01 | J0145.00.01.01.02.01 | THREADED ROD FOR ROD PUSHER ASSEMBLY, ROD REDUCER, COAXIAL, ONELOCK 6 MM |  | J0145.00.01.01.02.01 | 00 | 2009-11-12 | N. A. | N. A. | N. A. | N. A. | N. A. | N. A. | N. A. | N. A. | N. A. | PS/J0145.00.01.01.02.01 | 00 | 2014-10-07 | 2022-11-22 | 2019-11-22 | N. A. | J0145.00.01.01.02.01 | TF-IN | IU/5 | N. A. | SEMIFINISHED GOODS | N. A. | N. A. | N. A. | N. A. | N. A. | N. A. |  | N. A. | N. A. | N. A. | N. A. | N. A. | N. A. | N. A. | N. A. | N. A. | N. A. | 1 | SUB COMPONENTS | 0 | ADDED NEW PRODUCTS AS DISCUSSED WITH SSJ ON 31JAN2010 | N | SUB COMPONENTS |  | No | No | N. A. | N. A. | N. A. | N. A.
J0145.00.01.01.02.02 | J0145.00.01.01.02.02 | LOCATOR FOR ROD PUSHER ASSEMBLY, ROD REDUCER, COAXIAL, ONELOCK 6 MM |  | J0145.00.01.01.02.02 | 00 | 2009-11-12 | N. A. | N. A. | N. A. | N. A. | N. A. | N. A. | N. A. | N. A. | N. A. | PS/J0145.00.01.01.02.02 | 00 | 2014-10-07 | 2022-11-22 | 2019-11-22 | N. A. | J0145.00.01.01.02.02 | TF-IN | IU/5 | N. A. | SEMIFINISHED GOODS | N. A. | N. A. | N. A. | N. A. | N. A. | N. A. |  | N. A. | N. A. | N. A. | N. A. | N. A. | N. A. | N. A. | N. A. | N. A. | N. A. | 1 | SUB COMPONENTS | 0 | ADDED NEW PRODUCTS AS DISCUSSED WITH SSJ ON 31JAN2010 | N | SUB COMPONENTS |  | No | No | N. A. | N. A. | N. A. | N. A.
J0145.00.01.01.03 | J0145.00.01.01.03 | SET SCREW M4 FOR JAW AND ROD PUSHER ASSEMBLY |  | J0145.00.01.01.03 | 00 | 2009-10-30 | N. A. | N. A. | N. A. | N. A. | N. A. | N. A. | N. A. | N. A. | N. A. | PS/J0145.00.01.01.03 | 00 | 2014-10-07 | 2022-11-22 | 2019-11-22 | N. A. | J0145.00.01.01.03 | TF-IN | IU/5 | N. A. | SEMIFINISHED GOODS | N. A. | N. A. | N. A. | N. A. | N. A. | N. A. |  | N. A. | N. A. | N. A. | N. A. | N. A. | N. A. | N. A. | N. A. | N. A. | N. A. | 1 | SUB COMPONENTS | 0 | ADDED NEW PRODUCTS AS DISCUSSED WITH SSJ ON 31JAN2010 | N | SUB COMPONENTS |  | No | No | N. A. | N. A. | N. A. | N. A.
J0145.00.01.02 | J0145.00.01.02 | SLEEVE FOR ROD REDUCER, COAXIAL, 6MM SYSTEM, CONSIST OF SLEEVE AND DRIVER PINS |  | J0145.00.01.02 | 01 | 2010-03-31 | N. A. | N. A. | N. A. | N. A. | N. A. | N. A. | N. A. | N. A. | N. A. | PS/J0145.00.01.02 | 00 | 2014-10-07 | 2022-11-22 | 2019-11-22 | N. A. | J0145.00.01.02 | TF-IN | IU/5 | N. A. | SEMIFINISHED GOODS | N. A. | N. A. | N. A. | N. A. | N. A. | N. A. |  | N. A. | N. A. | N. A. | N. A. | N. A. | N. A. | N. A. | N. A. | N. A. | N. A. | 1 | SUB COMPONENTS | 0 | ADDED NEW PRODUCTS AS DISCUSSED WITH SSJ ON 31JAN2010 | N | SUB COMPONENTS |  | No | No | N. A. | N. A. | N. A. | N. A.
J0145.00.01.02.01 | J0145.00.01.02.01 | COLLET LOCKING SLEEVE FOR COLLET LOCKING SLEEVE ASSEMBLY, ROD REDUCER, COAXIAL, ONELOCK 6 MM |  | J0145.00.01.02.01 | 01 | 2011-02-24 | N. A. | N. A. | N. A. | N. A. | N. A. | N. A. | N. A. | N. A. | N. A. | PS/J0145.00.01.02.01 | 00 | 2014-10-07 | 2022-11-22 | 2019-11-22 | N. A. | J0145.00.01.02.01 | TF-IN | IU/5 | N. A. | SEMIFINISHED GOODS | N. A. | N. A. | N. A. | N. A. | N. A. | N. A. |  | N. A. | N. A. | N. A. | N. A. | N. A. | N. A. | N. A. | N. A. | N. A. | N. A. | 1 | SUB COMPONENTS | 0 | ADDED NEW PRODUCTS AS DISCUSSED WITH SSJ ON 31JAN2010 | N | SUB COMPONENTS |  | No | No | N. A. | N. A. | N. A. | N. A.
J0145.00.01.02.02 | J0145.00.01.02.02 | PIN FOR COLLET LOCKING SLEEVE ASSEMBLY, ROD REDUCER, COAXIAL, ONELOCK 6 MM |  | J0145.00.01.02.02 | 00 | 2009-11-12 | N. A. | N. A. | N. A. | N. A. | N. A. | N. A. | N. A. | N. A. | N. A. | PS/J0145.00.01.02.02 | 00 | 2014-10-07 | N. A. | N. A. | N. A. | J0145.00.01.02.02 | TF-IN | IU/5 | N. A. | SEMIFINISHED GOODS | N. A. | N. A. | N. A. | N. A. | N. A. | N. A. |  | N. A. | N. A. | N. A. | N. A. | N. A. | N. A. | N. A. | N. A. | N. A. | N. A. | 1 | SUB COMPONENTS | 0 | ADDED NEW PRODUCTS AS DISCUSSED WITH SSJ ON 31JAN2010 | N | SUB COMPONENTS |  | No | No | N. A. | N. A. | N. A. | N. A.
J0145.00.02 | J0145.00.02 | DRIVER ASSEMBLY FOR ROD PUSHER, ROD REDUCER, COAXIAL, ONELOCK 6 MM |  | J0145.00.02 | 00 | 2009-11-12 | N. A. | N. A. | N. A. | N. A. | N. A. | N. A. | N. A. | N. A. | N. A. | PS/J0145.00.02 | 00 | 2014-10-07 | 2022-11-22 | 2019-11-22 | N. A. | J0145.00.02 | TF-IN | IU/5 | N. A. | SEMIFINISHED GOODS | N. A. | N. A. | N. A. | N. A. | N. A. | N. A. |  | N. A. | N. A. | N. A. | N. A. | N. A. | N. A. | N. A. | N. A. | N. A. | N. A. | 1 | SUB COMPONENTS | 0 | ADDED NEW PRODUCTS AS DISCUSSED WITH SSJ ON 31JAN2010 | N | SUB COMPONENTS |  | No | No | N. A. | N. A. | N. A. | N. A.
J0145.00.02.01 | J0145.00.02.01 | DRIVER MAIN BODY FOR DRIVER ASSEMBLY, ROD PUSHER, ROD REDUCER, COAXIAL, ONELOCK 6 MM |  | J0145.00.02.01 | 00 | 2009-11-12 | N. A. | N. A. | N. A. | N. A. | N. A. | N. A. | N. A. | N. A. | N. A. | PS/J0145.00.02.01 | 00 | 2014-10-07 | 2022-11-22 | 2019-11-22 | N. A. | J0145.00.02.01 | TF-IN | IU/5 | N. A. | SEMIFINISHED GOODS | N. A. | N. A. | N. A. | N. A. | N. A. | N. A. |  | N. A. | N. A. | N. A. | N. A. | N. A. | N. A. | N. A. | N. A. | N. A. | N. A. | 1 | SUB COMPONENTS | 0 | ADDED NEW PRODUCTS AS DISCUSSED WITH SSJ ON 31JAN2010 | N | SUB COMPONENTS |  | No | No | N. A. | N. A. | N. A. | N. A.
J0145.00.03 | J0145.00.03 | SPACER WASHER FOR ROD PUSHER DRIVE, ROD REDUCER, COAXIAL, ONELOCK 6 MM |  | J0145.00.03 | 00 | 2009-11-12 | N. A. | N. A. | N. A. | N. A. | N. A. | N. A. | N. A. | N. A. | N. A. | PS/J0145.00.03 | 00 | 2014-10-07 | 2022-11-22 | 2019-11-22 | N. A. | J0145.00.03 | TF-IN | IU/5 | N. A. | SEMIFINISHED GOODS | N. A. | N. A. | N. A. | N. A. | N. A. | N. A. |  | N. A. | N. A. | N. A. | N. A. | N. A. | N. A. | N. A. | N. A. | N. A. | N. A. | 1 | SUB COMPONENTS | 0 | ADDED NEW PRODUCTS AS DISCUSSED WITH SSJ ON 31JAN2010 | N | SUB COMPONENTS |  | No | No | N. A. | N. A. | N. A. | N. A.
J0145.00.04 | J0145.00.04 | HANDLE FOR ROD REDUCER, COAXIAL, ONELOCK 6 MM |  | J0145.00.04 | 00 | 2009-11-12 | N. A. | N. A. | N. A. | N. A. | N. A. | N. A. | N. A. | N. A. | N. A. | PS/J0145.00.04 | 00 | 2014-10-07 | 2022-11-22 | 2019-11-22 | N. A. | J0145.00.04 | TF-IN | IU/5 | N. A. | SEMIFINISHED GOODS | N. A. | N. A. | N. A. | N. A. | N. A. | N. A. |  | N. A. | N. A. | N. A. | N. A. | N. A. | N. A. | N. A. | N. A. | N. A. | N. A. | 1 | SUB COMPONENTS | 0 | ADDED NEW PRODUCTS AS DISCUSSED WITH SSJ ON 31JAN2010 | N | SUB COMPONENTS |  | No | No | N. A. | N. A. | N. A. | N. A.
J0145.00.05 | J0145.00.05 | SPACER WASHER BETWEEN COLLET AND HANDLE FOR ROD REDUCER, COAXIAL, ONELOCK 6 MM |  | J0145.00.05 | 00 | 2009-11-12 | N. A. | N. A. | N. A. | N. A. | N. A. | N. A. | N. A. | N. A. | N. A. | PS/J0145.00.05 | 00 | 2014-10-07 | 2022-11-22 | 2019-11-22 | N. A. | J0145.00.05 | TF-IN | IU/5 | N. A. | SEMIFINISHED GOODS | N. A. | N. A. | N. A. | N. A. | N. A. | N. A. |  | N. A. | N. A. | N. A. | N. A. | N. A. | N. A. | N. A. | N. A. | N. A. | N. A. | 1 | SUB COMPONENTS | 0 | ADDED NEW PRODUCTS AS DISCUSSED WITH SSJ ON 31JAN2010 | N | SUB COMPONENTS |  | No | No | N. A. | N. A. | N. A. | N. A.
J0145.00.06 | J0145.00.06 | SET SCREW M4 FOR ROD REDUCER, COAXIAL, ONELOCK 6 MM |  | J0145.00.06 | 00 | 2009-10-30 | N. A. | N. A. | N. A. | N. A. | N. A. | N. A. | N. A. | N. A. | N. A. | PS/J0145.00.06 | 00 | 2014-10-07 | 2022-11-22 | 2019-11-22 | N. A. | J0145.00.06 | TF-IN | IU/5 | N. A. | SEMIFINISHED GOODS | N. A. | N. A. | N. A. | N. A. | N. A. | N. A. |  | N. A. | N. A. | N. A. | N. A. | N. A. | N. A. | N. A. | N. A. | N. A. | N. A. | 1 | SUB COMPONENTS | 0 | ADDED NEW PRODUCTS AS DISCUSSED WITH SSJ ON 31JAN2010 | N | SUB COMPONENTS |  | No | No | N. A. | N. A. | N. A. | N. A.
J0146.00 | J0146.00.01 | JAW ASSEMBLY FOR ROD REDUCER, MULTIAXIAL, ONELOCK 6 MM |  | J0146.00.01 | N. A. | N. A. | N. A. | N. A. | N. A. | N. A. | N. A. | N. A. | N. A. | N. A. | N. A. | PS/J0146.00.01 | N. A. | N. A. | N. A. | N. A. | N. A. | J0146.00 | TF-IN | IU/5 | N. A. | SEMIFINISHED GOODS | N. A. | N. A. | N. A. | N. A. | N. A. | N. A. |  | N. A. | N. A. | N. A. | N. A. | N. A. | N. A. | N. A. | N. A. | N. A. | N. A. | 1 | SUB COMPONENTS | 0 | Changed Description as discussed with SSJ on 31JAN2010 | N | SUB COMPONENTS |  | No | No | N. A. | N. A. | N. A. | N. A.
J0146.00 | J0146.00.01.01 | TOP JAW ASSEMBLY, MULTIDIRECTIONAL ROD REDUCER, ONELOCK 6.00 MM SYSTEM |  | J0146.00.01.01 | N. A. | N. A. | N. A. | N. A. | N. A. | N. A. | N. A. | N. A. | N. A. | N. A. | N. A. | PS/J0146.00.01.01 | N. A. | N. A. | N. A. | N. A. | N. A. | J0146.00 | TF-IN | IU/5 | N. A. | SEMIFINISHED GOODS | N. A. | N. A. | N. A. | N. A. | N. A. | N. A. |  | N. A. | N. A. | N. A. | N. A. | N. A. | N. A. | N. A. | N. A. | N. A. | N. A. | 1 | SUB COMPONENTS | 0 | Changed Description as discussed with SSJ on 31JAN2010 | N | SUB COMPONENTS |  | No | No | N. A. | N. A. | N. A. | N. A.
J0146.00 | J0146.00.01.01.01 | TOP JAW FOR ROD REDUCER, MULTIAXIAL, ONELOCK 6 MM |  | J0146.00.01.01.01 | N. A. | N. A. | N. A. | N. A. | N. A. | N. A. | N. A. | N. A. | N. A. | N. A. | N. A. | PS/J0146.00.01.01.01 | N. A. | N. A. | N. A. | N. A. | N. A. | J0146.00 | TF-IN | IU/5 | N. A. | SEMIFINISHED GOODS | N. A. | N. A. | N. A. | N. A. | N. A. | N. A. |  | N. A. | N. A. | N. A. | N. A. | N. A. | N. A. | N. A. | N. A. | N. A. | N. A. | 1 | SUB COMPONENTS | 0 | Changed Description as discussed with SSJ on 31JAN2010 | N | SUB COMPONENTS |  | No | No | N. A. | N. A. | N. A. | N. A.
J0146.00 | J0146.00.01.01.01.01 | TOP JAW LEG FOR ROD REDUCER, MULTIAXIAL, ONELOCK 6 MM |  | J0146.00.01.01.01.01 | N. A. | N. A. | N. A. | N. A. | N. A. | N. A. | N. A. | N. A. | N. A. | N. A. | N. A. | PS/J0146.00.01.01.01.01 | N. A. | N. A. | N. A. | N. A. | N. A. | J0146.00 | TF-IN | IU/5 | N. A. | SEMIFINISHED GOODS | N. A. | N. A. | N. A. | N. A. | N. A. | N. A. |  | N. A. | N. A. | N. A. | N. A. | N. A. | N. A. | N. A. | N. A. | N. A. | N. A. | 1 | SUB COMPONENTS | 0 | Changed Description as discussed with SSJ on 31JAN2010 | N | SUB COMPONENTS |  | No | No | N. A. | N. A. | N. A. | N. A.
J0146.00 | J0146.00.01.01.01.02 | TOP JAW TIP FOR ROD REDUCER, MULTIAXIAL, ONELOCK 6 MM |  | J0146.00.01.01.01.02 | N. A. | N. A. | N. A. | N. A. | N. A. | N. A. | N. A. | N. A. | N. A. | N. A. | N. A. | PS/J0146.00.01.01.01.02 | N. A. | N. A. | N. A. | N. A. | N. A. | J0146.00 | TF-IN | IU/5 | N. A. | SEMIFINISHED GOODS | N. A. | N. A. | N. A. | N. A. | N. A. | N. A. |  | N. A. | N. A. | N. A. | N. A. | N. A. | N. A. | N. A. | N. A. | N. A. | N. A. | 1 | SUB COMPONENTS | 0 | Changed Description as discussed with SSJ on 31JAN2010 | N | SUB COMPONENTS |  | No | No | N. A. | N. A. | N. A. | N. A.
J0146.00.01.01.01.03 | J0146.00.01.01.01.03 | HINGE FOR ROD REDUCER, MULTIAXIAL, ONELOCK 6 MM |  | J0146.00.01.01.01.03 | N. A. | N. A. | N. A. | N. A. | N. A. | N. A. | N. A. | N. A. | N. A. | N. A. | N. A. | PS/J0146.00.01.01.01.03 | N. A. | N. A. | N. A. | N. A. | N. A. | J0146.00.01.01.01.03 | TF-IN | IU/5 | N. A. | SEMIFINISHED GOODS | N. A. | N. A. | N. A. | N. A. | N. A. | N. A. |  | N. A. | N. A. | N. A. | N. A. | N. A. | N. A. | N. A. | N. A. | N. A. | N. A. | 1 | SUB COMPONENTS | 0 | ADDED NEW PRODUCTS AS DISCUSSED WITH SSJ ON 31JAN2010 | N | SUB COMPONENTS |  | No | No | N. A. | N. A. | N. A. | N. A.
J0146.00 | J0146.00.01.01.02 | LEAF SPRING FOR ROD REDUCER, MULTIAXIAL, ONELOCK 6 MM |  | J0146.00.01.01.02 | N. A. | N. A. | N. A. | N. A. | N. A. | N. A. | N. A. | N. A. | N. A. | N. A. | N. A. | PS/J0146.00.01.01.02 | N. A. | N. A. | N. A. | N. A. | N. A. | J0146.00 | TF-IN | IU/5 | N. A. | SEMIFINISHED GOODS | N. A. | N. A. | N. A. | N. A. | N. A. | N. A. |  | N. A. | N. A. | N. A. | N. A. | N. A. | N. A. | N. A. | N. A. | N. A. | N. A. | 1 | SUB COMPONENTS | 0 | Changed Description as discussed with SSJ on 31JAN2010 | N | SUB COMPONENTS |  | No | No | N. A. | N. A. | N. A. | N. A.
J0146.00 | J0146.00.01.01.03 | THREADED ROD FOR JAW, ROD REDUCER, MULTIAXIAL, ONELOCK 6 MM |  | J0146.00.01.01.03 | N. A. | N. A. | N. A. | N. A. | N. A. | N. A. | N. A. | N. A. | N. A. | N. A. | N. A. | PS/J0146.00.01.01.03 | N. A. | N. A. | N. A. | N. A. | N. A. | J0146.00 | TF-IN | IU/5 | N. A. | SEMIFINISHED GOODS | N. A. | N. A. | N. A. | N. A. | N. A. | N. A. |  | N. A. | N. A. | N. A. | N. A. | N. A. | N. A. | N. A. | N. A. | N. A. | N. A. | 1 | SUB COMPONENTS | 0 | Changed Description as discussed with SSJ on 31JAN2010 | N | SUB COMPONENTS |  | No | No | N. A. | N. A. | N. A. | N. A.
J0146.00 | J0146.00.01.01.04 | DOWEL PIN FOR ROD REDUCER, MULTIAXIAL, ONELOCK 6 MM |  | J0146.00.01.01.04 | N. A. | N. A. | N. A. | N. A. | N. A. | N. A. | N. A. | N. A. | N. A. | N. A. | N. A. | PS/J0146.00.01.01.04 | N. A. | N. A. | N. A. | N. A. | N. A. | J0146.00 | TF-IN | IU/5 | N. A. | SEMIFINISHED GOODS | N. A. | N. A. | N. A. | N. A. | N. A. | N. A. |  | N. A. | N. A. | N. A. | N. A. | N. A. | N. A. | N. A. | N. A. | N. A. | N. A. | 1 | SUB COMPONENTS | 0 | Changed Description as discussed with SSJ on 31JAN2010 | N | SUB COMPONENTS |  | No | No | N. A. | N. A. | N. A. | N. A.
J0146.00 | J0146.00.01.01.05 | SLEEVE FOR GUIDE OF THREADED ARM, ROD REDUCER, MULTIAXIAL, ONELOCK 6 MM |  | J0146.00.01.01.05 | N. A. | N. A. | N. A. | N. A. | N. A. | N. A. | N. A. | N. A. | N. A. | N. A. | N. A. | PS/J0146.00.01.01.05 | N. A. | N. A. | N. A. | N. A. | N. A. | J0146.00 | TF-IN | IU/5 | N. A. | SEMIFINISHED GOODS | N. A. | N. A. | N. A. | N. A. | N. A. | N. A. |  | N. A. | N. A. | N. A. | N. A. | N. A. | N. A. | N. A. | N. A. | N. A. | N. A. | 1 | SUB COMPONENTS | 0 | Changed Description as discussed with SSJ on 31JAN2010 | N | SUB COMPONENTS |  | No | No | N. A. | N. A. | N. A. | N. A.
#N/A | J0146.00.01.01.06 | SLEEVE FOR GUIDE OF THREADED ARM FOR MULTIDIRECTIONAL ROD REDUCER, ONELOCK 6MM SYSTEM |  | J0146.00.01.01.06 | N. A. | N. A. | N. A. | N. A. | N. A. | N. A. | N. A. | N. A. | N. A. | N. A. | N. A. | PS/J0146.00.01.01.06 | N. A. | N. A. | N. A. | N. A. | N. A. | J0146.00 | TF-IN | IU/5 | N. A. | SEMIFINISHED GOODS | N. A. | N. A. | N. A. | N. A. | N. A. | N. A. |  | N. A. | N. A. | N. A. | N. A. | N. A. | N. A. | N. A. | N. A. | N. A. | N. A. | 1 | SUB COMPONENTS | 0 | Added New Products as per e-mail from SSJ Dtd. 19APR2009 | N | SUB COMPONENTS |  | No | No | N. A. | N. A. | N. A. | N. A.
J0146.00 | J0146.00.01.02 | BOTTOM JAW ASSEMBLY FOR ROD REDUCER, MULTIAXIAL, ONELOCK 6 MM |  | J0146.00.01.02 | N. A. | N. A. | N. A. | N. A. | N. A. | N. A. | N. A. | N. A. | N. A. | N. A. | N. A. | PS/J0146.00.01.02 | N. A. | N. A. | N. A. | N. A. | N. A. | J0146.00 | TF-IN | IU/5 | N. A. | SEMIFINISHED GOODS | N. A. | N. A. | N. A. | N. A. | N. A. | N. A. |  | N. A. | N. A. | N. A. | N. A. | N. A. | N. A. | N. A. | N. A. | N. A. | N. A. | 1 | SUB COMPONENTS | 0 | Changed Description as discussed with SSJ on 31JAN2010 | N | SUB COMPONENTS |  | No | No | N. A. | N. A. | N. A. | N. A.
J0146.00 | J0146.00.01.02.01 | BOTTOM JAW LEG FOR ROD REDUCER, MULTIAXIAL, ONELOCK 6 MM |  | J0146.00.01.02.01 | N. A. | N. A. | N. A. | N. A. | N. A. | N. A. | N. A. | N. A. | N. A. | N. A. | N. A. | PS/J0146.00.01.02.01 | N. A. | N. A. | N. A. | N. A. | N. A. | J0146.00 | TF-IN | IU/5 | N. A. | SEMIFINISHED GOODS | N. A. | N. A. | N. A. | N. A. | N. A. | N. A. |  | N. A. | N. A. | N. A. | N. A. | N. A. | N. A. | N. A. | N. A. | N. A. | N. A. | 1 | SUB COMPONENTS | 0 | Changed Description as discussed with SSJ on 31JAN2010 | N | SUB COMPONENTS |  | No | No | N. A. | N. A. | N. A. | N. A.
J0146.00 | J0146.00.01.02.02 | BOTTOM JAW LEG END FOR ROD REDUCER, MULTIAXIAL, ONELOCK 6 MM |  | J0146.00.01.02.02 | N. A. | N. A. | N. A. | N. A. | N. A. | N. A. | N. A. | N. A. | N. A. | N. A. | N. A. | PS/J0146.00.01.02.02 | N. A. | N. A. | N. A. | N. A. | N. A. | J0146.00 | TF-IN | IU/5 | N. A. | SEMIFINISHED GOODS | N. A. | N. A. | N. A. | N. A. | N. A. | N. A. |  | N. A. | N. A. | N. A. | N. A. | N. A. | N. A. | N. A. | N. A. | N. A. | N. A. | 1 | SUB COMPONENTS | 0 | Changed Description as discussed with SSJ on 31JAN2010 | N | SUB COMPONENTS |  | No | No | N. A. | N. A. | N. A. | N. A.
J0146.00 | J0146.00.01.02.03 | BOTTOM JAW TIP FOR ROD REDUCER, MULTIAXIAL, ONELOCK 6 MM |  | J0146.00.01.02.03 | N. A. | N. A. | N. A. | N. A. | N. A. | N. A. | N. A. | N. A. | N. A. | N. A. | N. A. | PS/J0146.00.01.02.03 | N. A. | N. A. | N. A. | N. A. | N. A. | J0146.00 | TF-IN | IU/5 | N. A. | SEMIFINISHED GOODS | N. A. | N. A. | N. A. | N. A. | N. A. | N. A. |  | N. A. | N. A. | N. A. | N. A. | N. A. | N. A. | N. A. | N. A. | N. A. | N. A. | 1 | SUB COMPONENTS | 0 | Changed Description as discussed with SSJ on 31JAN2010 | N | SUB COMPONENTS |  | No | No | N. A. | N. A. | N. A. | N. A.
J0146.00 | J0146.00.01.03 | PIVOT SCREW FOR ROD REDUCER, MULTIAXIAL, ONELOCK 6 MM |  | J0146.00.01.03 | 01 | 2019-12-19 | N. A. | N. A. | N. A. | N. A. | N. A. | N. A. | N. A. | N. A. | N. A. | PS/J0146.00.01.03 | N. A. | N. A. | N. A. | N. A. | N. A. | J0146.00 | TF-IN | IU/5 | N. A. | SEMIFINISHED GOODS | N. A. | N. A. | N. A. | N. A. | N. A. | N. A. |  | N. A. | N. A. | N. A. | N. A. | N. A. | N. A. | N. A. | N. A. | N. A. | N. A. | 1 | SUB COMPONENTS | 0 | Changed Description as discussed with SSJ on 31JAN2010 | N | SUB COMPONENTS |  | No | No | N. A. | N. A. | N. A. | N. A.
J0146.00 | J0146.00.01.04 | LOCKNUT FOR JAW, ROD REDUCER, MULTIAXIAL, ONELOCK 6 MM |  | J0146.00.01.04 | N. A. | N. A. | N. A. | N. A. | N. A. | N. A. | N. A. | N. A. | N. A. | N. A. | N. A. | PS/J0146.00.01.04 | N. A. | N. A. | N. A. | N. A. | N. A. | J0146.00 | TF-IN | IU/5 | N. A. | SEMIFINISHED GOODS | N. A. | N. A. | N. A. | N. A. | N. A. | N. A. |  | N. A. | N. A. | N. A. | N. A. | N. A. | N. A. | N. A. | N. A. | N. A. | N. A. | 1 | SUB COMPONENTS | 0 | Changed Description as discussed with SSJ on 31JAN2010 | N | SUB COMPONENTS |  | No | No | N. A. | N. A. | N. A. | N. A.
J0146.00.01.05 | J0146.00.01.05 | SCREW HOLDING JAW FOR ROD REDUCER, MULTIAXIAL, ONELOCK 6 MM |  | J0146.00.01.05 | N. A. | N. A. | N. A. | N. A. | N. A. | N. A. | N. A. | N. A. | N. A. | N. A. | N. A. | PS/J0146.00.01.05 | N. A. | N. A. | N. A. | N. A. | N. A. | J0146.00.01.05 | TF-IN | IU/5 | N. A. | SEMIFINISHED GOODS | N. A. | N. A. | N. A. | N. A. | N. A. | N. A. |  | N. A. | N. A. | N. A. | N. A. | N. A. | N. A. | N. A. | N. A. | N. A. | N. A. | 1 | SUB COMPONENTS | 0 | ADDED NEW PRODUCTS AS DISCUSSED WITH SSJ ON 31JAN2010 | N | SUB COMPONENTS |  | No | No | N. A. | N. A. | N. A. | N. A.
J0146.00.01.05.01 | J0146.00.01.05.01 | JAW HOUSING FOR ROD REDUCER, MULTIAXIAL, ONELOCK 6 MM |  | J0146.00.01.05.01 | N. A. | N. A. | N. A. | N. A. | N. A. | N. A. | N. A. | N. A. | N. A. | N. A. | N. A. | PS/J0146.00.01.05.01 | N. A. | N. A. | N. A. | N. A. | N. A. | J0146.00.01.05.01 | TF-IN | IU/5 | N. A. | SEMIFINISHED GOODS | N. A. | N. A. | N. A. | N. A. | N. A. | N. A. |  | N. A. | N. A. | N. A. | N. A. | N. A. | N. A. | N. A. | N. A. | N. A. | N. A. | 1 | SUB COMPONENTS | 0 | ADDED NEW PRODUCTS AS DISCUSSED WITH SSJ ON 31JAN2010 | N | SUB COMPONENTS |  | No | No | N. A. | N. A. | N. A. | N. A.
J0146.00.01.05.02 | J0146.00.01.05.02 | STOPPER FOR ROD REDUCER, MULTIAXIAL, ONELOCK 6 MM |  | J0146.00.01.05.02 | N. A. | N. A. | N. A. | N. A. | N. A. | N. A. | N. A. | N. A. | N. A. | N. A. | N. A. | PS/J0146.00.01.05.02 | N. A. | N. A. | N. A. | N. A. | N. A. | J0146.00.01.05.02 | TF-IN | IU/5 | N. A. | SEMIFINISHED GOODS | N. A. | N. A. | N. A. | N. A. | N. A. | N. A. |  | N. A. | N. A. | N. A. | N. A. | N. A. | N. A. | N. A. | N. A. | N. A. | N. A. | 1 | SUB COMPONENTS | 0 | ADDED NEW PRODUCTS AS DISCUSSED WITH SSJ ON 31JAN2010 | N | SUB COMPONENTS |  | No | No | N. A. | N. A. | N. A. | N. A.
J0146.00.01.05.03 | J0146.00.01.05.03 | LOCATOR PIN FOR ROD REDUCER, MULTIAXIAL, ONELOCK 6 MM |  | J0146.00.01.05.03 | N. A. | N. A. | N. A. | N. A. | N. A. | N. A. | N. A. | N. A. | N. A. | N. A. | N. A. | PS/J0146.00.01.05.03 | N. A. | N. A. | N. A. | N. A. | N. A. | J0146.00.01.05.03 | TF-IN | IU/5 | N. A. | SEMIFINISHED GOODS | N. A. | N. A. | N. A. | N. A. | N. A. | N. A. |  | N. A. | N. A. | N. A. | N. A. | N. A. | N. A. | N. A. | N. A. | N. A. | N. A. | 1 | SUB COMPONENTS | 0 | ADDED NEW PRODUCTS AS DISCUSSED WITH SSJ ON 31JAN2010 | N | SUB COMPONENTS |  | No | No | N. A. | N. A. | N. A. | N. A.
J0146.00 | J0146.00.01.06 | SCREW HOLDING JAW FOR MULTIDIRECTIONAL ROD REDUCER, ONELOCK 6MM SYSTEM |  | J0146.00.01.06 | N. A. | N. A. | N. A. | N. A. | N. A. | N. A. | N. A. | N. A. | N. A. | N. A. | N. A. | PS/J0146.00.01.06 | N. A. | N. A. | N. A. | N. A. | N. A. | J0146.00 | TF-IN | IU/5 | N. A. | SEMIFINISHED GOODS | N. A. | N. A. | N. A. | N. A. | N. A. | N. A. |  | N. A. | N. A. | N. A. | N. A. | N. A. | N. A. | N. A. | N. A. | N. A. | N. A. | 1 | SUB COMPONENTS | 0 | Added New Products as per e-mail from SSJ Dtd. 19APR2009 | N | SUB COMPONENTS |  | No | No | N. A. | N. A. | N. A. | N. A.
J0146.00 | J0146.00.01.06.01 | JAW HOUSING FOR MULTIDIRECTIONAL ROD REDUCER, ONELOCK 6MM SYSTEM |  | J0146.00.01.06.01 | N. A. | N. A. | N. A. | N. A. | N. A. | N. A. | N. A. | N. A. | N. A. | N. A. | N. A. | PS/J0146.00.01.06.01 | N. A. | N. A. | N. A. | N. A. | N. A. | J0146.00 | TF-IN | IU/5 | N. A. | SEMIFINISHED GOODS | N. A. | N. A. | N. A. | N. A. | N. A. | N. A. |  | N. A. | N. A. | N. A. | N. A. | N. A. | N. A. | N. A. | N. A. | N. A. | N. A. | 1 | SUB COMPONENTS | 0 | Added New Products as per e-mail from SSJ Dtd. 19APR2009 | N | SUB COMPONENTS |  | No | No | N. A. | N. A. | N. A. | N. A.
J0146.00 | J0146.00.01.06.02 | STOPPER FOR MULTIDIRECTIONAL ROD REDUCER, ONELOCK 6MM SYSTEM |  | J0146.00.01.06.02 | N. A. | N. A. | N. A. | N. A. | N. A. | N. A. | N. A. | N. A. | N. A. | N. A. | N. A. | PS/J0146.00.01.06.02 | N. A. | N. A. | N. A. | N. A. | N. A. | J0146.00 | TF-IN | IU/5 | N. A. | SEMIFINISHED GOODS | N. A. | N. A. | N. A. | N. A. | N. A. | N. A. |  | N. A. | N. A. | N. A. | N. A. | N. A. | N. A. | N. A. | N. A. | N. A. | N. A. | 1 | SUB COMPONENTS | 0 | Added New Products as per e-mail from SSJ Dtd. 19APR2009 | N | SUB COMPONENTS |  | No | No | N. A. | N. A. | N. A. | N. A.
J0146.00 | J0146.00.01.06.03 | LOCATOR PIN FOR MULTIDIRECTIONAL ROD REDUCER, ONELOCK 6MM SYSTEM |  | J0146.00.01.06.03 | N. A. | N. A. | N. A. | N. A. | N. A. | N. A. | N. A. | N. A. | N. A. | N. A. | N. A. | PS/J0146.00.01.06.03 | N. A. | N. A. | N. A. | N. A. | N. A. | J0146.00 | TF-IN | IU/5 | N. A. | SEMIFINISHED GOODS | N. A. | N. A. | N. A. | N. A. | N. A. | N. A. |  | N. A. | N. A. | N. A. | N. A. | N. A. | N. A. | N. A. | N. A. | N. A. | N. A. | 1 | SUB COMPONENTS | 0 | Added New Products as per e-mail from SSJ Dtd. 19APR2009 | N | SUB COMPONENTS |  | No | No | N. A. | N. A. | N. A. | N. A.
J0146.00 | J0146.00.02 | THREADED ARM ASSEMBLY FOR ROD REDUCER, MULTIAXIAL, ONELOCK 6 MM |  | J0146.00.02 | 01 | 2009-12-19 | N. A. | N. A. | N. A. | N. A. | N. A. | N. A. | N. A. | N. A. | N. A. | PS/J0146.00.02 | N. A. | N. A. | N. A. | N. A. | N. A. | J0146.00 | TF-IN | IU/5 | N. A. | SEMIFINISHED GOODS | N. A. | N. A. | N. A. | N. A. | N. A. | N. A. |  | N. A. | N. A. | N. A. | N. A. | N. A. | N. A. | N. A. | N. A. | N. A. | N. A. | 1 | SUB COMPONENTS | 0 | Changed Description as discussed with SSJ on 31JAN2010 | N | SUB COMPONENTS |  | No | No | N. A. | N. A. | N. A. | N. A.
J0146.00 | J0146.00.02.01 | THREADED ARM FOR ROD REDUCER, MULTIAXIAL, ONELOCK 6 MM |  | J0146.00.02.01 | N. A. | N. A. | N. A. | N. A. | N. A. | N. A. | N. A. | N. A. | N. A. | N. A. | N. A. | PS/J0146.00.02.01 | N. A. | N. A. | N. A. | N. A. | N. A. | J0146.00 | TF-IN | IU/5 | N. A. | SEMIFINISHED GOODS | N. A. | N. A. | N. A. | N. A. | N. A. | N. A. |  | N. A. | N. A. | N. A. | N. A. | N. A. | N. A. | N. A. | N. A. | N. A. | N. A. | 1 | SUB COMPONENTS | 0 | Changed Description as discussed with SSJ on 31JAN2010 | N | SUB COMPONENTS |  | No | No | N. A. | N. A. | N. A. | N. A.
J0146.00 | J0146.00.02.02 | T HANDLE FOR ROD REDUCER, MULTIAXIAL, ONELOCK 6 MM |  | J0146.00.02.02 | 01 | 2009-12-19 | N. A. | N. A. | N. A. | N. A. | N. A. | N. A. | N. A. | N. A. | N. A. | PS/J0146.00.02.02 | N. A. | N. A. | N. A. | N. A. | N. A. | J0146.00 | TF-IN | IU/5 | N. A. | SEMIFINISHED GOODS | N. A. | N. A. | N. A. | N. A. | N. A. | N. A. |  | N. A. | N. A. | N. A. | N. A. | N. A. | N. A. | N. A. | N. A. | N. A. | N. A. | 1 | SUB COMPONENTS | 0 | Changed Description as discussed with SSJ on 31JAN2010 | N | SUB COMPONENTS |  | No | No | N. A. | N. A. | N. A. | N. A.
J0146.00 | J0146.00.02.03 | GUIDE ASSEMBLY FOR THREADED ARM, ROD REDUCER, MULTIAXIAL, ONELOCK 6 MM |  | J0146.00.02.03 | N. A. | N. A. | N. A. | N. A. | N. A. | N. A. | N. A. | N. A. | N. A. | N. A. | N. A. | PS/J0146.00.02.03 | N. A. | N. A. | N. A. | N. A. | N. A. | J0146.00 | TF-IN | IU/5 | N. A. | SEMIFINISHED GOODS | N. A. | N. A. | N. A. | N. A. | N. A. | N. A. |  | N. A. | N. A. | N. A. | N. A. | N. A. | N. A. | N. A. | N. A. | N. A. | N. A. | 1 | SUB COMPONENTS | 0 | Changed Description as discussed with SSJ on 31JAN2010 | N | SUB COMPONENTS |  | No | No | N. A. | N. A. | N. A. | N. A.
J0146.00 | J0146.00.02.03.01 | GUIDE FOR ROD REDUCER, MULTIAXIAL, ONELOCK 6 MM |  | J0146.00.02.03.01 | N. A. | N. A. | N. A. | N. A. | N. A. | N. A. | N. A. | N. A. | N. A. | N. A. | N. A. | PS/J0146.00.02.03.01 | N. A. | N. A. | N. A. | N. A. | N. A. | J0146.00 | TF-IN | IU/5 | N. A. | SEMIFINISHED GOODS | N. A. | N. A. | N. A. | N. A. | N. A. | N. A. |  | N. A. | N. A. | N. A. | N. A. | N. A. | N. A. | N. A. | N. A. | N. A. | N. A. | 1 | SUB COMPONENTS | 0 | Changed Description as discussed with SSJ on 31JAN2010 | N | SUB COMPONENTS |  | No | No | N. A. | N. A. | N. A. | N. A.
J0146.00 | J0146.00.02.03.02 | PIN FOR ROD REDUCER, MULTIAXIAL, ONELOCK 6 MM |  | J0146.00.02.03.02 | N. A. | N. A. | N. A. | N. A. | N. A. | N. A. | N. A. | N. A. | N. A. | N. A. | N. A. | PS/J0146.00.02.03.02 | N. A. | N. A. | N. A. | N. A. | N. A. | J0146.00 | TF-IN | IU/5 | N. A. | SEMIFINISHED GOODS | N. A. | N. A. | N. A. | N. A. | N. A. | N. A. |  | N. A. | N. A. | N. A. | N. A. | N. A. | N. A. | N. A. | N. A. | N. A. | N. A. | 1 | SUB COMPONENTS | 0 | Changed Description as discussed with SSJ on 31JAN2010 | N | SUB COMPONENTS |  | No | No | N. A. | N. A. | N. A. | N. A.
J0146.00 | J0146.00.02.04 | SPACER FOR ROD REDUCER, MULTIAXIAL, ONELOCK 6 MM |  | J0146.00.02.04 | N. A. | N. A. | N. A. | N. A. | N. A. | N. A. | N. A. | N. A. | N. A. | N. A. | N. A. | PS/J0146.00.02.04 | N. A. | N. A. | N. A. | N. A. | N. A. | J0146.00 | TF-IN | IU/5 | N. A. | SEMIFINISHED GOODS | N. A. | N. A. | N. A. | N. A. | N. A. | N. A. |  | N. A. | N. A. | N. A. | N. A. | N. A. | N. A. | N. A. | N. A. | N. A. | N. A. | 1 | SUB COMPONENTS | 0 | Changed Description as discussed with SSJ on 31JAN2010 | N | SUB COMPONENTS |  | No | No | N. A. | N. A. | N. A. | N. A.
J0146.00 | J0146.00.02.05 | ROD LOCATOR FOR ROD REDUCER, MULTIAXIAL, ONELOCK 6 MM |  | J0146.00.02.05 | N. A. | N. A. | N. A. | N. A. | N. A. | N. A. | N. A. | N. A. | N. A. | N. A. | N. A. | PS/J0146.00.02.05 | N. A. | N. A. | N. A. | N. A. | N. A. | J0146.00 | TF-IN | IU/5 | N. A. | SEMIFINISHED GOODS | N. A. | N. A. | N. A. | N. A. | N. A. | N. A. |  | N. A. | N. A. | N. A. | N. A. | N. A. | N. A. | N. A. | N. A. | N. A. | N. A. | 1 | SUB COMPONENTS | 0 | Changed Description as discussed with SSJ on 31JAN2010 | N | SUB COMPONENTS |  | No | No | N. A. | N. A. | N. A. | N. A.
J0146.00 | J0146.00.03 | LOCKING NUT FOR THREADED ARM GUIDE, ROD REDUCER, MULTIAXIAL, ONELOCK 6 MM |  | J0146.00.03 | N. A. | N. A. | N. A. | N. A. | N. A. | N. A. | N. A. | N. A. | N. A. | N. A. | N. A. | PS/J0146.00.03 | N. A. | N. A. | N. A. | N. A. | N. A. | J0146.00 | TF-IN | IU/5 | N. A. | SEMIFINISHED GOODS | N. A. | N. A. | N. A. | N. A. | N. A. | N. A. |  | N. A. | N. A. | N. A. | N. A. | N. A. | N. A. | N. A. | N. A. | N. A. | N. A. | 1 | SUB COMPONENTS | 0 | Changed Description as discussed with SSJ on 31JAN2010 | N | SUB COMPONENTS |  | No | No | N. A. | N. A. | N. A. | N. A.
J0146.00 | J0146.00.04 | TOP STOP SCREW FOR ROD REDUCER, MULTIAXIAL, ONELOCK 6 MM |  | J0146.00.04 | 01 | 2009-12-19 | N. A. | N. A. | N. A. | N. A. | N. A. | N. A. | N. A. | N. A. | N. A. | PS/J0146.00.04 | N. A. | N. A. | N. A. | N. A. | N. A. | J0146.00 | TF-IN | IU/5 | N. A. | SEMIFINISHED GOODS | N. A. | N. A. | N. A. | N. A. | N. A. | N. A. |  | N. A. | N. A. | N. A. | N. A. | N. A. | N. A. | N. A. | N. A. | N. A. | N. A. | 1 | SUB COMPONENTS | 0 | Changed Description as discussed with SSJ on 31JAN2010 | N | SUB COMPONENTS |  | No | No | N. A. | N. A. | N. A. | N. A.
J0147.01.01 | J0147.01.01 | BODY FOR QC 'T' HANDLE, SOFT GRIP |  | J0147.01.01 | N. A. | N. A. | N. A. | N. A. | N. A. | N. A. | N. A. | N. A. | N. A. | N. A. | N. A. | PS/J0147.01.01 | N. A. | N. A. | N. A. | N. A. | N. A. | J0147 | N. A. | N. A. | N. A. | SEMIFINISHED GOODS | N. A. | N. A. | N. A. | N. A. | N. A. | N. A. |  | N. A. | N. A. | N. A. | N. A. | N. A. | N. A. | N. A. | N. A. | N. A. | N. A. | 1 | SUB COMPONENTS | 0 | Added New Products as per e-mail from SSJ Dtd. 19APR2009 | N | SUB COMPONENTS |  | No | No | N. A. | N. A. | N. A. | N. A.
J0147.01.02 | J0147.01.02 | OUTER HOUSING FOR QC 'T' HANDLE, SOFT GRIP |  | J0147.01.02 | N. A. | N. A. | N. A. | N. A. | N. A. | N. A. | N. A. | N. A. | N. A. | N. A. | N. A. | PS/J0147.01.02 | N. A. | N. A. | N. A. | N. A. | N. A. | J0147 | N. A. | N. A. | N. A. | SEMIFINISHED GOODS | N. A. | N. A. | N. A. | N. A. | N. A. | N. A. |  | N. A. | N. A. | N. A. | N. A. | N. A. | N. A. | N. A. | N. A. | N. A. | N. A. | 1 | SUB COMPONENTS | 0 | Added New Products as per e-mail from SSJ Dtd. 19APR2009 | N | SUB COMPONENTS |  | No | No | N. A. | N. A. | N. A. | N. A.
J0147.01.03 | J0147.01.03 | SHAFT FOR QC 'T' HANDLE, SOFT GRIP |  | J0147.01.03 | N. A. | N. A. | N. A. | N. A. | N. A. | N. A. | N. A. | N. A. | N. A. | N. A. | N. A. | PS/J0147.01.03 | N. A. | N. A. | N. A. | N. A. | N. A. | J0147 | N. A. | N. A. | N. A. | SEMIFINISHED GOODS | N. A. | N. A. | N. A. | N. A. | N. A. | N. A. |  | N. A. | N. A. | N. A. | N. A. | N. A. | N. A. | N. A. | N. A. | N. A. | N. A. | 1 | SUB COMPONENTS | 0 | Added New Products as per e-mail from SSJ Dtd. 19APR2009 | N | SUB COMPONENTS |  | No | No | N. A. | N. A. | N. A. | N. A.
#N/A | J0147.02.01 | BODY FOR QC T HANDLE SOFT GRIP, HUDSON TYPE |  | J0147.02.01 | N. A. | N. A. | N. A. | N. A. | N. A. | N. A. | N. A. | N. A. | N. A. | N. A. | N. A. | PS/J0147.02.01 | N. A. | N. A. | N. A. | N. A. | N. A. | J0147.02 | TF-IN | IU/5 | N. A. | SEMIFINISHED GOODS | N. A. | N. A. | N. A. | N. A. | N. A. | N. A. |  | N. A. | N. A. | N. A. | N. A. | N. A. | N. A. | N. A. | N. A. | N. A. | N. A. | 1 | SUB COMPONENTS | 0 | Changed Description as discussed with SSJ on 31JAN2010 | N | SUB COMPONENTS |  | No | No | N. A. | N. A. | N. A. | N. A.
#N/A | J0147.02.02 | OUTER HOUSING FOR QC T HANDLE SOFT GRIP, HUDSON TYPE |  | J0147.02.02 | N. A. | N. A. | N. A. | N. A. | N. A. | N. A. | N. A. | N. A. | N. A. | N. A. | N. A. | PS/J0147.02.02 | N. A. | N. A. | N. A. | N. A. | N. A. | J0147.02 | TF-IN | IU/5 | N. A. | SEMIFINISHED GOODS | N. A. | N. A. | N. A. | N. A. | N. A. | N. A. |  | N. A. | N. A. | N. A. | N. A. | N. A. | N. A. | N. A. | N. A. | N. A. | N. A. | 1 | SUB COMPONENTS | 0 | Changed Description as discussed with SSJ on 31JAN2010 | N | SUB COMPONENTS |  | No | No | N. A. | N. A. | N. A. | N. A.
#N/A | J0147.02.03 | SHAFT FOR QC T HANDLE SOFT GRIP, HUDSON TYPE |  | J0147.02.03 | N. A. | N. A. | N. A. | N. A. | N. A. | N. A. | N. A. | N. A. | N. A. | N. A. | N. A. | PS/J0147.02.03 | N. A. | N. A. | N. A. | N. A. | N. A. | J0147.02 | TF-IN | IU/5 | N. A. | SEMIFINISHED GOODS | N. A. | N. A. | N. A. | N. A. | N. A. | N. A. |  | N. A. | N. A. | N. A. | N. A. | N. A. | N. A. | N. A. | N. A. | N. A. | N. A. | 1 | SUB COMPONENTS | 0 | Changed Description as discussed with SSJ on 31JAN2010 | N | SUB COMPONENTS |  | No | No | N. A. | N. A. | N. A. | N. A.
J0147.03 | J0147.03.01 | Q. C. 'T' HANDLE SOFT GRIP, HUDSON TYPE, SMALL, SILICON OVERMOULDED HANDLE (SEAT MACHINING) |  | J0147.03.01 | 00 | 2011-08-07 | N. A. | N. A. | N. A. | N. A. | N. A. | N. A. | N. A. | N. A. | N. A. | PS/J0147.03.01 | N. A. | N. A. | N. A. | N. A. | N. A. | J0147.03 | TF-IN | IU/5 | N. A. | SEMIFINISHED GOODS | N. A. | N. A. | N. A. | N. A. | N. A. | N. A. |  | N. A. | N. A. | N. A. | N. A. | N. A. | N. A. | N. A. | N. A. | N. A. | N. A. | 1 | SUB COMPONENTS | 0 | CHANGED DESCRIPTION AS REQUESTED BY DESIGN DEPARTMENT ON 25AUG2011 | N | SUB COMPONENTS |  | No | No | N. A. | N. A. | N. A. | N. A.
J0147.03 | J0147.03.02 | Q. C. 'T' HANDLE SOFT GRIP, HUDSON TYPE, SMALL, CAP |  | J0147.03.02 | N. A. | N. A. | N. A. | N. A. | N. A. | N. A. | N. A. | N. A. | N. A. | N. A. | N. A. | PS/J0147.03.02 | N. A. | N. A. | N. A. | N. A. | N. A. | J0147.03 | N. A. | N. A. | N. A. | SEMIFINISHED GOODS | N. A. | N. A. | N. A. | N. A. | N. A. | N. A. |  | N. A. | N. A. | N. A. | N. A. | N. A. | N. A. | N. A. | N. A. | N. A. | N. A. | 1 | SUB COMPONENTS | 0 | CHANGED DESCRIPTION AS REQUESTED BY DESIGN DEPARTMENT ON 25AUG2011 | N | SUB COMPONENTS |  | No | No | N. A. | N. A. | N. A. | N. A.
J0147.03 | J0147.03.03 | Q. C. 'T' HANDLE SOFT GRIP, HUDSON TYPE, SMALL, SHAFT ASSEMBLY |  | J0147.03.03 | 01 | 2013-04-12 | N. A. | N. A. | N. A. | N. A. | N. A. | N. A. | N. A. | N. A. | N. A. | PS/J0147.03.03 | N. A. | N. A. | N. A. | N. A. | N. A. | J0147.03 | N. A. | N. A. | N. A. | SEMIFINISHED GOODS | N. A. | N. A. | N. A. | N. A. | N. A. | N. A. |  | N. A. | N. A. | N. A. | N. A. | N. A. | N. A. | N. A. | N. A. | N. A. | N. A. | 1 | SUB COMPONENTS | 0 | CHANGED DESCRIPTION AS REQUESTED BY DESIGN DEPARTMENT ON 25AUG2011 | N | SUB COMPONENTS |  | No | No | N. A. | N. A. | N. A. | N. A.
J0147.03 | J0147.03.03.01 | Q. C. 'T' HANDLE SOFT GRIP, HUDSON TYPE, SMALL, SHAFT |  | J0147.03.03.01 | 01 | 2013-04-12 | N. A. | N. A. | N. A. | N. A. | N. A. | N. A. | N. A. | N. A. | N. A. | PS/J0147.03.03.01 | N. A. | N. A. | N. A. | N. A. | N. A. | J0147.03 | N. A. | N. A. | N. A. | SEMIFINISHED GOODS | N. A. | N. A. | N. A. | N. A. | N. A. | N. A. |  | N. A. | N. A. | N. A. | N. A. | N. A. | N. A. | N. A. | N. A. | N. A. | N. A. | 1 | SUB COMPONENTS | 0 | ADDED NEW PRODUCT AS REQUESTED BY DESIGN DEPARTMENT ON 25AUG2011 | N | SUB COMPONENTS |  | No | No | N. A. | N. A. | N. A. | N. A.
J0147.03 | J0147.03.04 | Q. C. 'T' HANDLE SOFT GRIP, HUDSON TYPE, SMALL, DOWEL PIN Ø3.0 X 24.5MM, MATERIAL: S.S. 304, Ø3.0 +0.0/-0.02, LENGTH 24.5MM |  | J0147.03.04 | N. A. | N. A. | N. A. | N. A. | N. A. | N. A. | N. A. | N. A. | N. A. | N. A. | N. A. | PS/J0147.03.04 | N. A. | N. A. | N. A. | N. A. | N. A. | J0147.03 | N. A. | N. A. | N. A. | SEMIFINISHED GOODS | N. A. | N. A. | N. A. | N. A. | N. A. | N. A. |  | N. A. | N. A. | N. A. | N. A. | N. A. | N. A. | N. A. | N. A. | N. A. | N. A. | 1 | SUB COMPONENTS | 0 | ADDED NEW PRODUCT AS REQUESTED BY DESIGN DEPARTMENT ON 25AUG2011 | N | SUB COMPONENTS |  | No | No | N. A. | N. A. | N. A. | N. A.
J0147.04 | J0147.04.01 | Q. C. STRAIGHT HANDLE SOFT GRIP, HUDSON TYPE, SHAFT ASSEMBLY |  | J0147.04.01 | N. A. | N. A. | N. A. | N. A. | N. A. | N. A. | N. A. | N. A. | N. A. | N. A. | N. A. | PS/J0147.04.01 | N. A. | N. A. | N. A. | N. A. | N. A. | J0147.04 | N. A. | N. A. | N. A. | SEMIFINISHED GOODS | N. A. | N. A. | N. A. | N. A. | N. A. | N. A. |  | N. A. | N. A. | N. A. | N. A. | N. A. | N. A. | N. A. | N. A. | N. A. | N. A. | 1 | SUB COMPONENTS | 0 | ADDED NEW PRODUCT AS REQUESTED BY DESIGN DEPARTMENT ON 25AUG2011 | N | SUB COMPONENTS |  | No | No | N. A. | N. A. | N. A. | N. A.
J0147.04 | J0147.04.01.01 | Q. C. STRAIGHT HANDLE SOFT GRIP, HUDSON TYPE, SHAFT |  | J0147.04.01.01 | N. A. | N. A. | N. A. | N. A. | N. A. | N. A. | N. A. | N. A. | N. A. | N. A. | N. A. | PS/J0147.04.01.01 | N. A. | N. A. | N. A. | N. A. | N. A. | J0147.04 | N. A. | N. A. | N. A. | SEMIFINISHED GOODS | N. A. | N. A. | N. A. | N. A. | N. A. | N. A. |  | N. A. | N. A. | N. A. | N. A. | N. A. | N. A. | N. A. | N. A. | N. A. | N. A. | 1 | SUB COMPONENTS | 0 | ADDED NEW PRODUCT AS REQUESTED BY DESIGN DEPARTMENT ON 25AUG2011 | N | SUB COMPONENTS |  | No | No | N. A. | N. A. | N. A. | N. A.
J0147.04 | J0147.04.02 | Q. C. STRAIGHT HANDLE SOFT GRIP, HUDSON TYPE, HANDLE |  | J0147.04.02 | N. A. | N. A. | N. A. | N. A. | N. A. | N. A. | N. A. | N. A. | N. A. | N. A. | N. A. | PS/J0147.04.02 | N. A. | N. A. | N. A. | N. A. | N. A. | J0147.04 | N. A. | N. A. | N. A. | SEMIFINISHED GOODS | N. A. | N. A. | N. A. | N. A. | N. A. | N. A. |  | N. A. | N. A. | N. A. | N. A. | N. A. | N. A. | N. A. | N. A. | N. A. | N. A. | 1 | SUB COMPONENTS | 0 | ADDED NEW PRODUCT AS REQUESTED BY DESIGN DEPARTMENT ON 25AUG2011 | N | SUB COMPONENTS |  | No | No | N. A. | N. A. | N. A. | N. A.
J0147.04 | J0147.04.03 | Q. C. STRAIGHT HANDLE SOFT GRIP, HUDSON TYPE, DOWEL PIN DIA 3.0 X 18.0 MATERIAL- S.S. 304, Ø3.0 +0.0/-0.02, LENGTH 18.0 MM |  | J0147.04.03 | N. A. | N. A. | N. A. | N. A. | N. A. | N. A. | N. A. | N. A. | N. A. | N. A. | N. A. | PS/J0147.04.03 | N. A. | N. A. | N. A. | N. A. | N. A. | J0147.04 | N. A. | N. A. | N. A. | SEMIFINISHED GOODS | N. A. | N. A. | N. A. | N. A. | N. A. | N. A. |  | N. A. | N. A. | N. A. | N. A. | N. A. | N. A. | N. A. | N. A. | N. A. | N. A. | 1 | SUB COMPONENTS | 0 | ADDED NEW PRODUCT AS REQUESTED BY DESIGN DEPARTMENT ON 25AUG2011 | N | SUB COMPONENTS |  | No | No | N. A. | N. A. | N. A. | N. A.
J0149.00.01 | J0149.00.01 | MAIN BODY FOR STARTER AWL |  | J0149.00.01 | 08 | 2014-11-21 | N. A. | N. A. | N. A. | N. A. | N. A. | N. A. | N. A. | N. A. | N. A. | PS/J0149.00.01 | 02 | 2013-11-14 | N. A. | N. A. | N. A. | J0149 | N. A. | N. A. | N. A. | SEMIFINISHED GOODS | N. A. | N. A. | N. A. | N. A. | N. A. | N. A. |  | N. A. | N. A. | N. A. | N. A. | N. A. | N. A. | N. A. | N. A. | N. A. | N. A. | 1 | SUB COMPONENTS | 0 | Changed Description as discussed with SSJ on 31JAN2010 | N | SUB COMPONENTS |  | No | No | N. A. | N. A. | N. A. | N. A.
J0151.01.01 | J0151.01.01 | SCREWDRIVER BIT FOR INNER SCREW INSERTER 3.5 MM A/F, ONELOCK 6 MM SYSTEM (WITH HANDLE) |  | J0151.01.01 | 04 | 2012-02-09 | N. A. | N. A. | N. A. | QPR/J0151.01.01 | N. A. | N. A. | N. A. | N. A. | N. A. | PS/J0151.01.01 | 02 | 2014-01-21 | N. A. | N. A. | N. A. | J0151.01.01 | TF-IN | IU/5 | N. A. | SEMIFINISHED GOODS | N. A. | N. A. | N. A. | N. A. | N. A. | N. A. |  | N. A. | N. A. | N. A. | N. A. | N. A. | N. A. | N. A. | N. A. | N. A. | N. A. | 1 | SUB COMPONENTS | 0 | Added new code as requested by Design Department (SSJ) on 28MAR2010 | N | SUB COMPONENTS |  | No | No | N. A. | N. A. | N. A. | N. A.
J0151.01.02 | J0151.01.02 | HANDLE FOR INNER SCREW INSERTER 3.5 MM A/F, ONELOCK 6 MM SYSTEM (WITH HANDLE) |  | J0151.01.02 | 02 | 2020-09-01 | N. A. | N. A. | N. A. | N. A. | N. A. | N. A. | N. A. | N. A. | N. A. | PS/J0151.01.02 | 01 | 2014-01-21 | 2022-11-22 | 2019-11-22 | N. A. | J0151.01.02 | TF-IN | IU/5 | N. A. | SEMIFINISHED GOODS | N. A. | N. A. | N. A. | N. A. | N. A. | N. A. |  | N. A. | N. A. | N. A. | N. A. | N. A. | N. A. | N. A. | N. A. | N. A. | N. A. | 1 | SUB COMPONENTS | 0 | Added new code as requested by Design Department (SSJ) on 28MAR2010 | N | SUB COMPONENTS |  | No | No | N. A. | N. A. | N. A. | N. A.
J0151.01.03 | J0151.01.03 | DOWEL PIN FOR INNER SCREW INSERTER 3.5 MM A/F, ONELOCK 6 MM SYSTEM (WITH HANDLE) |  | J0151.01.03 | N. A. | N. A. | N. A. | N. A. | N. A. | N. A. | N. A. | N. A. | N. A. | N. A. | N. A. | PS/J0151.01.03 | N. A. | N. A. | N. A. | N. A. | N. A. | J0151.01.03 | TF-IN | IU/5 | N. A. | SEMIFINISHED GOODS | N. A. | N. A. | N. A. | N. A. | N. A. | N. A. |  | N. A. | N. A. | N. A. | N. A. | N. A. | N. A. | N. A. | N. A. | N. A. | N. A. | 1 | SUB COMPONENTS | 0 | ADDED NEW CODE NO AS PER EMAIL FROM PRATIK DTD 11OCT2019 ON 13OCT2019 | N | SUB COMPONENTS |  | No | No | N. A. | N. A. | N. A. | N. A.
J0152.01.01 | J0152.01.01 | QUICK COUPLING END |  | J0152.01.01 | 03 | 2011-06-22 | N. A. | N. A. | N. A. | N. A. | N. A. | N. A. | N. A. | N. A. | N. A. | PS/J0152.01.01 | N. A. | N. A. | N. A. | N. A. | N. A. | J0152.01.01 | TF-IN | IU/5 | N. A. | SEMIFINISHED GOODS | N. A. | N. A. | N. A. | N. A. | N. A. | N. A. |  | N. A. | N. A. | N. A. | N. A. | N. A. | N. A. | N. A. | N. A. | N. A. | N. A. | 1 | SUB COMPONENTS | 0 | Changed Description as discussed with SSJ on 31JAN2010 | N | SUB COMPONENTS |  | No | No | N. A. | N. A. | N. A. | N. A.
J0154.02.01 | J0154.02.01 | SHANK FOR QUICK COUPLING HANDLE FOR PLIF / TLIF CURETTES |  | J0154.02.01 | N. A. | N. A. | N. A. | N. A. | N. A. | N. A. | N. A. | N. A. | N. A. | N. A. | N. A. | PS/J0154.02.01 | N. A. | N. A. | N. A. | N. A. | N. A. | J0154.02.01 | TF-IN | IU/5 | N. A. | SEMIFINISHED GOODS | N. A. | N. A. | N. A. | N. A. | N. A. | N. A. |  | N. A. | N. A. | N. A. | N. A. | N. A. | N. A. | N. A. | N. A. | N. A. | N. A. | 1 | SUB COMPONENTS | 0 | Added New product on 10OCT2010 to match SL/1 | N | SUB COMPONENTS |  | No | No | N. A. | N. A. | N. A. | N. A.
J0154.02.02 | J0154.02.02 | SLEEVE FOR QUICK COUPLING HANDLE FOR PLIF / TLIF CURETTES |  | J0154.02.02 | N. A. | N. A. | N. A. | N. A. | N. A. | N. A. | N. A. | N. A. | N. A. | N. A. | N. A. | PS/J0154.02.02 | N. A. | N. A. | N. A. | N. A. | N. A. | J0154.02.02 | TF-IN | IU/5 | N. A. | SEMIFINISHED GOODS | N. A. | N. A. | N. A. | N. A. | N. A. | N. A. |  | N. A. | N. A. | N. A. | N. A. | N. A. | N. A. | N. A. | N. A. | N. A. | N. A. | 1 | SUB COMPONENTS | 0 | Added New product on 10OCT2010 to match SL/1 | N | SUB COMPONENTS |  | No | No | N. A. | N. A. | N. A. | N. A.
J0154.02.03 | J0154.02.03 | CAP FOR QUICK COUPLING HANDLE FOR PLIF / TLIF CURETTES |  | J0154.02.03 | N. A. | N. A. | N. A. | N. A. | N. A. | N. A. | N. A. | N. A. | N. A. | N. A. | N. A. | PS/J0154.02.03 | N. A. | N. A. | N. A. | N. A. | N. A. | J0154.02.03 | TF-IN | IU/5 | N. A. | SEMIFINISHED GOODS | N. A. | N. A. | N. A. | N. A. | N. A. | N. A. |  | N. A. | N. A. | N. A. | N. A. | N. A. | N. A. | N. A. | N. A. | N. A. | N. A. | 1 | SUB COMPONENTS | 0 | Added New product on 10OCT2010 to match SL/1 | N | SUB COMPONENTS |  | No | No | N. A. | N. A. | N. A. | N. A.
J0154.02.04 | J0154.02.04 | SPRING FOR QUICK COUPLING HANDLE FOR PLIF / TLIF CURETTES |  | J0154.02.04 | N. A. | N. A. | N. A. | N. A. | N. A. | N. A. | N. A. | N. A. | N. A. | N. A. | N. A. | PS/J0154.02.04 | N. A. | N. A. | N. A. | N. A. | N. A. | J0154.02.04 | TF-IN | IU/5 | N. A. | SEMIFINISHED GOODS | N. A. | N. A. | N. A. | N. A. | N. A. | N. A. |  | N. A. | N. A. | N. A. | N. A. | N. A. | N. A. | N. A. | N. A. | N. A. | N. A. | 1 | SUB COMPONENTS | 0 | Added New product on 10OCT2010 to match SL/1 | N | SUB COMPONENTS |  | No | No | N. A. | N. A. | N. A. | N. A.
J0154.0403 | J0154.0403.01 | STRAIGHT HANDLE, SOFT GRIP, OVAL |  | J0154.0403.01 | 01 | 2012-07-25 | N. A. | N. A. | N. A. | N. A. | N. A. | N. A. | N. A. | N. A. | N. A. | PS/J0154.0403.01 | N. A. | N. A. | N. A. | N. A. | N. A. | J0154.0403 | TF-IN | IU/5 | N. A. | SEMIFINISHED GOODS | N. A. | N. A. | N. A. | N. A. | N. A. | N. A. |  | N. A. | N. A. | N. A. | N. A. | N. A. | N. A. | N. A. | N. A. | N. A. | N. A. | 1 | SUB COMPONENTS | 0 | Added New product on 10OCT2010 to match SL/1 | N | SUB COMPONENTS |  | No | No | N. A. | N. A. | N. A. | N. A.
J0154.0403 | J0154.0403.01.01 | STRAIGHT HANDLE, SOFT GRIP, OVAL, SS INSERT |  | J0154.0403.01.01 | N. A. | N. A. | N. A. | N. A. | N. A. | N. A. | N. A. | N. A. | N. A. | N. A. | N. A. | PS/J0154.0403.01.01 | N. A. | N. A. | N. A. | N. A. | N. A. | J0154.0403 | TF-IN | IU/5 | N. A. | SEMIFINISHED GOODS | N. A. | N. A. | N. A. | N. A. | N. A. | N. A. |  | N. A. | N. A. | N. A. | N. A. | N. A. | N. A. | N. A. | N. A. | N. A. | N. A. | 1 | SUB COMPONENTS | 0 | Added New product on 10OCT2010 to match SL/1 | N | SUB COMPONENTS |  | No | No | N. A. | N. A. | N. A. | N. A.
J0154.0403 | J0154.0403.01.01.01 | TLIF RASP, ANGLED 8MM X 20MM, SHAFT BLANK TURNED |  | J0154.0403.01.01.01 | N. A. | N. A. | N. A. | N. A. | N. A. | N. A. | N. A. | N. A. | N. A. | N. A. | N. A. | PS/J0154.0403.01.01.01 | N. A. | N. A. | N. A. | N. A. | N. A. | J0154.0403 | TF-IN | IU/5 | N. A. | SEMIFINISHED GOODS | N. A. | N. A. | N. A. | N. A. | N. A. | N. A. |  | N. A. | N. A. | N. A. | N. A. | N. A. | N. A. | N. A. | N. A. | N. A. | N. A. | 1 | SUB COMPONENTS | 0 | Added New Product to Match the SL/1 on 09MAY2014 | N | SUB COMPONENTS |  | No | No | N. A. | N. A. | N. A. | N. A.
#N/A | J0154.0403.02 | TLIF RASP ANGLED 8MM X 20MM, SHAFT |  | J0154.0403.02 | N. A. | N. A. | N. A. | N. A. | N. A. | N. A. | N. A. | N. A. | N. A. | N. A. | N. A. | PS/J0154.0403.02 | N. A. | N. A. | N. A. | N. A. | N. A. | J0154.0403 | TF-IN | IU/5 | N. A. | SEMIFINISHED GOODS | N. A. | N. A. | N. A. | N. A. | N. A. | N. A. |  | N. A. | N. A. | N. A. | N. A. | N. A. | N. A. | N. A. | N. A. | N. A. | N. A. | 1 | SUB COMPONENTS | 0 | Added New product on 10OCT2010 to match SL/1 | N | SUB COMPONENTS |  | No | No | N. A. | N. A. | N. A. | N. A.
#N/A | J0154.0403.02.01 | TLIF RASP ANGLED 8MM X 20MM, SHAFT,BLANK |  | J0154.0403.02.01 | N. A. | N. A. | N. A. | N. A. | N. A. | N. A. | N. A. | N. A. | N. A. | N. A. | N. A. | PS/J0154.0403.02.01 | N. A. | N. A. | N. A. | N. A. | N. A. | J0154.0403 | TF-IN | IU/5 | N. A. | SEMIFINISHED GOODS | N. A. | N. A. | N. A. | N. A. | N. A. | N. A. |  | N. A. | N. A. | N. A. | N. A. | N. A. | N. A. | N. A. | N. A. | N. A. | N. A. | 1 | SUB COMPONENTS | 0 | Added New product on 10OCT2010 to match SL/1 | N | SUB COMPONENTS |  | No | No | N. A. | N. A. | N. A. | N. A.
#N/A | J0154.0403.02.01.01 | TLIF RASP ANGLED 8MM X 20MM, SHAFT, BLANK, FOR TURNING OPERATION |  | J0154.0403.02.01.01 | N. A. | N. A. | N. A. | N. A. | N. A. | N. A. | N. A. | N. A. | N. A. | N. A. | N. A. | PS/J0154.0403.02.01.01 | N. A. | N. A. | N. A. | N. A. | N. A. | J0154.0403 | TF-IN | IU/5 | N. A. | SEMIFINISHED GOODS | N. A. | N. A. | N. A. | N. A. | N. A. | N. A. |  | N. A. | N. A. | N. A. | N. A. | N. A. | N. A. | N. A. | N. A. | N. A. | N. A. | 1 | SUB COMPONENTS | 0 | Added New product on 10OCT2010 to match SL/1 | N | SUB COMPONENTS |  | No | No | N. A. | N. A. | N. A. | N. A.
J0154.0404 | J0154.0404.01 | TLIF RASP, STRAIGHT, 8MM X 20MM, SHAFT |  | J0154.0404.01 | 00 | 2011-12-15 | N. A. | N. A. | N. A. | N. A. | N. A. | N. A. | N. A. | N. A. | N. A. | PS/J0154.0404.01 | N. A. | N. A. | N. A. | N. A. | N. A. | J0154.0404 | TF-IN | IU/5 | N. A. | SEMIFINISHED GOODS | N. A. | N. A. | N. A. | N. A. | N. A. | N. A. |  | N. A. | N. A. | N. A. | N. A. | N. A. | N. A. | N. A. | N. A. | N. A. | N. A. | 1 | SUB COMPONENTS | 0 | Added new product as discussed with RS on 01MAR2012 | N | SUB COMPONENTS |  | No | No | N. A. | N. A. | N. A. | N. A.
J0154.0404 | J0154.0404.01.01 | TLIF RASP, STRAIGHT, 8MM X 20MM, SHAFT TURNED |  | J0154.0404.01.01 | N. A. | N. A. | N. A. | N. A. | N. A. | N. A. | N. A. | N. A. | N. A. | N. A. | N. A. | PS/J0154.0404.01.01 | N. A. | N. A. | N. A. | N. A. | N. A. | J0154.0404 | TF-IN | IU/5 | N. A. | SEMIFINISHED GOODS | N. A. | N. A. | N. A. | N. A. | N. A. | N. A. |  | N. A. | N. A. | N. A. | N. A. | N. A. | N. A. | N. A. | N. A. | N. A. | N. A. | 1 | SUB COMPONENTS | 0 | Added new product as discussed with RS on 01MAR2012 | N | SUB COMPONENTS |  | No | No | N. A. | N. A. | N. A. | N. A.
J0154.0503 | J0154.0503.01 | PUSHER TLIF, SHAFT |  | J0154.0503.01 | N. A. | N. A. | N. A. | N. A. | N. A. | N. A. | N. A. | N. A. | N. A. | N. A. | N. A. | PS/J0154.0503.01 | N. A. | N. A. | N. A. | N. A. | N. A. | J0154.0503 | TF-IN | IU/5 | N. A. | SEMIFINISHED GOODS | N. A. | N. A. | N. A. | N. A. | N. A. | N. A. |  | N. A. | N. A. | N. A. | N. A. | N. A. | N. A. | N. A. | N. A. | N. A. | N. A. | 1 | SUB COMPONENTS | 0 | Added New product on 10OCT2010 to match SL/1 | N | SUB COMPONENTS |  | No | No | N. A. | N. A. | N. A. | N. A.
J0154.0503 | J0154.0503.01.01 | PUSHER TLIF, SHAFT, TURNED |  | J0154.0503.01.01 | N. A. | N. A. | N. A. | N. A. | N. A. | N. A. | N. A. | N. A. | N. A. | N. A. | N. A. | PS/J0154.0503.01.01 | N. A. | N. A. | N. A. | N. A. | N. A. | J0154.0503 | TF-IN | IU/5 | N. A. | SEMIFINISHED GOODS | N. A. | N. A. | N. A. | N. A. | N. A. | N. A. |  | N. A. | N. A. | N. A. | N. A. | N. A. | N. A. | N. A. | N. A. | N. A. | N. A. | 1 | SUB COMPONENTS | 0 | Added New product on 10OCT2010 to match SL/1 | N | SUB COMPONENTS |  | No | No | N. A. | N. A. | N. A. | N. A.
J0154.0503 | J0154.0503.02 | PUSHER TLIF, TIP |  | J0154.0503.02 | 01 | 2013-02-01 | N. A. | N. A. | N. A. | N. A. | N. A. | N. A. | N. A. | N. A. | N. A. | PS/J0154.0503.02 | N. A. | N. A. | N. A. | N. A. | N. A. | J0154.0503 | TF-IN | IU/5 | N. A. | SEMIFINISHED GOODS | N. A. | N. A. | N. A. | N. A. | N. A. | N. A. |  | N. A. | N. A. | N. A. | N. A. | N. A. | N. A. | N. A. | N. A. | N. A. | N. A. | 1 | SUB COMPONENTS | 0 | Added New product on 10OCT2010 to match SL/1 | N | SUB COMPONENTS |  | No | No | N. A. | N. A. | N. A. | N. A.
J0154.0503 | J0154.0503.03 | DOWEL PIN 2.0MM |  | J0154.0503.03 | N. A. | N. A. | N. A. | N. A. | N. A. | N. A. | N. A. | N. A. | N. A. | N. A. | N. A. | PS/J0154.0503.03 | 00 | 2019-12-13 | N. A. | N. A. | N. A. | J0154.0503 | TF-IN | IU/5 | N. A. | SEMIFINISHED GOODS | N. A. | N. A. | N. A. | N. A. | N. A. | N. A. |  | N. A. | N. A. | N. A. | N. A. | N. A. | N. A. | N. A. | N. A. | N. A. | N. A. | 1 | SUB COMPONENTS | 0 | Added New product on 10OCT2010 to match SL/1 | N | SUB COMPONENTS |  | No | No | N. A. | N. A. | N. A. | N. A.
J0154.0504 | J0154.0504.01 | ANGLED PUSHER, TLIF, SHAFT |  | J0154.0504.01 | 01 | 2013-02-01 | N. A. | N. A. | N. A. | N. A. | N. A. | N. A. | N. A. | N. A. | N. A. | PS/J0154.0504.01 | 00 | 2019-12-13 | N. A. | N. A. | N. A. | J0154.0504 | TF-IN | IU/5 | N. A. | SEMIFINISHED GOODS | N. A. | N. A. | N. A. | N. A. | N. A. | N. A. |  | N. A. | N. A. | N. A. | N. A. | N. A. | N. A. | N. A. | N. A. | N. A. | N. A. | 1 | SUB COMPONENTS | 0 | Added new product to match SL/1 on 29JUN2012 | N | SUB COMPONENTS |  | No | No | N. A. | N. A. | N. A. | N. A.
J0154.0504 | J0154.0504.01.01 | ANGLED PUSHER, TLIF, SHAFT BLANK |  | J0154.0504.01.01 | N. A. | N. A. | N. A. | N. A. | N. A. | N. A. | N. A. | N. A. | N. A. | N. A. | N. A. | PS/J0154.0504.01.01 | N. A. | N. A. | N. A. | N. A. | N. A. | J0154.0504 | TF-IN | IU/5 | N. A. | SEMIFINISHED GOODS | N. A. | N. A. | N. A. | N. A. | N. A. | N. A. |  | N. A. | N. A. | N. A. | N. A. | N. A. | N. A. | N. A. | N. A. | N. A. | N. A. | 1 | SUB COMPONENTS | 0 | Added new product to match SL/1 on 29JUN2012 | N | SUB COMPONENTS |  | No | No | N. A. | N. A. | N. A. | N. A.
J0154.0504 | J0154.0504.01.01.01 | ANGLED PUSHER, TLIF, SHAFT BLANK, TURNED |  | J0154.0504.01.01.01 | N. A. | N. A. | N. A. | N. A. | N. A. | N. A. | N. A. | N. A. | N. A. | N. A. | N. A. | PS/J0154.0504.01.01.01 | 00 | 2019-12-13 | N. A. | N. A. | N. A. | J0154.0504 | TF-IN | IU/5 | N. A. | SEMIFINISHED GOODS | N. A. | N. A. | N. A. | N. A. | N. A. | N. A. |  | N. A. | N. A. | N. A. | N. A. | N. A. | N. A. | N. A. | N. A. | N. A. | N. A. | 1 | SUB COMPONENTS | 0 | Added new product to match SL/1 on 29JUN2012 | N | SUB COMPONENTS |  | No | No | N. A. | N. A. | N. A. | N. A.
J0154.0505 | J0154.0505.01 | INSERTER, TLIF CAGE, SHAFT |  | J0154.0505.01 | 02 | 2017-08-27 | N. A. | N. A. | N. A. | N. A. | N. A. | N. A. | N. A. | N. A. | N. A. | PS/J0154.0505.01 | N. A. | N. A. | N. A. | N. A. | N. A. | J0154.0505 | TF-IN | IU/5 | N. A. | SEMIFINISHED GOODS | N. A. | N. A. | N. A. | N. A. | N. A. | N. A. |  | N. A. | N. A. | N. A. | N. A. | N. A. | N. A. | N. A. | N. A. | N. A. | N. A. | 1 | SUB COMPONENTS | 0 | Added new product to match SL/1 on 29JUN2012 | N | SUB COMPONENTS |  | No | No | N. A. | N. A. | N. A. | N. A.
J0154.0505 | J0154.0505.01.01 | INSERTER, TLIF CAGE, SHAFT BLANK |  | J0154.0505.01.01 | 01 | 2012-08-25 | N. A. | N. A. | N. A. | N. A. | N. A. | N. A. | N. A. | N. A. | N. A. | PS/J0154.0505.01.01 | N. A. | N. A. | N. A. | N. A. | N. A. | J0154.0505 | TF-IN | IU/5 | N. A. | SEMIFINISHED GOODS | N. A. | N. A. | N. A. | N. A. | N. A. | N. A. |  | N. A. | N. A. | N. A. | N. A. | N. A. | N. A. | N. A. | N. A. | N. A. | N. A. | 1 | SUB COMPONENTS | 0 | Added new product to match SL/1 on 29JUN2012 | N | SUB COMPONENTS |  | No | No | N. A. | N. A. | N. A. | N. A.
J0154.0505 | J0154.0505.01.02 | INSERTER, TLIF CAGE, Q.C END |  | J0154.0505.01.02 | N. A. | N. A. | N. A. | N. A. | N. A. | N. A. | N. A. | N. A. | N. A. | N. A. | N. A. | PS/J0154.0505.01.02 | N. A. | N. A. | N. A. | N. A. | N. A. | J0154.0505 | TF-IN | IU/5 | N. A. | SEMIFINISHED GOODS | N. A. | N. A. | N. A. | N. A. | N. A. | N. A. |  | N. A. | N. A. | N. A. | N. A. | N. A. | N. A. | N. A. | N. A. | N. A. | N. A. | 1 | SUB COMPONENTS | 0 | Added new product to match SL/1 on 29JUN2012 | N | SUB COMPONENTS |  | No | No | N. A. | N. A. | N. A. | N. A.
J0154.0505 | J0154.0505.02 | INSERTER, TLIF CAGE, SLEEVE |  | J0154.0505.02 | 02 | 2012-09-10 | N. A. | N. A. | N. A. | N. A. | N. A. | N. A. | N. A. | N. A. | N. A. | PS/J0154.0505.02 | N. A. | N. A. | N. A. | N. A. | N. A. | J0154.0505 | TF-IN | IU/5 | N. A. | SEMIFINISHED GOODS | N. A. | N. A. | N. A. | N. A. | N. A. | N. A. |  | N. A. | N. A. | N. A. | N. A. | N. A. | N. A. | N. A. | N. A. | N. A. | N. A. | 1 | SUB COMPONENTS | 0 | Added new product to match SL/1 on 29JUN2012 | N | SUB COMPONENTS |  | No | No | N. A. | N. A. | N. A. | N. A.
J0154.0505 | J0154.0505.03 | INSERTER, TLIF CAGE, SILICON 'O' RING |  | J0154.0505.03 | 00 | 2017-07-28 | N. A. | N. A. | N. A. | QPR/J0154.0505.03 | N. A. | N. A. | N. A. | N. A. | N. A. | PS/J0154.0505.03 | N. A. | N. A. | N. A. | N. A. | N. A. | J0154.0505 | TF-IN | IU/5 | N. A. | SEMIFINISHED GOODS | N. A. | N. A. | N. A. | N. A. | N. A. | N. A. |  | N. A. | N. A. | N. A. | N. A. | N. A. | N. A. | N. A. | N. A. | N. A. | N. A. | 1 | SUB COMPONENTS |  | Added new code number as requested by Design Department on 07SEP2012 | N | SUB COMPONENTS |  | No | No | N. A. | N. A. | N. A. | N. A.
J0154.0506 | J0154.0506.01 | INSERTER, ZETA BULLET CAGE, SHAFT AND HUDSON END ASSEMBLY |  | J0154.0506.01 | N. A. | N. A. | N. A. | N. A. | N. A. | N. A. | N. A. | N. A. | N. A. | N. A. | N. A. | PS/J0154.0506.01 | N. A. | N. A. | N. A. | N. A. | N. A. | J0154.0506 | TF-IN | IU/5 | N. A. | SEMIFINISHED GOODS | N. A. | N. A. | N. A. | N. A. | N. A. | N. A. |  | N. A. | N. A. | N. A. | N. A. | N. A. | N. A. | N. A. | N. A. | N. A. | N. A. | 1 | SUB COMPONENTS | 0 | Added new product to match SL/1 on 18MAY2012 | N | SUB COMPONENTS |  | No | No | N. A. | N. A. | N. A. | N. A.
J0154.0506 | J0154.0506.01.01 | INSERTER, ZETA BULLET CAGE, SHAFT AND HUDSON END ASSEMBLY, SHAFT |  | J0154.0506.01.01 | N. A. | N. A. | N. A. | N. A. | N. A. | N. A. | N. A. | N. A. | N. A. | N. A. | N. A. | PS/J0154.0506.01.01 | N. A. | N. A. | N. A. | N. A. | N. A. | J0154.0506 | TF-IN | IU/5 | N. A. | SEMIFINISHED GOODS | N. A. | N. A. | N. A. | N. A. | N. A. | N. A. |  | N. A. | N. A. | N. A. | N. A. | N. A. | N. A. | N. A. | N. A. | N. A. | N. A. | 1 | SUB COMPONENTS | 0 | Added new product to match SL/1 on 18MAY2012 | N | SUB COMPONENTS |  | No | No | N. A. | N. A. | N. A. | N. A.
J0154.0506 | J0154.0506.01.02 | INSERTER, ZETA BULLET CAGE, SHAFT AND HUDSON END ASSEMBLY, QC END |  | J0154.0506.01.02 | N. A. | N. A. | N. A. | N. A. | N. A. | N. A. | N. A. | N. A. | N. A. | N. A. | N. A. | PS/J0154.0506.01.02 | N. A. | N. A. | N. A. | N. A. | N. A. | J0154.0506 | TF-IN | IU/5 | N. A. | SEMIFINISHED GOODS | N. A. | N. A. | N. A. | N. A. | N. A. | N. A. |  | N. A. | N. A. | N. A. | N. A. | N. A. | N. A. | N. A. | N. A. | N. A. | N. A. | 1 | SUB COMPONENTS |  | Added new code number as per requirement from Design Development on 07SEP2012 | N | INSTRUMENTS |  | No | No | N. A. | N. A. | N. A. | N. A.
J0154.0506 | J0154.0506.02 | INSERTER, ZETA BULLET CAGE, SLEEVE |  | J0154.0506.02 | N. A. | N. A. | N. A. | N. A. | N. A. | N. A. | N. A. | N. A. | N. A. | N. A. | N. A. | PS/J0154.0506.02 | N. A. | N. A. | N. A. | N. A. | N. A. | J0154.0506 | TF-IN | IU/5 | N. A. | SEMIFINISHED GOODS | N. A. | N. A. | N. A. | N. A. | N. A. | N. A. |  | N. A. | N. A. | N. A. | N. A. | N. A. | N. A. | N. A. | N. A. | N. A. | N. A. | 1 | SUB COMPONENTS | 0 | Added new product to match SL/1 on 18MAY2012 | N | SUB COMPONENTS |  | No | No | N. A. | N. A. | N. A. | N. A.
J0154.0506 | J0154.0506.03 | INSERTER, ZETA BULLET CAGE. SILICON 'O' RING |  | J0154.0506.03 | N. A. | N. A. | N. A. | N. A. | N. A. | QPR/J0154.0506.03 | N. A. | N. A. | N. A. | N. A. | N. A. | PS/J0154.0506.03 | N. A. | N. A. | N. A. | N. A. | N. A. | J0154.0506 | TF-IN | IU/5 | N. A. | SEMIFINISHED GOODS | N. A. | N. A. | N. A. | N. A. | N. A. | N. A. |  | N. A. | N. A. | N. A. | N. A. | N. A. | N. A. | N. A. | N. A. | N. A. | N. A. | 1 | SUB COMPONENTS | 0 | Changed description as per requirement from Design Department on 07SEP2012 | N | SUB COMPONENTS |  | No | No | N. A. | N. A. | N. A. | N. A.
J0154.0506 | J0154.0506.04 | INSERTER, ZETA BULLET CAGE, CLOSING CAP |  | J0154.0506.04 | N. A. | N. A. | N. A. | N. A. | N. A. | N. A. | N. A. | N. A. | N. A. | N. A. | N. A. | PS/J0154.0506.04 | N. A. | N. A. | N. A. | N. A. | N. A. | J0154.0506 | TF-IN | IU/5 | N. A. | SEMIFINISHED GOODS | N. A. | N. A. | N. A. | N. A. | N. A. | N. A. |  | N. A. | N. A. | N. A. | N. A. | N. A. | N. A. | N. A. | N. A. | N. A. | N. A. | 1 | SUB COMPONENTS | 0 | Added New Product to Match the SL/1 on 09MAY2014 | N | SUB COMPONENTS |  | No | No | N. A. | N. A. | N. A. | N. A.
J0154.0605 | J0154.0605.01 | BONE PACKING TAMP, TLIF, HANDLE |  | J0154.0605.01 | 00 | 2011-06-25 | N. A. | N. A. | N. A. | N. A. | N. A. | N. A. | N. A. | N. A. | N. A. | PS/J0154.0605.01 | N. A. | N. A. | N. A. | N. A. | N. A. | J0154.0605 | TF-IN | IU/5 | N. A. | SEMIFINISHED GOODS | N. A. | N. A. | N. A. | N. A. | N. A. | N. A. |  | N. A. | N. A. | N. A. | N. A. | N. A. | N. A. | N. A. | N. A. | N. A. | N. A. | 1 | SUB COMPONENTS | 0 | Added New product on 10OCT2010 to match SL/1 | N | SUB COMPONENTS |  | No | No | N. A. | N. A. | N. A. | N. A.
J0154.0605 | J0154.0605.02 | BONE PACKING TAMP, TLIF, SHAFT |  | J0154.0605.02 | 00 | 2011-12-16 | N. A. | N. A. | N. A. | N. A. | N. A. | N. A. | N. A. | N. A. | N. A. | PS/J0154.0605.02 | N. A. | N. A. | N. A. | N. A. | N. A. | J0154.0605 | TF-IN | IU/5 | N. A. | SEMIFINISHED GOODS | N. A. | N. A. | N. A. | N. A. | N. A. | N. A. |  | N. A. | N. A. | N. A. | N. A. | N. A. | N. A. | N. A. | N. A. | N. A. | N. A. | 1 | SUB COMPONENTS | 0 | Added New product on 10OCT2010 to match SL/1 | N | SUB COMPONENTS |  | No | No | N. A. | N. A. | N. A. | N. A.
J0154.0605 | J0154.0605.03 | BONE PACKING TAMP, TLIF, DOWEL PIN DIA 2.0 X LENGTH 10.5MM |  | J0154.0605.03 | N. A. | N. A. | N. A. | N. A. | N. A. | N. A. | N. A. | N. A. | N. A. | N. A. | N. A. | PS/J0154.0605.03 | N. A. | N. A. | N. A. | N. A. | N. A. | J0154.0605 | TF-IN | IU/5 | N. A. | SEMIFINISHED GOODS | N. A. | N. A. | N. A. | N. A. | N. A. | N. A. |  | N. A. | N. A. | N. A. | N. A. | N. A. | N. A. | N. A. | N. A. | N. A. | N. A. | 1 | SUB COMPONENTS | 0 | Changed Description as discussed with RS on 01MAR2012 | N | SUB COMPONENTS |  | No | No | N. A. | N. A. | N. A. | N. A.
J0154.0701 | J0154.0701.01 | BONE GRAFT FUNNEL, TLIF, PIPE |  | J0154.0701.01 | 01 | 2012-05-20 | N. A. | N. A. | N. A. | N. A. | N. A. | N. A. | N. A. | N. A. | N. A. | PS/J0154.0701.01 | N. A. | N. A. | N. A. | N. A. | N. A. | J0154.0701 | TF-IN | IU/5 | N. A. | SEMIFINISHED GOODS | N. A. | N. A. | N. A. | N. A. | N. A. | N. A. |  | N. A. | N. A. | N. A. | N. A. | N. A. | N. A. | N. A. | N. A. | N. A. | N. A. | 1 | SUB COMPONENTS | 0 | Changed Description to match with SL/1 on 04JAN2013 | N | SUB COMPONENTS |  | No | No | N. A. | N. A. | N. A. | N. A.
J0154.0701 | J0154.0701.02 | BONE GRAFT FUNNEL, TLIF, CAP |  | J0154.0701.02 | 01 | 2012-05-19 | N. A. | N. A. | N. A. | N. A. | N. A. | N. A. | N. A. | N. A. | N. A. | PS/J0154.0701.02 | N. A. | N. A. | N. A. | N. A. | N. A. | J0154.0701 | TF-IN | IU/5 | N. A. | SEMIFINISHED GOODS | N. A. | N. A. | N. A. | N. A. | N. A. | N. A. |  | N. A. | N. A. | N. A. | N. A. | N. A. | N. A. | N. A. | N. A. | N. A. | N. A. | 1 | SUB COMPONENTS | 0 | Changed Description to match with SL/1 on 04JAN2013 | N | SUB COMPONENTS |  | No | No | N. A. | N. A. | N. A. | N. A.
J0154.0702 | J0154.0702.01 | PLUNGER FOR BONE GRAFT FUNNEL, TLIF, SHAFT |  | J0154.0702.01 | 01 | 2012-05-19 | N. A. | N. A. | N. A. | N. A. | N. A. | N. A. | N. A. | N. A. | N. A. | PS/J0154.0702.01 | N. A. | N. A. | N. A. | N. A. | N. A. | J0154.0702 | TF-IN | IU/5 | N. A. | SEMIFINISHED GOODS | N. A. | N. A. | N. A. | N. A. | N. A. | N. A. |  | N. A. | N. A. | N. A. | N. A. | N. A. | N. A. | N. A. | N. A. | N. A. | N. A. | 1 | SUB COMPONENTS | 0 | Changed Description to match with SL/1 on 04JAN2013 | N | SUB COMPONENTS |  | No | No | N. A. | N. A. | N. A. | N. A.
J0154.0702 | J0154.0702.02 | PLUNGER FOR BONE GRAFT FUNNEL, TLIF, CAP |  | J0154.0702.02 | 01 | 2012-05-18 | N. A. | N. A. | N. A. | N. A. | N. A. | N. A. | N. A. | N. A. | N. A. | PS/J0154.0702.02 | N. A. | N. A. | N. A. | N. A. | N. A. | J0154.0702 | TF-IN | IU/5 | N. A. | SEMIFINISHED GOODS | N. A. | N. A. | N. A. | N. A. | N. A. | N. A. |  | N. A. | N. A. | N. A. | N. A. | N. A. | N. A. | N. A. | N. A. | N. A. | N. A. | 1 | SUB COMPONENTS | 0 | Changed Description to match with SL/1 on 04JAN2013 | N | SUB COMPONENTS |  | No | No | N. A. | N. A. | N. A. | N. A.
J0154.0703 | J0154.0703.01 | ANGLED RECTANGULAR RING CURETTE, TLIF, SHAFT |  | J0154.0703.01 | 00 | 2011-12-21 | N. A. | N. A. | N. A. | N. A. | N. A. | N. A. | N. A. | N. A. | N. A. | PS/J0154.0703.01 | N. A. | N. A. | N. A. | N. A. | N. A. | J0154.0703 | TF-IN | IU/5 | N. A. | SEMIFINISHED GOODS | N. A. | N. A. | N. A. | N. A. | N. A. | N. A. |  | N. A. | N. A. | N. A. | N. A. | N. A. | N. A. | N. A. | N. A. | N. A. | N. A. | 1 | SUB COMPONENTS | 0 | Changed Description to match with SL/1 on 04JAN2013 | N | SUB COMPONENTS |  | No | No | N. A. | N. A. | N. A. | N. A.
J0154.0703 | J0154.0703.01.01 | ANGLED RECTANGULAR RING CURETTE, TLIF, SHAFT, BLANK |  | J0154.0703.01.01 | N. A. | N. A. | N. A. | N. A. | N. A. | N. A. | N. A. | N. A. | N. A. | N. A. | N. A. | PS/J0154.0703.01.01 | N. A. | N. A. | N. A. | N. A. | N. A. | J0154.0703 | TF-IN | IU/5 | N. A. | SEMIFINISHED GOODS | N. A. | N. A. | N. A. | N. A. | N. A. | N. A. |  | N. A. | N. A. | N. A. | N. A. | N. A. | N. A. | N. A. | N. A. | N. A. | N. A. | 1 | SUB COMPONENTS | 0 | Changed Description to match with SL/1 on 04JAN2013 | N | SUB COMPONENTS |  | No | No | N. A. | N. A. | N. A. | N. A.
J0154.0703 | J0154.0703.01.01.01 | ANGLED RECTANGULAR RING CURETTE, TLIF, SHAFT BLANK, TURNED |  | J0154.0703.01.01.01 | N. A. | N. A. | N. A. | N. A. | N. A. | N. A. | N. A. | N. A. | N. A. | N. A. | N. A. | PS/J0154.0703.01.01.01 | N. A. | N. A. | N. A. | N. A. | N. A. | J0154.0703 | TF-IN | IU/5 | N. A. | SEMIFINISHED GOODS | N. A. | N. A. | N. A. | N. A. | N. A. | N. A. |  | N. A. | N. A. | N. A. | N. A. | N. A. | N. A. | N. A. | N. A. | N. A. | N. A. | 1 | SUB COMPONENTS | 0 | Added new products to match SL/1 on 26APR2011 | N | INSTRUMENTS |  | No | No | N. A. | N. A. | N. A. | N. A.
J0154.0704 | J0154.0704.01 | STRAIGHT RECTANGULAR RING CURETTE, TLIF, SHAFT |  | J0154.0704.01 | 00 | 2011-12-16 | N. A. | N. A. | N. A. | N. A. | N. A. | N. A. | N. A. | N. A. | N. A. | PS/J0154.0704.01 | N. A. | N. A. | N. A. | N. A. | N. A. | J0154.0704 | TF-IN | IU/5 | N. A. | SEMIFINISHED GOODS | N. A. | N. A. | N. A. | N. A. | N. A. | N. A. |  | N. A. | N. A. | N. A. | N. A. | N. A. | N. A. | N. A. | N. A. | N. A. | N. A. | 1 | SUB COMPONENTS | 0 | Added New Product to Match the SL/1 on 09MAY2014 | N | SUB COMPONENTS |  | No | No | N. A. | N. A. | N. A. | N. A.
J0154.0704 | J0154.0704.01.01 | STRAIGHT RECTANGULAR RING CURETTE, TLIF, SHAFT, BLANK, TURNED |  | J0154.0704.01.01 | 00 | 2011-12-16 | N. A. | N. A. | N. A. | N. A. | N. A. | N. A. | N. A. | N. A. | N. A. | PS/J0154.0704.01.01 | N. A. | N. A. | N. A. | N. A. | N. A. | J0154.0704 | TF-IN | IU/5 | N. A. | SEMIFINISHED GOODS | N. A. | N. A. | N. A. | N. A. | N. A. | N. A. |  | N. A. | N. A. | N. A. | N. A. | N. A. | N. A. | N. A. | N. A. | N. A. | N. A. | 1 | SUB COMPONENTS | 0 | Added New Product to Match the SL/1 on 09MAY2014 | N | SUB COMPONENTS |  | No | No | N. A. | N. A. | N. A. | N. A.
J0154.0800 | J0154.0800.00 | TRIAL IMPLANT, TLIF, SHAFT WITH HUDSON END |  | J0154.0800 | N. A. | N. A. | N. A. | N. A. | N. A. | N. A. | N. A. | N. A. | N. A. | N. A. | N. A. | PS/J0154.0800.00 | N. A. | N. A. | N. A. | N. A. | N. A. | J0154.0800 | TF-IN | IU/5 | N. A. | SEMIFINISHED GOODS | N. A. | N. A. | N. A. | N. A. | N. A. | N. A. |  | N. A. | N. A. | N. A. | N. A. | N. A. | N. A. | N. A. | N. A. | N. A. | N. A. | 1 | SUB COMPONENTS | 0 | Added New product on 10OCT2010 to match SL/1 | N | SUB COMPONENTS |  | No | No | N. A. | N. A. | N. A. | N. A.
J0154.0800 | J0154.0800.00.01 | TRIAL IMPLANT, TLIF, SHAFT WITIH HUDSON END, SHAFT BLANK |  | J0154.0800.00.01 | N. A. | N. A. | N. A. | N. A. | N. A. | N. A. | N. A. | N. A. | N. A. | N. A. | N. A. | PS/J0154.0800.00.01 | N. A. | N. A. | N. A. | N. A. | N. A. | J0154.0800 | TF-IN | IU/5 | N. A. | SEMIFINISHED GOODS | N. A. | N. A. | N. A. | N. A. | N. A. | N. A. |  | N. A. | N. A. | N. A. | N. A. | N. A. | N. A. | N. A. | N. A. | N. A. | N. A. | 1 | SUB COMPONENTS | 0 | Correction required in EnterpriseBiz P-master for Item Short Name, Item No. and Description Columns | N | SUB COMPONENTS |  | No | No | N. A. | N. A. | N. A. | N. A.
J0154.0800 | J0154.0800.00.02 | TRIAL IMPLANT, TLIF, QUICK COUPLING END |  | J0154.0800.00.02 | N. A. | N. A. | N. A. | N. A. | N. A. | N. A. | N. A. | N. A. | N. A. | N. A. | N. A. | PS/J0154.0800.00.02 | N. A. | N. A. | N. A. | N. A. | N. A. | J0154.0800 | TF-IN | IU/5 | N. A. | SEMIFINISHED GOODS | N. A. | N. A. | N. A. | N. A. | N. A. | N. A. |  | N. A. | N. A. | N. A. | N. A. | N. A. | N. A. | N. A. | N. A. | N. A. | N. A. | 1 | SUB COMPONENTS | 0 | Correction required in EnterpriseBiz P-master for Item Short Name, Item No. and Description Columns | N | SUB COMPONENTS |  | No | No | N. A. | N. A. | N. A. | N. A.
J0154.0800 | J0154.0807.01 | TRIAL IMPLANT, 7MM, TLIF, TIP |  | J0154.0807.01 | N. A. | N. A. | N. A. | N. A. | N. A. | N. A. | N. A. | N. A. | N. A. | N. A. | N. A. | PS/J0154.0800.01 | N. A. | N. A. | N. A. | N. A. | N. A. | J0154.0800 | TF-IN | IU/5 | N. A. | SEMIFINISHED GOODS | N. A. | N. A. | N. A. | N. A. | N. A. | N. A. |  | N. A. | N. A. | N. A. | N. A. | N. A. | N. A. | N. A. | N. A. | N. A. | N. A. | 1 | SUB COMPONENTS | 0 | Added New product on 10OCT2010 to match SL/1 | N | SUB COMPONENTS |  | No | No | N. A. | N. A. | N. A. | N. A.
J0154.0800 | J0154.0809.01 | TRIAL IMPLANT,9MM, TLIF, TIP |  | J0154.0809.01 | N. A. | N. A. | N. A. | N. A. | N. A. | N. A. | N. A. | N. A. | N. A. | N. A. | N. A. | PS/J0154.0800.01 | N. A. | N. A. | N. A. | N. A. | N. A. | J0154.0800 | TF-IN | IU/5 | N. A. | SEMIFINISHED GOODS | N. A. | N. A. | N. A. | N. A. | N. A. | N. A. |  | N. A. | N. A. | N. A. | N. A. | N. A. | N. A. | N. A. | N. A. | N. A. | N. A. | 1 | SUB COMPONENTS | 0 | Added New Product to Match the SL/1 on 09MAY2014 | N | SUB COMPONENTS |  | No | No | N. A. | N. A. | N. A. | N. A.
J0154.0800 | J0154.0810.01 | TRIAL IMPLANT, 10MM, TLIF, TIP |  | J0154.0810.01 | N. A. | N. A. | N. A. | N. A. | N. A. | N. A. | N. A. | N. A. | N. A. | N. A. | N. A. | PS/J0154.0800.01 | N. A. | N. A. | N. A. | N. A. | N. A. | J0154.0800 | TF-IN | IU/5 | N. A. | SEMIFINISHED GOODS | N. A. | N. A. | N. A. | N. A. | N. A. | N. A. |  | N. A. | N. A. | N. A. | N. A. | N. A. | N. A. | N. A. | N. A. | N. A. | N. A. | 1 | SUB COMPONENTS | 0 | Added new product as discussed with RS on 01MAR2012 | N | SUB COMPONENTS |  | No | No | N. A. | N. A. | N. A. | N. A.
J0154.0800 | J0154.0811.01 | TRIAL IMPLANT, 11MM, TLIF, TIP |  | J0154.0811.01 | N. A. | N. A. | N. A. | N. A. | N. A. | N. A. | N. A. | N. A. | N. A. | N. A. | N. A. | PS/J0154.0800.01 | N. A. | N. A. | N. A. | N. A. | N. A. | J0154.0800 | TF-IN | IU/5 | N. A. | SEMIFINISHED GOODS | N. A. | N. A. | N. A. | N. A. | N. A. | N. A. |  | N. A. | N. A. | N. A. | N. A. | N. A. | N. A. | N. A. | N. A. | N. A. | N. A. | 1 | SUB COMPONENTS | 0 | Added New product on 10OCT2010 to match SL/1 | N | SUB COMPONENTS |  | No | No | N. A. | N. A. | N. A. | N. A.
J0154.0800 | J0154.0813.01 | TRIAL IMPLANT, 13MM, TLIF, TIP |  | J0154.0813.01 | N. A. | N. A. | N. A. | N. A. | N. A. | N. A. | N. A. | N. A. | N. A. | N. A. | N. A. | PS/J0154.0800.01 | N. A. | N. A. | N. A. | N. A. | N. A. | J0154.0800 | TF-IN | IU/5 | N. A. | SEMIFINISHED GOODS | N. A. | N. A. | N. A. | N. A. | N. A. | N. A. |  | N. A. | N. A. | N. A. | N. A. | N. A. | N. A. | N. A. | N. A. | N. A. | N. A. | 1 | SUB COMPONENTS | 0 | Added New product on 10OCT2010 to match SL/1 | N | SUB COMPONENTS |  | No | No | N. A. | N. A. | N. A. | N. A.
J0154.0900 | J0154.0907.01 | TRIAL IMPLANT, 7MM, TLIF, SMALL, TIP |  | J0154.0907.01 | N. A. | N. A. | N. A. | N. A. | N. A. | N. A. | N. A. | N. A. | N. A. | N. A. | N. A. | PS/J0154.0900.01 | N. A. | N. A. | N. A. | N. A. | N. A. | J0154.0900 | TF-IN | IU/5 | N. A. | SEMIFINISHED GOODS | N. A. | N. A. | N. A. | N. A. | N. A. | N. A. |  | N. A. | N. A. | N. A. | N. A. | N. A. | N. A. | N. A. | N. A. | N. A. | N. A. | 1 | SUB COMPONENTS | 0 | Added New product on 10OCT2010 to match SL/1 | N | SUB COMPONENTS |  | No | No | N. A. | N. A. | N. A. | N. A.
J0154.0900 | J0154.0909.01 | TRIAL IMPLANT, 9MM, TLIF, SMALL, TIP |  | J0154.0907.01 | N. A. | N. A. | N. A. | N. A. | N. A. | N. A. | N. A. | N. A. | N. A. | N. A. | N. A. | PS/J0154.0900.01 | N. A. | N. A. | N. A. | N. A. | N. A. | J0154.0900 | TF-IN | IU/5 | N. A. | SEMIFINISHED GOODS | N. A. | N. A. | N. A. | N. A. | N. A. | N. A. |  | N. A. | N. A. | N. A. | N. A. | N. A. | N. A. | N. A. | N. A. | N. A. | N. A. | 1 | SUB COMPONENTS | 0 | Added New Product to Match the SL/1 on 09MAY2014 | N | SUB COMPONENTS |  | No | No | N. A. | N. A. | N. A. | N. A.
J0154.0900 | J0154.0910.01 | TRIAL IMPLANT, 10MM, TLIF, SMALL, TIP |  | J0154.0910.01 | N. A. | N. A. | N. A. | N. A. | N. A. | N. A. | N. A. | N. A. | N. A. | N. A. | N. A. | PS/J0154.0900.01 | N. A. | N. A. | N. A. | N. A. | N. A. | J0154.0900 | TF-IN | IU/5 | N. A. | SEMIFINISHED GOODS | N. A. | N. A. | N. A. | N. A. | N. A. | N. A. |  | N. A. | N. A. | N. A. | N. A. | N. A. | N. A. | N. A. | N. A. | N. A. | N. A. | 1 | SUB COMPONENTS | 0 | Added new product as discussed with RS on 01MAR2012 | N | SUB COMPONENTS |  | No | No | N. A. | N. A. | N. A. | N. A.
J0154.0900 | J0154.0911.01 | TRIAL IMPLANT, 11MM, TLIF, SMALL, TIP |  | J0154.0911.01 | N. A. | N. A. | N. A. | N. A. | N. A. | N. A. | N. A. | N. A. | N. A. | N. A. | N. A. | PS/J0154.0900.01 | N. A. | N. A. | N. A. | N. A. | N. A. | J0154.0900 | TF-IN | IU/5 | N. A. | SEMIFINISHED GOODS | N. A. | N. A. | N. A. | N. A. | N. A. | N. A. |  | N. A. | N. A. | N. A. | N. A. | N. A. | N. A. | N. A. | N. A. | N. A. | N. A. | 1 | SUB COMPONENTS | 0 | Added New product on 10OCT2010 to match SL/1 | N | SUB COMPONENTS |  | No | No | N. A. | N. A. | N. A. | N. A.
J0154.0900 | J0154.0913.01 | TRIAL IMPLANT, 13MM, TLIF, SMALL, TIP |  | J0154.0913.01 | N. A. | N. A. | N. A. | N. A. | N. A. | N. A. | N. A. | N. A. | N. A. | N. A. | N. A. | PS/J0154.0900.01 | N. A. | N. A. | N. A. | N. A. | N. A. | J0154.0900 | TF-IN | IU/5 | N. A. | SEMIFINISHED GOODS | N. A. | N. A. | N. A. | N. A. | N. A. | N. A. |  | N. A. | N. A. | N. A. | N. A. | N. A. | N. A. | N. A. | N. A. | N. A. | N. A. | 1 | SUB COMPONENTS | 0 | Added New product on 10OCT2010 to match SL/1 | N | SUB COMPONENTS |  | No | No | N. A. | N. A. | N. A. | N. A.
J0154.10 | J0154.10.01 | INSERTER, ZETA BULLET CAGE AR, SHAFT ASSEMBLY |  | J0154.10.01 | 00 | 2013-10-10 | N. A. | N. A. | N. A. | N. A. | N. A. | N. A. | N. A. | N. A. | N. A. | PS/J0154.10.01 | N. A. | N. A. | N. A. | N. A. | N. A. | J0154.10 | TF-IN | IU/5 | N. A. | SEMIFINISHED GOODS | N. A. | N. A. | N. A. | N. A. | N. A. | N. A. |  | N. A. | N. A. | N. A. | N. A. | N. A. | N. A. | N. A. | N. A. | N. A. | N. A. | 1 | SUB COMPONENTS | 0 | Added new code number as per requirement from Design Development on 15OCT2013 | N | SUB COMPONENTS |  | No | No | N. A. | N. A. | N. A. | N. A.
J0154.10 | J0154.10.01.01 | INSERTER, ZETA BULLET CAGE AR, SHAFT ASSEMBLY, SHAFT |  | J0154.10.01.01 | N. A. | N. A. | N. A. | N. A. | N. A. | N. A. | N. A. | N. A. | N. A. | N. A. | N. A. | PS/J0154.10.01.01 | N. A. | N. A. | N. A. | N. A. | N. A. | J0154.10 | TF-IN | IU/5 | N. A. | SEMIFINISHED GOODS | N. A. | N. A. | N. A. | N. A. | N. A. | N. A. |  | N. A. | N. A. | N. A. | N. A. | N. A. | N. A. | N. A. | N. A. | N. A. | N. A. | 1 | SUB COMPONENTS | 0 | Added new code number as per requirement from Design Development on 15OCT2013 | N | SUB COMPONENTS |  | No | No | N. A. | N. A. | N. A. | N. A.
J0154.10 | J0154.10.01.02 | INSERTER, ZETA BULLET CAGE AR, SHAFT ASSEMBLY, END CAP |  | J0154.10.01.02 | N. A. | N. A. | N. A. | N. A. | N. A. | N. A. | N. A. | N. A. | N. A. | N. A. | N. A. | PS/J0154.10.01.02 | N. A. | N. A. | N. A. | N. A. | N. A. | J0154.10 | TF-IN | IU/5 | N. A. | SEMIFINISHED GOODS | N. A. | N. A. | N. A. | N. A. | N. A. | N. A. |  | N. A. | N. A. | N. A. | N. A. | N. A. | N. A. | N. A. | N. A. | N. A. | N. A. | 1 | SUB COMPONENTS | 0 | Added new code number as per requirement from Design Development on 15OCT2013 | N | SUB COMPONENTS |  | No | No | N. A. | N. A. | N. A. | N. A.
J0154.10 | J0154.10.02 | INSERTER, ZETA BULLET CAGE AR, SLEEVE WITH LUG |  | J0154.10.02 | N. A. | N. A. | N. A. | N. A. | N. A. | N. A. | N. A. | N. A. | N. A. | N. A. | N. A. | PS/J0154.10.02 | N. A. | N. A. | N. A. | N. A. | N. A. | J0154.10 | TF-IN | IU/5 | N. A. | SEMIFINISHED GOODS | N. A. | N. A. | N. A. | N. A. | N. A. | N. A. |  | N. A. | N. A. | N. A. | N. A. | N. A. | N. A. | N. A. | N. A. | N. A. | N. A. | 1 | SUB COMPONENTS | 0 | Added new code number as per requirement from Design Development on 15OCT2013 | N | SUB COMPONENTS |  | No | No | N. A. | N. A. | N. A. | N. A.
J0154.10 | J0154.10.03 | INSERTER, ZETA BULLET CAGE AR, Q.C END |  | J0154.10.03 | N. A. | N. A. | N. A. | N. A. | N. A. | N. A. | N. A. | N. A. | N. A. | N. A. | N. A. | PS/J0154.10.03 | N. A. | N. A. | N. A. | N. A. | N. A. | J0154.10 | TF-IN | IU/5 | N. A. | SEMIFINISHED GOODS | N. A. | N. A. | N. A. | N. A. | N. A. | N. A. |  | N. A. | N. A. | N. A. | N. A. | N. A. | N. A. | N. A. | N. A. | N. A. | N. A. | 1 | SUB COMPONENTS | 0 | Added new code number as per requirement from Design Development on 15OCT2013 | N | SUB COMPONENTS |  | No | No | N. A. | N. A. | N. A. | N. A.
J0154.10 | J0154.10.04 | INSERTER, ZETA BULLET CAGE AR, CLOSING CAP |  | J0154.10.04 | N. A. | N. A. | N. A. | N. A. | N. A. | N. A. | N. A. | N. A. | N. A. | N. A. | N. A. | PS/J0154.10.04 | N. A. | N. A. | N. A. | N. A. | N. A. | J0154.10 | TF-IN | IU/5 | N. A. | SEMIFINISHED GOODS | N. A. | N. A. | N. A. | N. A. | N. A. | N. A. |  | N. A. | N. A. | N. A. | N. A. | N. A. | N. A. | N. A. | N. A. | N. A. | N. A. | 1 | SUB COMPONENTS | 0 | Added new code number as per requirement from Design Development on 15OCT2013 | N | SUB COMPONENTS |  | No | No | N. A. | N. A. | N. A. | N. A.
J0157.00.01 | J0157.00.01 | INSERT FOR PEDICLE PROBE (LENKE TYPE), LARGE |  | J0157.00.01 | 05 | 2016-11-27 | N. A. | N. A. | N. A. | N. A. | N. A. | N. A. | N. A. | N. A. | N. A. | PS/J0157.00.01 | 02 | 2014-05-15 | N. A. | N. A. | N. A. | J0157.00 | TF-IN | IU/5 | N. A. | SEMIFINISHED GOODS | N. A. | N. A. | N. A. | N. A. | N. A. | N. A. |  | N. A. | N. A. | N. A. | N. A. | N. A. | N. A. | N. A. | N. A. | N. A. | N. A. | 1 | SUB COMPONENTS | 0 | Added New product on 01OCT2010 to match SL/1 | N | SUB COMPONENTS |  | No | No | N. A. | N. A. | N. A. | N. A.
J0157.00.01 | J0157.00.01.01 | INSERT BLANK FOR PEDICLE PROBE (LENKE TYPE), LARGE |  | J0157.00.01.01 | 04 | 2016-11-27 | N. A. | N. A. | N. A. | N. A. | N. A. | N. A. | N. A. | N. A. | N. A. | PS/J0157.00.01.01 | 02 | 2014-05-15 | N. A. | N. A. | N. A. | J0157.00 | TF-IN | IU/5 | N. A. | SEMIFINISHED GOODS | N. A. | N. A. | N. A. | N. A. | N. A. | N. A. |  | N. A. | N. A. | N. A. | N. A. | N. A. | N. A. | N. A. | N. A. | N. A. | N. A. | 1 | SUB COMPONENTS | 0 | Added New product on 01OCT2010 to match SL/1 | N | SUB COMPONENTS |  | No | No | N. A. | N. A. | N. A. | N. A.
J0157.0101 | J0157.0101 | TEARDROP HANDLE SHAFT |  | J0157.0101 | 01 | 2014-01-22 | N. A. | N. A. | N. A. | N. A. | N. A. | N. A. | N. A. | N. A. | N. A. | PS/J0157.0101 | 00 | 2010-03-08 | N. A. | N. A. | N. A. | J0102 | TF-IN | IU/5 | N. A. | SEMIFINISHED GOODS | N. A. | N. A. | N. A. | N. A. | N. A. | N. A. |  | N. A. | N. A. | N. A. | N. A. | N. A. | N. A. | N. A. | N. A. | N. A. | N. A. | 1 | SUB COMPONENTS | 0 | Changed Description as discussed with SSJ on 31JAN2010 | N | INSTRUMENTS |  | No | No | N. A. | N. A. | N. A. | N. A.
#N/A | J0157.02 | INSERT FOR PEDICLE PROBE (LENKE TYPE) LUMBAR |  | J0157.02 | N. A. | N. A. | N. A. | N. A. | N. A. | N. A. | N. A. | N. A. | N. A. | N. A. | N. A. | PS/J0157.02 | 01 | 2010-07-28 | N. A. | N. A. | N. A. | J0102 | TF-IN | IU/5 | N. A. | SEMIFINISHED GOODS | N. A. | N. A. | N. A. | N. A. | N. A. | N. A. |  | N. A. | N. A. | N. A. | N. A. | N. A. | N. A. | N. A. | N. A. | N. A. | N. A. | 1 | SUB COMPONENTS | 0 | Changed Description as discussed with SSJ on 31JAN2010 | N | INSTRUMENTS |  | No | No | N. A. | N. A. | N. A. | N. A.
J0157.02.01 | J0157.02.01 | INSERT ( BLANK) FOR PEDICLE PROBE (LENKE TYPE) LUMBAR |  | J0157.02.01 | N. A. | N. A. | N. A. | N. A. | N. A. | N. A. | N. A. | N. A. | N. A. | N. A. | N. A. | PS/J0157.02.01 | N. A. | N. A. | N. A. | N. A. | N. A. | J0157 | N. A. | N. A. | N. A. | SEMIFINISHED GOODS | N. A. | N. A. | N. A. | N. A. | N. A. | N. A. |  | N. A. | N. A. | N. A. | N. A. | N. A. | N. A. | N. A. | N. A. | N. A. | N. A. | 1 | SUB COMPONENTS | 0 | Changed Description as discussed with SSJ on 31JAN2010 | N | SUB COMPONENTS |  | No | No | N. A. | N. A. | N. A. | N. A.
J0158.00 | J0158.00.01 | INSERTER FOR PEDICLE PROBE (LENKE TYPE), SMALL |  | J0158.00.01 | 05 | 2016-11-27 | N. A. | N. A. | N. A. | QPF/J0102 | N. A. | N. A. | N. A. | N. A. | N. A. | PS/J0158.00.01 | 01 | 2010-07-28 | N. A. | N. A. | N. A. | J0102 | TF-IN | IU/5 | N. A. | SEMIFINISHED GOODS | N. A. | N. A. | N. A. | N. A. | N. A. | N. A. |  | N. A. | N. A. | N. A. | N. A. | N. A. | N. A. | N. A. | N. A. | N. A. | N. A. | 1 | SUB COMPONENTS | 0 | Added New product on 01OCT2010 to match SL/1 | N | SUB COMPONENTS |  | No | No | N. A. | N. A. | N. A. | N. A.
J0158.00 | J0158.00.01.01 | INSERTER BLANK FOR PEDICLE PROBE (LENKE TYPE), SMALL |  | J0158.00.01.01 | 04 | 2016-11-27 | N. A. | N. A. | N. A. | QPF/J0102 | N. A. | N. A. | N. A. | N. A. | N. A. | PS/J0158.00.01.01 | 01 | 2010-07-28 | N. A. | N. A. | N. A. | J0102 | TF-IN | IU/5 | N. A. | SEMIFINISHED GOODS | N. A. | N. A. | N. A. | N. A. | N. A. | N. A. |  | N. A. | N. A. | N. A. | N. A. | N. A. | N. A. | N. A. | N. A. | N. A. | N. A. | 1 | SUB COMPONENTS | 0 | Added New product on 01OCT2010 to match SL/1 | N | SUB COMPONENTS |  | No | No | N. A. | N. A. | N. A. | N. A.
J0158.01 | J0158.01 | INSERT FOR PEDICLE PROBE (LENKE TYPE) THORACIC |  | J0158.01 | N. A. | N. A. | N. A. | N. A. | N. A. | N. A. | N. A. | N. A. | N. A. | N. A. | N. A. | PS/J0158.01 | N. A. | N. A. | N. A. | N. A. | N. A. | J0102 | TF-IN | IU/5 | N. A. | SEMIFINISHED GOODS | N. A. | N. A. | N. A. | N. A. | N. A. | N. A. |  | N. A. | N. A. | N. A. | N. A. | N. A. | N. A. | N. A. | N. A. | N. A. | N. A. | 1 | SUB COMPONENTS | 0 | Changed Description as discussed with SSJ on 31JAN2010 | N | INSTRUMENTS |  | No | No | N. A. | N. A. | N. A. | N. A.
J0158.01.01 | J0158.01.01 | INSERT ( BLANK) FOR PEDICLE PROBE (LENKE TYPE) THORACIC |  | J0158.01.01 | N. A. | N. A. | N. A. | N. A. | N. A. | N. A. | N. A. | N. A. | N. A. | N. A. | N. A. | PS/J0158.01.01 | N. A. | N. A. | N. A. | N. A. | N. A. | J0158 | N. A. | N. A. | N. A. | SEMIFINISHED GOODS | N. A. | N. A. | N. A. | N. A. | N. A. | N. A. |  | N. A. | N. A. | N. A. | N. A. | N. A. | N. A. | N. A. | N. A. | N. A. | N. A. | 1 | SUB COMPONENTS | 0 | Changed Description as discussed with SSJ on 31JAN2010 | N | SUB COMPONENTS |  | No | No | N. A. | N. A. | N. A. | N. A.
J0159.00 | J0159.00.01 | INSERT FOR PEDICLE PROBE (LENKE TYPE), STRAIGHT |  | J0159.00.01 | N. A. | N. A. | N. A. | N. A. | N. A. | N. A. | N. A. | N. A. | N. A. | N. A. | N. A. | PS/J0159.00.01 | N. A. | N. A. | N. A. | N. A. | N. A. | J0159 | TF-IN | IU/5 | N. A. | SEMIFINISHED GOODS | N. A. | N. A. | N. A. | N. A. | N. A. | N. A. |  | N. A. | N. A. | N. A. | N. A. | N. A. | N. A. | N. A. | N. A. | N. A. | N. A. | 1 | SUB COMPONENTS | 0 | CORRECTED SHORT DESCRIPTION TO MATCH DESCRIPTION COLUMN ON 26APR2012 | N | INSTRUMENTS |  | No | No | N. A. | N. A. | N. A. | N. A.
J0159.00 | J0159.00.01.01 | INSERT (BLANK) FOR PEDICLE PROBE (LENKE TYPE), STRAIGHT |  | J0159.00.01.01 | N. A. | N. A. | N. A. | N. A. | N. A. | N. A. | N. A. | N. A. | N. A. | N. A. | N. A. | PS/J0159.00.01.01 | N. A. | N. A. | N. A. | N. A. | N. A. | J0159 | TF-IN | IU/5 | N. A. | SEMIFINISHED GOODS | N. A. | N. A. | N. A. | N. A. | N. A. | N. A. |  | N. A. | N. A. | N. A. | N. A. | N. A. | N. A. | N. A. | N. A. | N. A. | N. A. | 1 | SUB COMPONENTS | 0 | CORRECTED SHORT DESCRIPTION TO MATCH DESCRIPTION COLUMN ON 26APR2012 | N | SUB COMPONENTS |  | No | No | N. A. | N. A. | N. A. | N. A.
J0160 | J0160.08.01 | ZETA BULLET CAGE TRIAL, THICKNESS 8.0MM, TIP |  | J0160.08.01 | 00 | 2012-03-24 | N. A. | N. A. | N. A. | N. A. | N. A. | N. A. | N. A. | N. A. | N. A. | PS/J0160.08.01 | N. A. | N. A. | N. A. | N. A. | N. A. | J0160 | TF-IN | IU/5 | N. A. | SEMIFINISHED GOODS | N. A. | N. A. | N. A. | N. A. | N. A. | N. A. |  | N. A. | N. A. | N. A. | N. A. | N. A. | N. A. | N. A. | N. A. | N. A. | N. A. | 1 | SUB COMPONENTS | 0 | Added new product as requested by Design Development Department on 20MAR2012 | N | SUB COMPONENTS |  | No | No | N. A. | N. A. | N. A. | N. A.
J0160 | J0160.08.02 | ZETA BULLET CAGE TRIAL, SHAFT WITH HUDSON END |  | J0160.08.02 | N. A. | N. A. | N. A. | N. A. | N. A. | N. A. | N. A. | N. A. | N. A. | N. A. | N. A. | PS/J0160.08.02 | N. A. | N. A. | N. A. | N. A. | N. A. | J0160 | TF-IN | IU/5 | N. A. | SEMIFINISHED GOODS | N. A. | N. A. | N. A. | N. A. | N. A. | N. A. |  | N. A. | N. A. | N. A. | N. A. | N. A. | N. A. | N. A. | N. A. | N. A. | N. A. | 1 | SUB COMPONENTS | 0 | Changed Description as per master received from RS | N | SUB COMPONENTS |  | No | No | N. A. | N. A. | N. A. | N. A.
J0160 | J0160.08.02.01 | ZETA BULLET CAGE TRIAL, SHAFT WITH HUDSON END, SHAFT BLANK |  | J0160.08.02.01 | N. A. | N. A. | N. A. | N. A. | N. A. | N. A. | N. A. | N. A. | N. A. | N. A. | N. A. | PS/J0160.08.02.01 | N. A. | N. A. | N. A. | N. A. | N. A. | J0160 | TF-IN | IU/5 | N. A. | SEMIFINISHED GOODS | N. A. | N. A. | N. A. | N. A. | N. A. | N. A. |  | N. A. | N. A. | N. A. | N. A. | N. A. | N. A. | N. A. | N. A. | N. A. | N. A. | 1 | SUB COMPONENTS | 0 | Changed Description as per master received from RS | N | SUB COMPONENTS |  | No | No | N. A. | N. A. | N. A. | N. A.
J0160 | J0160.08.02.02 | ZETA BULLET CAGE TRIAL, SHAFT WITH HUDSON END, HUDSON END |  | J0160.08.02.02 | N. A. | N. A. | N. A. | N. A. | N. A. | N. A. | N. A. | N. A. | N. A. | N. A. | N. A. | PS/J0160.08.02.02 | N. A. | N. A. | N. A. | N. A. | N. A. | J0160 | TF-IN | IU/5 | N. A. | SEMIFINISHED GOODS | N. A. | N. A. | N. A. | N. A. | N. A. | N. A. |  | N. A. | N. A. | N. A. | N. A. | N. A. | N. A. | N. A. | N. A. | N. A. | N. A. | 1 | SUB COMPONENTS | 0 | Changed Description as per master received from RS | N | SUB COMPONENTS |  | No | No | N. A. | N. A. | N. A. | N. A.
J0160 | J0160.0822.01 | ZETA BULLET CAGE TRIAL, THICKNESS 8.0MM, LENGTH 22MM, TIP |  | J0160.0822.01 | N. A. | N. A. | N. A. | N. A. | N. A. | N. A. | N. A. | N. A. | N. A. | N. A. | N. A. | PS/J0160.08.01 | N. A. | N. A. | N. A. | N. A. | N. A. | J0160 | TF-IN | IU/5 | N. A. | SEMIFINISHED GOODS | N. A. | N. A. | N. A. | N. A. | N. A. | N. A. |  | N. A. | N. A. | N. A. | N. A. | N. A. | N. A. | N. A. | N. A. | N. A. | N. A. | 1 | SUB COMPONENTS | 0 | Added new code number as per requirement from Design Development on 03AUG2013 | N | SUB COMPONENTS |  | No | No | N. A. | N. A. | N. A. | N. A.
J0160 | J0160.0826.01 | ZETA BULLET CAGE TRIAL, THICKNESS 8.0MM, LENGTH 26MM, TIP |  | J0160.0826.01 | N. A. | N. A. | N. A. | N. A. | N. A. | N. A. | N. A. | N. A. | N. A. | N. A. | N. A. | PS/J0160.08.01 | N. A. | N. A. | N. A. | N. A. | N. A. | J0160 | TF-IN | IU/5 | N. A. | SEMIFINISHED GOODS | N. A. | N. A. | N. A. | N. A. | N. A. | N. A. |  | N. A. | N. A. | N. A. | N. A. | N. A. | N. A. | N. A. | N. A. | N. A. | N. A. | 1 | SUB COMPONENTS | 0 | Added new code number as per requirement from Design Development on 03AUG2013 | N | SUB COMPONENTS |  | No | No | N. A. | N. A. | N. A. | N. A.
J0160 | J0160.10.01 | ZETA BULLET CAGE TRIAL, THICKNESS 10.0MM, TIP |  | J0160.10.01 | N. A. | N. A. | N. A. | N. A. | N. A. | N. A. | N. A. | N. A. | N. A. | N. A. | N. A. | PS/J0160 | N. A. | N. A. | N. A. | N. A. | N. A. | J0160 | TF-IN | IU/5 | N. A. | SEMIFINISHED GOODS | N. A. | N. A. | N. A. | N. A. | N. A. | N. A. |  | N. A. | N. A. | N. A. | N. A. | N. A. | N. A. | N. A. | N. A. | N. A. | N. A. | 1 | SUB COMPONENTS | 0 | Added new product as requested by Design Development Department on 20MAR2012 | N | SUB COMPONENTS |  | No | No | N. A. | N. A. | N. A. | N. A.
J0160 | J0160.1022.01 | ZETA BULLET CAGE TRIAL, THICKNESS 10.0MM, LENGTH 22MM, TIP |  | J0160.0822.01 | N. A. | N. A. | N. A. | N. A. | N. A. | N. A. | N. A. | N. A. | N. A. | N. A. | N. A. | PS/J0160.08.01 | N. A. | N. A. | N. A. | N. A. | N. A. | J0160 | TF-IN | IU/5 | N. A. | SEMIFINISHED GOODS | N. A. | N. A. | N. A. | N. A. | N. A. | N. A. |  | N. A. | N. A. | N. A. | N. A. | N. A. | N. A. | N. A. | N. A. | N. A. | N. A. | 1 | SUB COMPONENTS | 0 | Added new code number as per requirement from Design Development on 03AUG2013 | N | SUB COMPONENTS |  | No | No | N. A. | N. A. | N. A. | N. A.
J0160 | J0160.1026.01 | ZETA BULLET CAGE TRIAL, THICKNESS 10.0MM, LENGTH 26MM, TIP |  | J0160.0826.01 | N. A. | N. A. | N. A. | N. A. | N. A. | N. A. | N. A. | N. A. | N. A. | N. A. | N. A. | PS/J0160.08.01 | N. A. | N. A. | N. A. | N. A. | N. A. | J0160 | TF-IN | IU/5 | N. A. | SEMIFINISHED GOODS | N. A. | N. A. | N. A. | N. A. | N. A. | N. A. |  | N. A. | N. A. | N. A. | N. A. | N. A. | N. A. | N. A. | N. A. | N. A. | N. A. | 1 | SUB COMPONENTS | 0 | Added new code number as per requirement from Design Development on 03AUG2013 | N | SUB COMPONENTS |  | No | No | N. A. | N. A. | N. A. | N. A.
J0160 | J0160.12.01 | ZETA BULLET CAGE TRIAL, THICKNESS 12.0MM, TIP |  | J0160.12.01 | N. A. | N. A. | N. A. | N. A. | N. A. | N. A. | N. A. | N. A. | N. A. | N. A. | N. A. | PS/J0160 | N. A. | N. A. | N. A. | N. A. | N. A. | J0160 | TF-IN | IU/5 | N. A. | SEMIFINISHED GOODS | N. A. | N. A. | N. A. | N. A. | N. A. | N. A. |  | N. A. | N. A. | N. A. | N. A. | N. A. | N. A. | N. A. | N. A. | N. A. | N. A. | 1 | SUB COMPONENTS | 0 | Added new product as requested by Design Development Department on 20MAR2012 | N | SUB COMPONENTS |  | No | No | N. A. | N. A. | N. A. | N. A.
J0160 | J0160.1222.01 | ZETA BULLET CAGE TRIAL, THICKNESS 12.0MM, LENGTH 22MM, TIP |  | J0160.0822.01 | N. A. | N. A. | N. A. | N. A. | N. A. | N. A. | N. A. | N. A. | N. A. | N. A. | N. A. | PS/J0160.08.01 | N. A. | N. A. | N. A. | N. A. | N. A. | J0160 | TF-IN | IU/5 | N. A. | SEMIFINISHED GOODS | N. A. | N. A. | N. A. | N. A. | N. A. | N. A. |  | N. A. | N. A. | N. A. | N. A. | N. A. | N. A. | N. A. | N. A. | N. A. | N. A. | 1 | SUB COMPONENTS | 0 | Added new code number as per requirement from Design Development on 03AUG2013 | N | SUB COMPONENTS |  | No | No | N. A. | N. A. | N. A. | N. A.
J0160 | J0160.1226.01 | ZETA BULLET CAGE TRIAL, THICKNESS 12.0MM, LENGTH 26MM, TIP |  | J0160.0826.01 | N. A. | N. A. | N. A. | N. A. | N. A. | N. A. | N. A. | N. A. | N. A. | N. A. | N. A. | PS/J0160.08.01 | N. A. | N. A. | N. A. | N. A. | N. A. | J0160 | TF-IN | IU/5 | N. A. | SEMIFINISHED GOODS | N. A. | N. A. | N. A. | N. A. | N. A. | N. A. |  | N. A. | N. A. | N. A. | N. A. | N. A. | N. A. | N. A. | N. A. | N. A. | N. A. | 1 | SUB COMPONENTS | 0 | Added new code number as per requirement from Design Development on 03AUG2013 | N | SUB COMPONENTS |  | No | No | N. A. | N. A. | N. A. | N. A.
D0509.00 | D0509.00 | CENTERING SLEEVE FOR WRENCH , S`RUT |  | D0509.00 | N. A. | N. A. | N. A. | N. A. | N. A. | QPF/D0509.00 | N. A. | N. A. | N. A. | N. A. | N. A. | PS/D0509.00 | N. A. | N. A. | N. A. | N. A. | N. A. | D0509.00 | TF-IN | IU/5 | Class A | FINISHED GOODS | SUSHRUT™ | CENTERING SLEEVE FOR WRENCH |  | 17 | No | Yes |  | No | N. A. | No | N. A. | No | Yes | No | No | M. L.: MFG/MD/2022/63252 |  | 1 | SUSHRUT PRODUCTS\INTERNATIONAL INSTRUMENTS\CHS/DCS INSTRUMENTS | 0.07 | VL number changed to ML number | N | Sleeves and its attachment |  | No | No | Yes | No | Yes | N. A.
D1209.00 | D1209.00 | CENTERING SLEEVE FOR WRENCH, ADLER |  | D1209.00 | 00 | 2013-11-20 | N. A. | N. A. | N. A. | QPF/D1209.00 | 01 | 2017-03-23 | N. A. | N. A. | N. A. | PS/D1209.00 | N. A. | N. A. | N. A. | N. A. | N. A. | D1209.00 | TF-IN | IU/5 | Class A | FINISHED GOODS | ADLER™ | CENTERING SLEEVE FOR WRENCH |  | 17 | No | Yes |  | No | N. A. | No | N. A. | No | Yes | No | No | M. L.: MFG/MD/2022/63252 |  | 1 | ADLER PRODUCTS\ADLER GERMAN INSTRUMENTS\DHS / DCS SET | 0 | VL number changed to ML number | N | Sleeves and its attachment |  | No | No | Yes | No | Yes | N. A.
D0507.00 | D0507.00 | CENTERING SLEEVE FOR TAP , S`RUT |  | D0507.00 | N. A. | N. A. | N. A. | N. A. | N. A. | QPF/D0507.00 | N. A. | N. A. | N. A. | N. A. | N. A. | PS/D0507.00 | N. A. | N. A. | N. A. | N. A. | N. A. | D0507.00 | TF-IN | IU/5 | Class A | FINISHED GOODS | SUSHRUT™ | CENTERING SLEEVE FOR TAP |  | 17 | No | Yes |  | No | N. A. | No | N. A. | No | Yes | No | No | M. L.: MFG/MD/2022/63252 |  | 1 | SUSHRUT PRODUCTS\INTERNATIONAL INSTRUMENTS\CHS/DCS INSTRUMENTS | 0.04 | VL number changed to ML number | N | Sleeves and its attachment |  | No | No | Yes | No | Yes | N. A.
D1207.00 | D1207.00 | CENTERING SLEEVE FOR TAP, ADLER |  | D1207.00 | 00 | 41598 | N. A. | N. A. | N. A. | QPF/D1207.00 | 01 | 2017-03-23 | N. A. | N. A. | N. A. | PS/D1207.00 | N. A. | N. A. | N. A. | N. A. | N. A. | D1207.00 | TF-IN | IU/5 | Class A | FINISHED GOODS | ADLER™ | CENTERING SLEEVE FOR TAP |  | 17 | No | Yes |  | No | N. A. | No | N. A. | No | Yes | No | No | M. L.: MFG/MD/2022/63252 |  | 1 | ADLER PRODUCTS\ADLER GERMAN INSTRUMENTS\DHS / DCS SET | 0 | VL number changed to ML number | N | Sleeves and its attachment |  | No | No | Yes | No | Yes | N. A.
J0161.00 | J0161.00.01 | OUTER TUBE ASSEMBLY |  | J0161.00.01 | 00 | N. A. | N. A. | N. A. | N. A. | N. A. | N. A. | N. A. | N. A. | N. A. | N. A. | PS/J0161.00.01 | 00 | #N/A | #N/A | #N/A | #N/A | J0161.00 | TF-IN | IU/5 | Class A | SEMIFINISHED GOODS | N. A. | N. A. |  | N. A. | N. A. | N. A. |  | N. A. | N. A. | N. A. | N. A. | N. A. | N. A. | N. A. | N. A. | N. A. | N. A. | N. A. | N. A. | N. A. | Added on 10NOV2022 | N | Spinal Instrument |  | No | No | N. A. | N. A. | N. A. | N. A.
J0161.00 | J0161.00.01.01 | OUTER TUBE ASSEMBLY, OUTER TUBE |  | J0161.00.01.01 | 00 | N. A. | N. A. | N. A. | N. A. | N. A. | N. A. | N. A. | N. A. | N. A. | N. A. | PS/J0161.00.01.01 | 00 | #N/A | #N/A | #N/A | #N/A | J0161.00 | TF-IN | IU/5 | Class A | SEMIFINISHED GOODS | N. A. | N. A. |  | N. A. | N. A. | N. A. |  | N. A. | N. A. | N. A. | N. A. | N. A. | N. A. | N. A. | N. A. | N. A. | N. A. | N. A. | N. A. | N. A. | Added on 10NOV2022 | N | Spinal Instrument |  | No | No | N. A. | N. A. | N. A. | N. A.
J0161.00 | J0161.00.01.02 | OUTER TUBE ASSEMBLY, LOCKING PLATE |  | J0161.00.01.02 | 00 | N. A. | N. A. | N. A. | N. A. | N. A. | N. A. | N. A. | N. A. | N. A. | N. A. | PS/J0161.00.01.02 | 00 | #N/A | #N/A | #N/A | #N/A | J0161.00 | TF-IN | IU/5 | Class A | SEMIFINISHED GOODS | N. A. | N. A. |  | N. A. | N. A. | N. A. |  | N. A. | N. A. | N. A. | N. A. | N. A. | N. A. | N. A. | N. A. | N. A. | N. A. | N. A. | N. A. | N. A. | Added on 10NOV2022 | N | Spinal Instrument |  | No | No | N. A. | N. A. | N. A. | N. A.
J0161.00 | J0161.00.02 | INNER TUBE ASSEMBLY (3D) |  | J0161.00.02 | 00 | N. A. | N. A. | N. A. | N. A. | N. A. | N. A. | N. A. | N. A. | N. A. | N. A. | PS/J0161.00.02 | 00 | #N/A | #N/A | #N/A | #N/A | J0161.00 | TF-IN | IU/5 | Class A | SEMIFINISHED GOODS | N. A. | N. A. |  | N. A. | N. A. | N. A. |  | N. A. | N. A. | N. A. | N. A. | N. A. | N. A. | N. A. | N. A. | N. A. | N. A. | N. A. | N. A. | N. A. | Modified on 03JAN24 | N | Spinal Instrument |  | No | No | N. A. | N. A. | N. A. | N. A.
J0161.00 | J0161.00.02.01 | INNER TUBE SUB ASSEMBLY (3D) |  | J0161.00.02.01 | 00 | N. A. | N. A. | N. A. | N. A. | N. A. | N. A. | N. A. | N. A. | N. A. | N. A. | PS/J0161.00.02.01 | 00 | #N/A | #N/A | #N/A | #N/A | J0161.00 | TF-IN | IU/5 | Class A | SEMIFINISHED GOODS | N. A. | N. A. |  | N. A. | N. A. | N. A. |  | N. A. | N. A. | N. A. | N. A. | N. A. | N. A. | N. A. | N. A. | N. A. | N. A. | N. A. | N. A. | N. A. | Modified on 03JAN24 | N | Spinal Instrument |  | No | No | N. A. | N. A. | N. A. | N. A.
J0161.00 | J0161.00.02.01.01 | INNER TUBE SUB ASSEMBLY, INNER TUBE |  | J0161.00.02.01.01 | 00 | N. A. | N. A. | N. A. | N. A. | N. A. | N. A. | N. A. | N. A. | N. A. | N. A. | PS/J0161.00.02.01.01 | 00 | #N/A | #N/A | #N/A | #N/A | J0161.00 | TF-IN | IU/5 | Class A | SEMIFINISHED GOODS | N. A. | N. A. |  | N. A. | N. A. | N. A. |  | N. A. | N. A. | N. A. | N. A. | N. A. | N. A. | N. A. | N. A. | N. A. | N. A. | N. A. | N. A. | N. A. | Added on 10NOV2022 | N | Spinal Instrument |  | No | No | N. A. | N. A. | N. A. | N. A.
J0161.00 | J0161.00.02.01.02 | INNER TUBE SUB ASSEMBLY, STOPPER |  | J0161.00.02.01.02 | 00 | N. A. | N. A. | N. A. | N. A. | N. A. | N. A. | N. A. | N. A. | N. A. | N. A. | PS/J0161.00.02.01.02 | 00 | #N/A | #N/A | #N/A | #N/A | J0161.00 | TF-IN | IU/5 | Class A | SEMIFINISHED GOODS | N. A. | N. A. |  | N. A. | N. A. | N. A. |  | N. A. | N. A. | N. A. | N. A. | N. A. | N. A. | N. A. | N. A. | N. A. | N. A. | N. A. | N. A. | N. A. | Added on 10NOV2022 | N | Spinal Instrument |  | No | No | N. A. | N. A. | N. A. | N. A.
J0161.00 | J0161.00.02.01.03 | INNER TUBE SUB ASSEMBLY, LOCKING PLATE |  | J0161.00.02.01.03 | 00 | N. A. | N. A. | N. A. | N. A. | N. A. | N. A. | N. A. | N. A. | N. A. | N. A. | PS/J0161.00.02.01.03 | 00 | #N/A | #N/A | #N/A | #N/A | J0161.00 | TF-IN | IU/5 | Class A | SEMIFINISHED GOODS | N. A. | N. A. |  | N. A. | N. A. | N. A. |  | N. A. | N. A. | N. A. | N. A. | N. A. | N. A. | N. A. | N. A. | N. A. | N. A. | N. A. | N. A. | N. A. | Added on 10NOV2022 | N | Spinal Instrument |  | No | No | N. A. | N. A. | N. A. | N. A.
J0161.00 | J0161.00.02.01.04 | INNER TUBE SUB ASSEMBLY, SUCTION CHANNEL 4MM |  | J0161.00.02.01.04 | 00 | N. A. | N. A. | N. A. | N. A. | N. A. | N. A. | N. A. | N. A. | N. A. | N. A. | PS/J0161.00.02.01.04 | 00 | #N/A | #N/A | #N/A | #N/A | J0161.00 | TF-IN | IU/5 | Class A | SEMIFINISHED GOODS | N. A. | N. A. |  | N. A. | N. A. | N. A. |  | N. A. | N. A. | N. A. | N. A. | N. A. | N. A. | N. A. | N. A. | N. A. | N. A. | N. A. | N. A. | N. A. | Added on 10NOV2022 | N | Spinal Instrument |  | No | No | N. A. | N. A. | N. A. | N. A.
J0161.00 | J0161.00.02.01.05 | INNER TUBE SUB ASSEMBLY, TELESCOPIC CHANNEL 4MM |  | J0161.00.02.01.05 | 00 | N. A. | N. A. | N. A. | N. A. | N. A. | N. A. | N. A. | N. A. | N. A. | N. A. | PS/J0161.00.02.01.05 | 00 | #N/A | #N/A | #N/A | #N/A | J0161.00 | TF-IN | IU/5 | Class A | SEMIFINISHED GOODS | N. A. | N. A. |  | N. A. | N. A. | N. A. |  | N. A. | N. A. | N. A. | N. A. | N. A. | N. A. | N. A. | N. A. | N. A. | N. A. | N. A. | N. A. | N. A. | Added on 10NOV2022 | N | Spinal Instrument |  | No | No | N. A. | N. A. | N. A. | N. A.
J0161.00 | J0161.00.02.01.06 | INNER TUBE SUB ASSEMBLY, END CAP FOR TELESCOPIC CHANNEL 4MM |  | J0161.00.02.01.06 | 00 | N. A. | N. A. | N. A. | N. A. | N. A. | N. A. | N. A. | N. A. | N. A. | N. A. | PS/J0161.00.02.01.06 | 00 | #N/A | #N/A | #N/A | #N/A | J0161.00 | TF-IN | IU/5 | Class A | SEMIFINISHED GOODS | N. A. | N. A. |  | N. A. | N. A. | N. A. |  | N. A. | N. A. | N. A. | N. A. | N. A. | N. A. | N. A. | N. A. | N. A. | N. A. | N. A. | N. A. | N. A. | Added on 10NOV2022 | N | Spinal Instrument |  | No | No | N. A. | N. A. | N. A. | N. A.
J0161.00 | J0161.00.02.02 | INNER TUBE ASSEMBLY, OUTER CAP FOR TELESCOPIC CHANNEL 4MM |  | J0161.00.02.02 | 00 | N. A. | N. A. | N. A. | N. A. | N. A. | N. A. | N. A. | N. A. | N. A. | N. A. | PS/J0161.00.02.02 | 00 | #N/A | #N/A | #N/A | #N/A | J0161.00 | TF-IN | IU/5 | Class A | SEMIFINISHED GOODS | N. A. | N. A. |  | N. A. | N. A. | N. A. |  | N. A. | N. A. | N. A. | N. A. | N. A. | N. A. | N. A. | N. A. | N. A. | N. A. | N. A. | N. A. | N. A. | Added on 10NOV2022 | N | Spinal Instrument |  | No | No | N. A. | N. A. | N. A. | N. A.
J0161.00 | J0161.00.02.03 | INNER TUBE ASSEMBLY, LOCKING PIN FOR TELESCOPIC CHANNEL 4MM |  | J0161.00.02.03 | 00 | N. A. | N. A. | N. A. | N. A. | N. A. | N. A. | N. A. | N. A. | N. A. | N. A. | PS/J0161.00.02.03 | 00 | #N/A | #N/A | #N/A | #N/A | J0161.00 | TF-IN | IU/5 | Class A | SEMIFINISHED GOODS | N. A. | N. A. |  | N. A. | N. A. | N. A. |  | N. A. | N. A. | N. A. | N. A. | N. A. | N. A. | N. A. | N. A. | N. A. | N. A. | N. A. | N. A. | N. A. | Added on 10NOV2022 | N | Spinal Instrument |  | No | No | N. A. | N. A. | N. A. | N. A.
J0161.00 | J0161.00.02.04 | INNER TUBE ASSEMBLY, GUIDE PIN FOR TELESCOPIC CHANNEL 4MM |  | J0161.00.02.04 | 00 | N. A. | N. A. | N. A. | N. A. | N. A. | N. A. | N. A. | N. A. | N. A. | N. A. | PS/J0161.00.02.04 | 00 | #N/A | #N/A | #N/A | #N/A | J0161.00 | TF-IN | IU/5 | Class A | SEMIFINISHED GOODS | N. A. | N. A. |  | N. A. | N. A. | N. A. |  | N. A. | N. A. | N. A. | N. A. | N. A. | N. A. | N. A. | N. A. | N. A. | N. A. | N. A. | N. A. | N. A. | Added on 10NOV2022 | N | Spinal Instrument |  | No | No | N. A. | N. A. | N. A. | N. A.
J0161.00 | J0161.00.02.05 | INNER TUBE ASSEMBLY, COMPRESSION SPRING FOR TELESCOPIC CHANNEL 4MM |  | J0161.00.02.05 | 00 | N. A. | N. A. | N. A. | N. A. | N. A. | N. A. | N. A. | N. A. | N. A. | N. A. | PS/J0161.00.02.05 | 00 | #N/A | #N/A | #N/A | #N/A | J0161.00 | TF-IN | IU/5 | Class A | SEMIFINISHED GOODS | N. A. | N. A. |  | N. A. | N. A. | N. A. |  | N. A. | N. A. | N. A. | N. A. | N. A. | N. A. | N. A. | N. A. | N. A. | N. A. | N. A. | N. A. | N. A. | Added on 10NOV2022 | N | Spinal Instrument |  | No | No | N. A. | N. A. | N. A. | N. A.
J0161.00 | J0161.00.02.06 | INNER TUBE ASSEMBLY, GUIDE PIN |  | J0161.00.02.06 | 00 | N. A. | N. A. | N. A. | N. A. | N. A. | N. A. | N. A. | N. A. | N. A. | N. A. | PS/J0161.00.02.06 | 00 | #N/A | #N/A | #N/A | #N/A | J0161.00 | TF-IN | IU/5 | Class A | SEMIFINISHED GOODS | N. A. | N. A. |  | N. A. | N. A. | N. A. |  | N. A. | N. A. | N. A. | N. A. | N. A. | N. A. | N. A. | N. A. | N. A. | N. A. | N. A. | N. A. | N. A. | Added on 10NOV2022 | N | Spinal Instrument |  | No | No | N. A. | N. A. | N. A. | N. A.
J0161.00 | J0161.00.02.07 | INNER TUBE ASSEMBLY, COMPRESSION SPRING FOR GUIDE PIN |  | J0161.00.02.07 | 00 | N. A. | N. A. | N. A. | N. A. | N. A. | N. A. | N. A. | N. A. | N. A. | N. A. | PS/J0161.00.02.07 | 00 | #N/A | #N/A | #N/A | #N/A | J0161.00 | TF-IN | IU/5 | Class A | SEMIFINISHED GOODS | N. A. | N. A. |  | N. A. | N. A. | N. A. |  | N. A. | N. A. | N. A. | N. A. | N. A. | N. A. | N. A. | N. A. | N. A. | N. A. | N. A. | N. A. | N. A. | Added on 10NOV2022 | N | Spinal Instrument |  | No | No | N. A. | N. A. | N. A. | N. A.
J0161.00 | J0161.00.02.08 | INNER TUBE ASSEMBLY, DOWEL PIN DIA. 2 X 3 |  | J0161.00.02.01 | 00 | N. A. | N. A. | N. A. | N. A. | N. A. | N. A. | N. A. | N. A. | N. A. | N. A. | PS/J0161.00.02.08 | 00 | #N/A | #N/A | #N/A | #N/A | J0161.00 | TF-IN | IU/5 | Class A | SEMIFINISHED GOODS | N. A. | N. A. |  | N. A. | N. A. | N. A. |  | N. A. | N. A. | N. A. | N. A. | N. A. | N. A. | N. A. | N. A. | N. A. | N. A. | N. A. | N. A. | N. A. | Added on 10NOV2022 | N | Spinal Instrument |  | No | No | N. A. | N. A. | N. A. | N. A.
J0161.00 | J0161.00.02.09 | INNER TUBE ASSEMBLY, BALL PUSHER WITH 2.5MM BALL |  | J0161.00.02.09 | 00 | N. A. | N. A. | N. A. | N. A. | N. A. | N. A. | N. A. | N. A. | N. A. | N. A. | PS/J0161.00.02.09 | 00 | #N/A | #N/A | #N/A | #N/A | J0161.00 | TF-IN | IU/5 | Class A | SEMIFINISHED GOODS | N. A. | N. A. |  | N. A. | N. A. | N. A. |  | N. A. | N. A. | N. A. | N. A. | N. A. | N. A. | N. A. | N. A. | N. A. | N. A. | N. A. | N. A. | N. A. | Changed ball diameter from 2mm to 2.5mm on 01APR2023 | N | Spinal Instrument |  | No | No | N. A. | N. A. | N. A. | N. A.
J0161.00 | J0161.00.03 | PUNCH ASSEMBLY |  | J0161.00.03 | 00 | N. A. | N. A. | N. A. | N. A. | N. A. | N. A. | N. A. | N. A. | N. A. | N. A. | PS/J0161.00.03 | 00 | #N/A | #N/A | #N/A | #N/A | J0161.00 | TF-IN | IU/5 | Class A | SEMIFINISHED GOODS | N. A. | N. A. |  | N. A. | N. A. | N. A. |  | N. A. | N. A. | N. A. | N. A. | N. A. | N. A. | N. A. | N. A. | N. A. | N. A. | N. A. | N. A. | N. A. | Added on 10NOV2022 | N | Spinal Instrument |  | No | No | N. A. | N. A. | N. A. | N. A.
J0161.00 | J0161.00.03.01 | PUNCH ASSEMBLY, BASE |  | J0161.00.03.1 | 00 | N. A. | N. A. | N. A. | N. A. | N. A. | N. A. | N. A. | N. A. | N. A. | N. A. | PS/J0161.00.03.01 | 00 | #N/A | #N/A | #N/A | #N/A | J0161.00 | TF-IN | IU/5 | Class A | SEMIFINISHED GOODS | N. A. | N. A. |  | N. A. | N. A. | N. A. |  | N. A. | N. A. | N. A. | N. A. | N. A. | N. A. | N. A. | N. A. | N. A. | N. A. | N. A. | N. A. | N. A. | Added on 10NOV2022 | N | Spinal Instrument |  | No | No | N. A. | N. A. | N. A. | N. A.
J0161.00 | J0161.00.03.02 | PUNCH ASSEMBLY, SHAFT |  | J0161.00.03.2 | 00 | N. A. | N. A. | N. A. | N. A. | N. A. | N. A. | N. A. | N. A. | N. A. | N. A. | PS/J0161.00.03.02 | 00 | #N/A | #N/A | #N/A | #N/A | J0161.00 | TF-IN | IU/5 | Class A | SEMIFINISHED GOODS | N. A. | N. A. |  | N. A. | N. A. | N. A. |  | N. A. | N. A. | N. A. | N. A. | N. A. | N. A. | N. A. | N. A. | N. A. | N. A. | N. A. | N. A. | N. A. | Added on 10NOV2022 | N | Spinal Instrument |  | No | No | N. A. | N. A. | N. A. | N. A.
J0161.00 | J0161.00.03.03 | PUNCH ASSEMBLY, END CAP |  | J0161.00.03.3 | 00 | N. A. | N. A. | N. A. | N. A. | N. A. | N. A. | N. A. | N. A. | N. A. | N. A. | PS/J0161.00.03.03 | 00 | #N/A | #N/A | #N/A | #N/A | J0161.00 | TF-IN | IU/5 | Class A | SEMIFINISHED GOODS | N. A. | N. A. |  | N. A. | N. A. | N. A. |  | N. A. | N. A. | N. A. | N. A. | N. A. | N. A. | N. A. | N. A. | N. A. | N. A. | N. A. | N. A. | N. A. | Added on 10NOV2022 | N | Spinal Instrument |  | No | No | N. A. | N. A. | N. A. | N. A.
J0161.00 | J0161.00.02.10 | INNER TUBE ASSEMBLY, NERVE ROOT RETRACTOR |  | J0161.00.02.10 | 00 | N. A. | N. A. | N. A. | N. A. | N. A. | N. A. | N. A. | N. A. | N. A. | N. A. | PS/J0161.00.02.10 | 00 | #N/A | #N/A | #N/A | #N/A | J0161.00 | TF-IN | IU/5 | Class A | SEMIFINISHED GOODS | N. A. | N. A. |  | N. A. | N. A. | N. A. |  | N. A. | N. A. | N. A. | N. A. | N. A. | N. A. | N. A. | N. A. | N. A. | N. A. | N. A. | N. A. | N. A. | Added on 10NOV2022 | N | Spinal Instrument |  | No | No | N. A. | N. A. | N. A. | N. A.
J0161.00 | J0161.00.02.11 | INNER TUBE ASSEMBLY, ANTIROTATION RING FOR TELESSOPIC CHANNEL 4MM |  | J0161.00.02.11 | 00 | N. A. | N. A. | N. A. | N. A. | N. A. | N. A. | N. A. | N. A. | N. A. | N. A. | PS/J0161.00.02.11 | 00 | #N/A | #N/A | #N/A | #N/A | J0161.00 | TF-IN | IU/5 | Class A | SEMIFINISHED GOODS | N. A. | N. A. |  | N. A. | N. A. | N. A. |  | N. A. | N. A. | N. A. | N. A. | N. A. | N. A. | N. A. | N. A. | N. A. | N. A. | N. A. | N. A. | N. A. | Added on 10NOV2023 | N | Spinal Instrument |  | No | No | N. A. | N. A. | N. A. | N. A.
J0161.00 | J0161.00.02.12 | INNER TUBE ASSEMBLY, LOCKING CAP FOR TELESSOPIC CHANNEL 4MM |  | J0161.00.02.12 | 00 | N. A. | N. A. | N. A. | N. A. | N. A. | N. A. | N. A. | N. A. | N. A. | N. A. | PS/J0161.00.02.12 | 00 | #N/A | #N/A | #N/A | #N/A | J0161.00 | TF-IN | IU/5 | Class A | SEMIFINISHED GOODS | N. A. | N. A. |  | N. A. | N. A. | N. A. |  | N. A. | N. A. | N. A. | N. A. | N. A. | N. A. | N. A. | N. A. | N. A. | N. A. | N. A. | N. A. | N. A. | Added on 10NOV2024 | N | Spinal Instrument |  | No | No | N. A. | N. A. | N. A. | N. A.
J0161.00 | J0161.00.02.13 | INNER TUBE ASSEMBLY, CIRCLIP FOR TELESSOPIC CHANNEL 4MM |  | J0161.00.02.13 | 00 | N. A. | N. A. | N. A. | N. A. | N. A. | N. A. | N. A. | N. A. | N. A. | N. A. | PS/J0161.00.02.13 | 00 | #N/A | #N/A | #N/A | #N/A | J0161.00 | TF-IN | IU/5 | Class A | SEMIFINISHED GOODS | N. A. | N. A. | N. A. | N. A. | N. A. | N. A. |  | N. A. | N. A. | N. A. | N. A. | N. A. | N. A. | N. A. | N. A. | N. A. | N. A. | N. A. | N. A. | N. A. | Added on 10NOV2025 | N | Spinal Instrument |  | No | No | N. A. | N. A. | N. A. | N. A.
J0162.00 | J0162.00.01 | SUCTION TUBE, ANGLED, TUBE |  | J0162.00.01 | 00 | N. A. | N. A. | N. A. | N. A. | N. A. | N. A. | N. A. | N. A. | N. A. | N. A. | PS/J0162.00.01 | 00 | #N/A | #N/A | #N/A | #N/A | J0162.00 | TF-IN | IU/5 | Class A | SEMIFINISHED GOODS | N. A. | N. A. |  |  | N. A. | N. A. |  | N. A. | N. A. | N. A. | N. A. | N. A. | N. A. | N. A. | N. A. | N. A. | N. A. |  |  |  | Added on 10NOV2022 | N | Sleeves and its attachment |  | No | No | N. A. | N. A. | N. A. | N. A.
J0162.00 | J0162.00.01.01 | SUCTION TUBE, ANGLED, TUBE BLANK |  | J0162.00.01.01 | 00 | N. A. | N. A. | N. A. | N. A. | N. A. | N. A. | N. A. | N. A. | N. A. | N. A. | PS/J0162.00.01.01 | 00 | #N/A | #N/A | #N/A | #N/A | J0162.00 | TF-IN | IU/5 | Class A | SEMIFINISHED GOODS | N. A. | N. A. |  |  | N. A. | N. A. |  | N. A. | N. A. | N. A. | N. A. | N. A. | N. A. | N. A. | N. A. | N. A. | N. A. |  |  |  | Added on 10NOV2022 | N | Sleeves and its attachment |  | No | No | N. A. | N. A. | N. A. | N. A.
J0162.00 | J0162.00.01.02 | SUCTION TUBE, ANGLED, HOSE COUPLING |  | J0162.00.01.02 | 00 | N. A. | N. A. | N. A. | N. A. | N. A. | N. A. | N. A. | N. A. | N. A. | N. A. | PS/J0162.00.01.02 | 00 | #N/A | #N/A | #N/A | #N/A | J0162.00 | TF-IN | IU/5 | Class A | SEMIFINISHED GOODS | N. A. | N. A. |  |  | N. A. | N. A. |  | N. A. | N. A. | N. A. | N. A. | N. A. | N. A. | N. A. | N. A. | N. A. | N. A. |  |  |  | Added on 10NOV2022 | N | Sleeves and its attachment |  | No | No | N. A. | N. A. | N. A. | N. A.
J0162.00 | J0162.00.02 | SUCTION TUBE, ANGLED, CLEANING STYLET |  | J0162.00.02 | 00 | N. A. | N. A. | N. A. | N. A. | N. A. | N. A. | N. A. | N. A. | N. A. | N. A. | PS/J0162.00.02 | 00 | #N/A | #N/A | #N/A | #N/A | J0162.00 | TF-IN | IU/5 | Class A | SEMIFINISHED GOODS | N. A. | N. A. |  |  | N. A. | N. A. |  | N. A. | N. A. | N. A. | N. A. | N. A. | N. A. | N. A. | N. A. | N. A. | N. A. |  |  |  | Added on 10NOV2022 | N | Sleeves and its attachment |  | No | No | N. A. | N. A. | N. A. | N. A.
J0162.00 | J0162.00.02.01 | SUCTION TUBE, ANGLED, CLEANING STYLET, WIRE |  | J0162.00.02.01 | 00 | N. A. | N. A. | N. A. | N. A. | N. A. | N. A. | N. A. | N. A. | N. A. | N. A. | PS/J0162.00.02.01 | 00 | #N/A | #N/A | #N/A | #N/A | J0162.00 | TF-IN | IU/5 | Class A | SEMIFINISHED GOODS | N. A. | N. A. |  |  | N. A. | N. A. |  | N. A. | N. A. | N. A. | N. A. | N. A. | N. A. | N. A. | N. A. | N. A. | N. A. |  |  |  | Added on 10NOV2022 | N | Sleeves and its attachment |  | No | No | N. A. | N. A. | N. A. | N. A.
J0162.00 | J0162.00.02.02 | SUCTION TUBE, ANGLED, CLEANING STYLET, END CAP |  | J0162.00.02.02 | 00 | N. A. | N. A. | N. A. | N. A. | N. A. | N. A. | N. A. | N. A. | N. A. | N. A. | PS/J0162.00.02.02 | 00 | #N/A | #N/A | #N/A | #N/A | J0162.00 | TF-IN | IU/5 | Class A | SEMIFINISHED GOODS | N. A. | N. A. |  |  | N. A. | N. A. |  | N. A. | N. A. | N. A. | N. A. | N. A. | N. A. | N. A. | N. A. | N. A. | N. A. |  |  |  | Added on 10NOV2022 | N | Sleeves and its attachment |  | No | No | N. A. | N. A. | N. A. | N. A.
J0166.00 | J0166.00.01 | IRRIGATION TUBE, SUB ASSEMBLY |  | J0166.00.01 | 00 | N. A. | N. A. | N. A. | N. A. | N. A. | N. A. | N. A. | N. A. | N. A. | N. A. | PS/J0166.00.01 | 00 | #N/A | #N/A | #N/A | #N/A | J0166.00 | TF-IN | IU/5 | Class A | SEMIFINISHED GOODS | N. A. | N. A. |  |  | N. A. | N. A. |  | N. A. | N. A. | N. A. | N. A. | N. A. | N. A. | N. A. | N. A. | N. A. | N. A. |  |  |  | Added on 10NOV2022 | N | Sleeves and its attachment |  | No | No | N. A. | N. A. | N. A. | N. A.
J0166.00 | J0166.00.01.01 | IRRIGATION TUBE, BLANK |  | J0166.00.01.01 | 00 | N. A. | N. A. | N. A. | N. A. | N. A. | N. A. | N. A. | N. A. | N. A. | N. A. | PS/J0166.00.01.01 | 00 | #N/A | #N/A | #N/A | #N/A | J0166.00 | TF-IN | IU/5 | Class A | SEMIFINISHED GOODS | N. A. | N. A. |  |  | N. A. | N. A. |  | N. A. | N. A. | N. A. | N. A. | N. A. | N. A. | N. A. | N. A. | N. A. | N. A. |  |  |  | Added on 10NOV2022 | N | Sleeves and its attachment |  | No | No | N. A. | N. A. | N. A. | N. A.
J0166.00 | J0166.00.01.02 | IRRIGATION TUBE, END CAP |  | J0166.00.01.02 | 00 | N. A. | N. A. | N. A. | N. A. | N. A. | N. A. | N. A. | N. A. | N. A. | N. A. | PS/J0166.00.01.02 | 00 | #N/A | #N/A | #N/A | #N/A | J0166.00 | TF-IN | IU/5 | Class A | SEMIFINISHED GOODS | N. A. | N. A. |  |  | N. A. | N. A. |  | N. A. | N. A. | N. A. | N. A. | N. A. | N. A. | N. A. | N. A. | N. A. | N. A. |  |  |  | Added on 10NOV2022 | N | Sleeves and its attachment |  | No | No | N. A. | N. A. | N. A. | N. A.
J0166.00 | J0166.00.01.03 | IRRIGATION TUBE, STOPPER |  | J0166.00.01.03 | 00 | N. A. | N. A. | N. A. | N. A. | N. A. | N. A. | N. A. | N. A. | N. A. | N. A. | PS/J0166.00.01.03 | 00 | #N/A | #N/A | #N/A | #N/A | J0166.00 | TF-IN | IU/5 | Class A | SEMIFINISHED GOODS | N. A. | N. A. | [13 empty] | N. A. |  |  |  |  | Added on 10NOV2022 | N | Sleeves and its attachment |  | No |  | N. A. | N. A. | N. A. | N. A.
J0166.00 | J0166.00.02 | IRRIGATION TUBE, STYLET |  | J0166.00.02 | 00 | N. A. | N. A. | N. A. | N. A. | N. A. | N. A. | N. A. | N. A. | N. A. | N. A. | PS/J0166.00.02 | 00 | #N/A | #N/A | #N/A | #N/A | J0166.00 | TF-IN | IU/5 | Class A | SEMIFINISHED GOODS | N. A. | N. A. |  |  | N. A. | N. A. |  | N. A. | N. A. | N. A. | N. A. | N. A. | N. A. | N. A. | N. A. | N. A. | N. A. |  |  |  | Added on 10NOV2022 | N | Sleeves and its attachment |  | No | No | N. A. | N. A. | N. A. | N. A.
J0167.00 | J0167.00.01 | LUMBAR LOCALIZING PIN, GUIDE SLEEVE SUB ASSEMBLY |  | J0167.00.01 | 00 | N. A. | N. A. | N. A. | N. A. | N. A. | N. A. | N. A. | N. A. | N. A. | N. A. | PS/J0167.00.01 | 00 | #N/A | #N/A | #N/A | #N/A | J0167.00 | TF-IN | IU/5 | Class A | SEMIFINISHED GOODS | N. A. | N. A. |  |  | N. A. | N. A. |  | N. A. | N. A. | N. A. | N. A. | N. A. | N. A. | N. A. | N. A. | N. A. | N. A. |  |  |  | Added on 10NOV2022 | N | Sleeves and its attachment |  | No | No | N. A. | N. A. | N. A. | N. A.
J0202 | J0202S3 | SCREW INSERT FOR ZETA SPONDYLOLISTHESIS REDUCTION SCREW DIA_____________MM, LENGTH ____________MM |  | J0202.6200 or J0202.5500 or J0202.5200 | 01 | 2005-11-13 | N. A. | N. A. | N. A. | N. A. | N. A. | N. A. | N. A. | N. A. | N. A. | PS/J0202S3 | N. A. | N. A. | N. A. | N. A. | N. A. | J0202 | N. A. | N. A. | N. A. | SEMIFINISHED GOODS | N. A. | N. A. | N. A. | N. A. | N. A. | N. A. |  | N. A. | N. A. | N. A. | N. A. | N. A. | N. A. | N. A. | N. A. | N. A. | N. A. | 1 | SUB COMPONENTS | NA | ADDED NEW PRODUCTS UNDER SUB COMPONENTS | N | SUB COMPONENTS |  | No | No | N. A. | N. A. | N. A. | N. A.
J0230 | J0230.4525.01 | ONELOCK TI, MONOAXIAL SCREW DIA 4.50MM X LENGTH 25MM,BLANK 6MM SYSTEM |  | J0230.4500.01 | N. A. | N. A. | N. A. | N. A. | N. A. | QPF/J0230.XXXX.01 | N. A. | N. A. | N. A. | N. A. | N. A. | PS/J0230.4500.01 | N. A. | N. A. | N. A. | N. A. | N. A. | J0230 | N. A. | N. A. | N. A. | SEMIFINISHED GOODS | N. A. | N. A. | N. A. | N. A. | N. A. | N. A. |  | N. A. | N. A. | N. A. | N. A. | N. A. | N. A. | N. A. | N. A. | N. A. | N. A. | 1 | SUB COMPONENTS | 0 | ADDED NEW PRODUCT AS PER EMAIL BY SBG DTD 30OCT2018 ON 07NOV2018 | N | SUB COMPONENTS |  | No | No | N. A. | N. A. | N. A. | N. A.
J0230 | J0230.4530.01 | ONELOCK TI, MONOAXIAL SCREW DIA 4.50MM X LENGTH 30MM, BLANK, 6MM SYSTEM |  | J0230.4500.01 | N. A. | N. A. | N. A. | N. A. | N. A. | QPF/J0230.XXXX.01 | N. A. | N. A. | N. A. | N. A. | N. A. | PS/J0230.4500.01 | N. A. | N. A. | N. A. | N. A. | N. A. | J0230 | N. A. | N. A. | N. A. | SEMIFINISHED GOODS | N. A. | N. A. | N. A. | N. A. | N. A. | N. A. |  | N. A. | N. A. | N. A. | N. A. | N. A. | N. A. | N. A. | N. A. | N. A. | N. A. | 1 | SUB COMPONENTS | 0 | ADDED NEW PRODUCT AS PER EMAIL BY SBG DTD 30OCT2018 ON 07NOV2018 | N | SUB COMPONENTS |  | No | No | N. A. | N. A. | N. A. | N. A.
J0230 | J0230.4535.01 | ONELOCK TI, MONOAXIAL SCREW DIA 4.50MM X LENGTH 35MM,BLANK 6MM SYSTEM |  | J0230.4500.01 | N. A. | N. A. | N. A. | N. A. | N. A. | QPF/J0230.XXXX.01 | N. A. | N. A. | N. A. | N. A. | N. A. | PS/J0230.4500.01 | N. A. | N. A. | N. A. | N. A. | N. A. | J0230 | N. A. | N. A. | N. A. | SEMIFINISHED GOODS | N. A. | N. A. | N. A. | N. A. | N. A. | N. A. |  | N. A. | N. A. | N. A. | N. A. | N. A. | N. A. | N. A. | N. A. | N. A. | N. A. | 1 | SUB COMPONENTS | 0 | ADDED NEW PRODUCT AS PER EMAIL BY SBG DTD 30OCT2018 ON 07NOV2018 | N | SUB COMPONENTS |  | No | No | N. A. | N. A. | N. A. | N. A.
J0230 | J0230.4540.01 | ONELOCK TI, MONOAXIAL SCREW DIA 4.50MM X LENGTH 40MM,BLANK 6MM SYSTEM |  | J0230.4500.01 | N. A. | N. A. | N. A. | N. A. | N. A. | QPF/J0230.XXXX.01 | N. A. | N. A. | N. A. | N. A. | N. A. | PS/J0230.4500.01 | N. A. | N. A. | N. A. | N. A. | N. A. | J0230 | N. A. | N. A. | N. A. | SEMIFINISHED GOODS | N. A. | N. A. | N. A. | N. A. | N. A. | N. A. |  | N. A. | N. A. | N. A. | N. A. | N. A. | N. A. | N. A. | N. A. | N. A. | N. A. | 1 | SUB COMPONENTS | 0 | ADDED NEW PRODUCT AS PER EMAIL BY SBG DTD 30OCT2018 ON 07NOV2018 | N | SUB COMPONENTS |  | No | No | N. A. | N. A. | N. A. | N. A.
J0230 | J0230.4545.01 | ONELOCK TI, MONOAXIAL SCREW DIA 4.50MM X LENGTH 45MM,BLANK 6MM SYSTEM |  | J0230.4500.01 | N. A. | N. A. | N. A. | N. A. | N. A. | QPF/J0230.XXXX.01 | N. A. | N. A. | N. A. | N. A. | N. A. | PS/J0230.4500.01 | N. A. | N. A. | N. A. | N. A. | N. A. | J0230 | N. A. | N. A. | N. A. | SEMIFINISHED GOODS | N. A. | N. A. | N. A. | N. A. | N. A. | N. A. |  | N. A. | N. A. | N. A. | N. A. | N. A. | N. A. | N. A. | N. A. | N. A. | N. A. | 1 | SUB COMPONENTS | 0 | ADDED NEW PRODUCT AS PER EMAIL BY SBG DTD 30OCT2018 ON 07NOV2018 | N | SUB COMPONENTS |  | No | No | N. A. | N. A. | N. A. | N. A.
J0230 | J0230.4550.01 | ONELOCK TI, MONOAXIAL SCREW DIA 4.50MM X LENGTH 50MM,BLANK 6MM SYSTEM |  | J0230.4500.01 | N. A. | N. A. | N. A. | N. A. | N. A. | QPF/J0230.XXXX.01 | N. A. | N. A. | N. A. | N. A. | N. A. | PS/J0230.4500.01 | N. A. | N. A. | N. A. | N. A. | N. A. | J0230 | N. A. | N. A. | N. A. | SEMIFINISHED GOODS | N. A. | N. A. | N. A. | N. A. | N. A. | N. A. |  | N. A. | N. A. | N. A. | N. A. | N. A. | N. A. | N. A. | N. A. | N. A. | N. A. | 1 | SUB COMPONENTS | 0 | ADDED NEW PRODUCT AS PER EMAIL BY SBG DTD 30OCT2018 ON 07NOV2018 | N | SUB COMPONENTS |  | No | No | N. A. | N. A. | N. A. | N. A.
J0230 | J0230.5525.01 | ONELOCK TI, MONOAXIAL SCREW DIA 5.50MM X LENGTH 25MM,BLANK 6MM SYSTEM |  | J0230.5500.01 | N. A. | N. A. | N. A. | N. A. | N. A. | QPF/J0230.XXXX.01 | N. A. | N. A. | N. A. | N. A. | N. A. | PS/J0230.5500.01 | N. A. | N. A. | N. A. | N. A. | N. A. | J0230 | N. A. | N. A. | N. A. | SEMIFINISHED GOODS | N. A. | N. A. | N. A. | N. A. | N. A. | N. A. |  | N. A. | N. A. | N. A. | N. A. | N. A. | N. A. | N. A. | N. A. | N. A. | N. A. | 1 | SUB COMPONENTS | 0 | ADDED NEW PRODUCT AS PER EMAIL BY SBG DTD 30OCT2018 ON 07NOV2018 | N | SUB COMPONENTS |  | No | No | N. A. | N. A. | N. A. | N. A.
J0230 | J0230.5530.01 | ONELOCK TI, MONOAXIAL SCREW DIA 5.50MM X LENGTH 30MM,BLANK 6MM SYSTEM |  | J0230.5500.01 | N. A. | N. A. | N. A. | N. A. | N. A. | QPF/J0230.XXXX.01 | N. A. | N. A. | N. A. | N. A. | N. A. | PS/J0230.5500.01 | N. A. | N. A. | N. A. | N. A. | N. A. | J0230 | N. A. | N. A. | N. A. | SEMIFINISHED GOODS | N. A. | N. A. | N. A. | N. A. | N. A. | N. A. |  | N. A. | N. A. | N. A. | N. A. | N. A. | N. A. | N. A. | N. A. | N. A. | N. A. | 1 | SUB COMPONENTS | 0 | ADDED NEW PRODUCT AS PER EMAIL BY SBG DTD 30OCT2018 ON 07NOV2018 | N | SUB COMPONENTS |  | No | No | N. A. | N. A. | N. A. | N. A.
J0230 | J0230.5535.01 | ONELOCK TI, MONOAXIAL SCREW DIA 5.50MM X LENGTH 35MM,BLANK 6MM SYSTEM |  | J0230.5500.01 | N. A. | N. A. | N. A. | N. A. | N. A. | QPF/J0230.XXXX.01 | N. A. | N. A. | N. A. | N. A. | N. A. | PS/J0230.5500.01 | N. A. | N. A. | N. A. | N. A. | N. A. | J0230 | N. A. | N. A. | N. A. | SEMIFINISHED GOODS | N. A. | N. A. | N. A. | N. A. | N. A. | N. A. |  | N. A. | N. A. | N. A. | N. A. | N. A. | N. A. | N. A. | N. A. | N. A. | N. A. | 1 | SUB COMPONENTS | 0 | ADDED NEW PRODUCT AS PER EMAIL BY SBG DTD 30OCT2018 ON 07NOV2018 | N | SUB COMPONENTS |  | No | No | N. A. | N. A. | N. A. | N. A.
J0230 | J0230.5540.01 | ONELOCK TI, MONOAXIAL SCREW DIA 5.50MM X LENGTH 40MM,BLANK 6MM SYSTEM |  | J0230.5500.01 | N. A. | N. A. | N. A. | N. A. | N. A. | QPF/J0230.XXXX.01 | N. A. | N. A. | N. A. | N. A. | N. A. | PS/J0230.5500.01 | N. A. | N. A. | N. A. | N. A. | N. A. | J0230 | N. A. | N. A. | N. A. | SEMIFINISHED GOODS | N. A. | N. A. | N. A. | N. A. | N. A. | N. A. |  | N. A. | N. A. | N. A. | N. A. | N. A. | N. A. | N. A. | N. A. | N. A. | N. A. | 1 | SUB COMPONENTS | 0 | ADDED NEW PRODUCT AS PER EMAIL BY SBG DTD 30OCT2018 ON 07NOV2018 | N | SUB COMPONENTS |  | No | No | N. A. | N. A. | N. A. | N. A.
J0230 | J0230.5545.01 | ONELOCK TI, MONOAXIAL SCREW DIA 5.50MM X LENGTH 45MM,BLANK 6MM SYSTEM |  | J0230.5500.01 | N. A. | N. A. | N. A. | N. A. | N. A. | QPF/J0230.XXXX.01 | N. A. | N. A. | N. A. | N. A. | N. A. | PS/J0230.5500.01 | N. A. | N. A. | N. A. | N. A. | N. A. | J0230 | N. A. | N. A. | N. A. | SEMIFINISHED GOODS | N. A. | N. A. | N. A. | N. A. | N. A. | N. A. |  | N. A. | N. A. | N. A. | N. A. | N. A. | N. A. | N. A. | N. A. | N. A. | N. A. | 1 | SUB COMPONENTS | 0 | ADDED NEW PRODUCT AS PER EMAIL BY SBG DTD 30OCT2018 ON 07NOV2018 | N | SUB COMPONENTS |  | No | No | N. A. | N. A. | N. A. | N. A.
J0230 | J0230.5550.01 | ONELOCK TI, MONOAXIAL SCREW DIA 5.50MM X LENGTH 50MM,BLANK 6MM SYSTEM |  | J0230.5500.01 | N. A. | N. A. | N. A. | N. A. | N. A. | QPF/J0230.XXXX.01 | N. A. | N. A. | N. A. | N. A. | N. A. | PS/J0230.5500.01 | N. A. | N. A. | N. A. | N. A. | N. A. | J0230 | N. A. | N. A. | N. A. | SEMIFINISHED GOODS | N. A. | N. A. | N. A. | N. A. | N. A. | N. A. |  | N. A. | N. A. | N. A. | N. A. | N. A. | N. A. | N. A. | N. A. | N. A. | N. A. | 1 | SUB COMPONENTS | 0 | ADDED NEW PRODUCT AS PER EMAIL BY SBG DTD 30OCT2018 ON 07NOV2018 | N | SUB COMPONENTS |  | No | No | N. A. | N. A. | N. A. | N. A.
J0230 | J0230.6225.01 | ONELOCK TI, MONOAXIAL SCREW DIA 6.25MM X LENGTH 25MM,BLANK 6MM SYSTEM |  | J0230.6200.01 | N. A. | N. A. | N. A. | N. A. | N. A. | QPF/J0230.XXXX.01 | N. A. | N. A. | N. A. | N. A. | N. A. | PS/J0230.6200.01 | N. A. | N. A. | N. A. | N. A. | N. A. | J0230 | N. A. | N. A. | N. A. | SEMIFINISHED GOODS | N. A. | N. A. | N. A. | N. A. | N. A. | N. A. |  | N. A. | N. A. | N. A. | N. A. | N. A. | N. A. | N. A. | N. A. | N. A. | N. A. | 1 | SUB COMPONENTS | 0 | ADDED NEW PRODUCT AS PER EMAIL BY SBG DTD 30OCT2018 ON 07NOV2018 | N | SUB COMPONENTS |  | No | No | N. A. | N. A. | N. A. | N. A.
J0230 | J0230.6230.01 | ONELOCK TI, MONOAXIAL SCREW DIA 6.25MM X LENGTH 30MM,BLANK 6MM SYSTEM |  | J0230.6200.01 | N. A. | N. A. | N. A. | N. A. | N. A. | QPF/J0230.XXXX.01 | N. A. | N. A. | N. A. | N. A. | N. A. | PS/J0230.6200.01 | N. A. | N. A. | N. A. | N. A. | N. A. | J0230 | N. A. | N. A. | N. A. | SEMIFINISHED GOODS | N. A. | N. A. | N. A. | N. A. | N. A. | N. A. |  | N. A. | N. A. | N. A. | N. A. | N. A. | N. A. | N. A. | N. A. | N. A. | N. A. | 1 | SUB COMPONENTS | 0 | ADDED NEW PRODUCT AS PER EMAIL BY SBG DTD 30OCT2018 ON 07NOV2018 | N | SUB COMPONENTS |  | No | No | N. A. | N. A. | N. A. | N. A.
J0230 | J0230.6235.01 | ONELOCK TI, MONOAXIAL SCREW DIA 6.25MM X LENGTH 35MM,BLANK 6MM SYSTEM |  | J0230.6200.01 | N. A. | N. A. | N. A. | N. A. | N. A. | QPF/J0230.XXXX.01 | N. A. | N. A. | N. A. | N. A. | N. A. | PS/J0230.6200.01 | N. A. | N. A. | N. A. | N. A. | N. A. | J0230 | N. A. | N. A. | N. A. | SEMIFINISHED GOODS | N. A. | N. A. | N. A. | N. A. | N. A. | N. A. |  | N. A. | N. A. | N. A. | N. A. | N. A. | N. A. | N. A. | N. A. | N. A. | N. A. | 1 | SUB COMPONENTS | 0 | ADDED NEW PRODUCT AS PER EMAIL BY SBG DTD 30OCT2018 ON 07NOV2018 | N | SUB COMPONENTS |  | No | No | N. A. | N. A. | N. A. | N. A.
J0230 | J0230.6240.01 | ONELOCK TI, MONOAXIAL SCREW DIA 6.25MM X LENGTH 40MM,BLANK 6MM SYSTEM |  | J0230.6200.01 | N. A. | N. A. | N. A. | N. A. | N. A. | QPF/J0230.XXXX.01 | N. A. | N. A. | N. A. | N. A. | N. A. | PS/J0230.6200.01 | N. A. | N. A. | N. A. | N. A. | N. A. | J0230 | N. A. | N. A. | N. A. | SEMIFINISHED GOODS | N. A. | N. A. | N. A. | N. A. | N. A. | N. A. |  | N. A. | N. A. | N. A. | N. A. | N. A. | N. A. | N. A. | N. A. | N. A. | N. A. | 1 | SUB COMPONENTS | 0 | ADDED NEW PRODUCT AS PER EMAIL BY SBG DTD 30OCT2018 ON 07NOV2018 | N | SUB COMPONENTS |  | No | No | N. A. | N. A. | N. A. | N. A.
J0230 | J0230.6245.01 | ONELOCK TI, MONOAXIAL SCREW DIA 6.25MM X LENGTH 45MM,BLANK 6MM SYSTEM |  | J0230.6200.01 | N. A. | N. A. | N. A. | N. A. | N. A. | QPF/J0230.XXXX.01 | N. A. | N. A. | N. A. | N. A. | N. A. | PS/J0230.6200.01 | N. A. | N. A. | N. A. | N. A. | N. A. | J0230 | N. A. | N. A. | N. A. | SEMIFINISHED GOODS | N. A. | N. A. | N. A. | N. A. | N. A. | N. A. |  | N. A. | N. A. | N. A. | N. A. | N. A. | N. A. | N. A. | N. A. | N. A. | N. A. | 1 | SUB COMPONENTS | 0 | ADDED NEW PRODUCT AS PER EMAIL BY SBG DTD 30OCT2018 ON 07NOV2018 | N | SUB COMPONENTS |  | No | No | N. A. | N. A. | N. A. | N. A.
J0230 | J0230.6250.01 | ONELOCK TI, MONOAXIAL SCREW DIA 6.25MM X LENGTH 50MM,BLANK 6MM SYSTEM |  | J0230.6200.01 | N. A. | N. A. | N. A. | N. A. | N. A. | QPF/J0230.XXXX.01 | N. A. | N. A. | N. A. | N. A. | N. A. | PS/J0230.6200.01 | N. A. | N. A. | N. A. | N. A. | N. A. | J0230 | N. A. | N. A. | N. A. | SEMIFINISHED GOODS | N. A. | N. A. | N. A. | N. A. | N. A. | N. A. |  | N. A. | N. A. | N. A. | N. A. | N. A. | N. A. | N. A. | N. A. | N. A. | N. A. | 1 | SUB COMPONENTS | 0 | ADDED NEW PRODUCT AS PER EMAIL BY SBG DTD 30OCT2018 ON 07NOV2018 | N | SUB COMPONENTS |  | No | No | N. A. | N. A. | N. A. | N. A.
J0230 | J0230.7030.01 | ONELOCK TI, MONOAXIAL SCREW DIA 7.00MM X LENGTH 30MM,BLANK 6MM SYSTEM |  | J0231.7000.01 | 01 | 2016-02-11 | N. A. | N. A. | N. A. | QPF/J0230.XXXX.01 | N. A. | N. A. | N. A. | N. A. | N. A. | PS/J0231.7000.01 | 02 | 2016-02-11 | N. A. | N. A. | N. A. | J0230 | N. A. | N. A. | N. A. | SEMIFINISHED GOODS | N. A. | N. A. | N. A. | N. A. | N. A. | N. A. |  | N. A. | N. A. | N. A. | N. A. | N. A. | N. A. | N. A. | N. A. | N. A. | N. A. | 1 | SUB COMPONENTS | 0 | ADDED NEW PRODUCT AS PER EMAIL BY SBG DTD 30OCT2018 ON 07NOV2018 | N | SUB COMPONENTS |  | No | No | N. A. | N. A. | N. A. | N. A.
J0230 | J0230.7035.01 | ONELOCK TI, MONOAXIAL SCREW DIA 7.00MM X LENGTH 35MM,BLANK 6MM SYSTEM |  | J0231.7000.01 | 01 | 2016-02-11 | N. A. | N. A. | N. A. | QPF/J0230.XXXX.01 | N. A. | N. A. | N. A. | N. A. | N. A. | PS/J0231.7000.01 | 02 | 2016-02-11 | N. A. | N. A. | N. A. | J0230 | N. A. | N. A. | N. A. | SEMIFINISHED GOODS | N. A. | N. A. | N. A. | N. A. | N. A. | N. A. |  | N. A. | N. A. | N. A. | N. A. | N. A. | N. A. | N. A. | N. A. | N. A. | N. A. | 1 | SUB COMPONENTS | 0 | ADDED NEW PRODUCT AS PER EMAIL BY SBG DTD 30OCT2018 ON 07NOV2018 | N | SUB COMPONENTS |  | No | No | N. A. | N. A. | N. A. | N. A.
J0230 | J0230.7040.01 | ONELOCK TI, MONOAXIAL SCREW DIA 7.00MM X LENGTH 40MM,BLANK 6MM SYSTEM |  | J0231.7000.01 | 01 | 2016-02-11 | N. A. | N. A. | N. A. | QPF/J0230.XXXX.01 | N. A. | N. A. | N. A. | N. A. | N. A. | PS/J0231.7000.01 | 02 | 2016-02-11 | N. A. | N. A. | N. A. | J0230 | N. A. | N. A. | N. A. | SEMIFINISHED GOODS | N. A. | N. A. | N. A. | N. A. | N. A. | N. A. |  | N. A. | N. A. | N. A. | N. A. | N. A. | N. A. | N. A. | N. A. | N. A. | N. A. | 1 | SUB COMPONENTS | 0 | ADDED NEW PRODUCT AS PER EMAIL BY SBG DTD 30OCT2018 ON 07NOV2018 | N | SUB COMPONENTS |  | No | No | N. A. | N. A. | N. A. | N. A.
J0230 | J0230.7045.01 | ONELOCK TI, MONOAXIAL SCREW DIA 7.00MM X LENGTH 45MM,BLANK 6MM SYSTEM |  | J0231.7000.01 | 01 | 2016-02-11 | N. A. | N. A. | N. A. | QPF/J0230.XXXX.01 | N. A. | N. A. | N. A. | N. A. | N. A. | PS/J0231.7000.01 | 02 | 2016-02-11 | N. A. | N. A. | N. A. | J0230 | N. A. | N. A. | N. A. | SEMIFINISHED GOODS | N. A. | N. A. | N. A. | N. A. | N. A. | N. A. |  | N. A. | N. A. | N. A. | N. A. | N. A. | N. A. | N. A. | N. A. | N. A. | N. A. | 1 | SUB COMPONENTS | 0 | ADDED NEW PRODUCT AS PER EMAIL BY SBG DTD 30OCT2018 ON 07NOV2018 | N | SUB COMPONENTS |  | No | No | N. A. | N. A. | N. A. | N. A.
J0230 | J0230.7050.01 | ONELOCK TI, MONOAXIAL SCREW DIA 7.00MM X LENGTH 50MM,BLANK 6MM SYSTEM |  | J0231.7000.01 | 01 | 2016-02-11 | N. A. | N. A. | N. A. | QPF/J0230.XXXX.01 | N. A. | N. A. | N. A. | N. A. | N. A. | PS/J0231.7000.01 | 02 | 2016-02-11 | N. A. | N. A. | N. A. | J0230 | N. A. | N. A. | N. A. | SEMIFINISHED GOODS | N. A. | N. A. | N. A. | N. A. | N. A. | N. A. |  | N. A. | N. A. | N. A. | N. A. | N. A. | N. A. | N. A. | N. A. | N. A. | N. A. | 1 | SUB COMPONENTS | 0 | ADDED NEW PRODUCT AS PER EMAIL BY SBG DTD 30OCT2018 ON 07NOV2018 | N | SUB COMPONENTS |  | No | No | N. A. | N. A. | N. A. | N. A.
J0231 | J0231.0000.01 | ONELOCK TI, MULTIAXIAL SCREW DIA 4.50, 5.50MM, CAP |  | J0231.0000.01 | 01 | 2013-08-28 | N. A. | N. A. | N. A. | QPF/J0231.0000.01 | 02 | 2013-09-06 | N. A. | N. A. | N. A. | PS/J0231.0000.01 | 02 | 2018-02-11 | 2022-12-04 | 2019-12-04 | N. A. | J0231 | TMF-1 | IU/2 | N. A. | SEMIFINISHED GOODS | N. A. | N. A. | N. A. | N. A. | N. A. | N. A. |  | N. A. | N. A. | N. A. | N. A. | N. A. | N. A. | N. A. | N. A. | N. A. | N. A. | 1 | SUB COMPONENTS | NA | ADDED NEW PRODUCTS UNDER SUB COMPONENTS | N | SUB COMPONENTS |  | No | No | N. A. | N. A. | N. A. | N. A.
J0231 | J0231.0000.02 | ONELOCK TI, MULTIAXIAL SCREW DIA 6.25, 7.00MM, CAP |  | J0231.0000.02 | 01 | 2013-08-28 | N. A. | N. A. | N. A. | QPF/J0231.0000.02 | 03 | 2013-11-22 | N. A. | N. A. | N. A. | PS/J0231.0000.02 | 03 | 2019-11-08 | N. A. | N. A. | N. A. | J0231 | TMF-1 | IU/2 | N. A. | SEMIFINISHED GOODS | N. A. | N. A. | N. A. | N. A. | N. A. | N. A. |  | N. A. | N. A. | N. A. | N. A. | N. A. | N. A. | N. A. | N. A. | N. A. | N. A. | 1 | SUB COMPONENTS | NA | Changed Description and Removed process drawing no. from Drawing no. Column on 14OCT2012 | N | SUB COMPONENTS |  | No | No | N. A. | N. A. | N. A. | N. A.
J0231 | J0231.0000.03 | ONELOCK TI, MULTIAXIAL, REDUCTION SCREW, LOCKING INSERT |  | J0231.0000.03 | 03 | 2015-09-02 | N. A. | N. A. | N. A. | QPF/J0231.0000.03 | 03 | 2017-06-06 | N. A. | N. A. | N. A. | PS/J0231.0000.03 | 02 | 2018-02-18 | N. A. | N. A. | N. A. | J0231 | TMF-1 | IU/2 | N. A. | SEMIFINISHED GOODS | N. A. | N. A. | N. A. | N. A. | N. A. | N. A. |  | N. A. | N. A. | N. A. | N. A. | N. A. | N. A. | N. A. | N. A. | N. A. | N. A. | 1 | SUB COMPONENTS | NA | ADDED NEW PRODUCTS UNDER SUB COMPONENTS | N | SUB COMPONENTS |  | No | No | N. A. | N. A. | N. A. | N. A.
J0231 | J0231.4500.01 | ONELOCK TI, MULTIAXIAL, REDUCTION SCREW DIA 4.50MM, SHAFT, _____________ MM LONG |  | J0231.4500.01 | 01 | 2016-02-11 | N. A. | N. A. | N. A. | QPF/J0231.XX00.01 | 04 | 2017-11-11 | N. A. | N. A. | N. A. | PS/J0231.XX00.01 | 02 | 2018-02-11 | 2022-12-04 | 2019-12-04 | N. A. | J0231.XX00 | TMF-1 | IU/2 | N. A. | SEMIFINISHED GOODS | N. A. | N. A. | N. A. | N. A. | N. A. | N. A. |  | N. A. | N. A. | N. A. | N. A. | N. A. | N. A. | N. A. | N. A. | N. A. | N. A. | 1 | SUB COMPONENTS | NA | Changed Descriptions as discussed on 25JAN2012 | N | SUB COMPONENTS |  | No | No | N. A. | N. A. | N. A. | N. A.
J0231 | J0231.4520.01 | ONELOCK TI, MULTIAXIAL, REDUCTION SCREW DIA 4.50MM, SHAFT, _____________ MM LONG |  | J0231.4520.01 | 01 | 2016-02-11 | N. A. | N. A. | N. A. | QPF/J0231.XX00.01 | 04 | 2017-11-11 | N. A. | N. A. | N. A. | PS/J0231.XX00.01 | 02 | 2018-02-11 | 2022-12-04 | 2019-12-04 | N. A. | J0231.XX20 | TMF-1 | IU/2 | N. A. | SEMIFINISHED GOODS | N. A. | N. A. | N. A. | N. A. | N. A. | N. A. |  | N. A. | N. A. | N. A. | N. A. | N. A. | N. A. | N. A. | N. A. | N. A. | N. A. | 1 | SUB COMPONENTS | NA | Added new product as discussed with RS on 25JAN2012 | N | SUB COMPONENTS |  | No | No | N. A. | N. A. | N. A. | N. A.
J0231 | J0231.5500.01 | ONELOCK TI, MULTIAXIAL, REDUCTION SCREW DIA 5.50MM, SHAFT, _____________ MM LONG |  | J0231.5500.01 | 01 | 2016-02-11 | N. A. | N. A. | N. A. | QPF/J0231.XX00.01 | 04 | 2017-11-11 | N. A. | N. A. | N. A. | PS/J0231.XX00.01 | 02 | 2018-02-11 | 2022-12-04 | 2019-12-04 | N. A. | J0231.XX00 | TMF-1 | IU/2 | N. A. | SEMIFINISHED GOODS | N. A. | N. A. | N. A. | N. A. | N. A. | N. A. |  | N. A. | N. A. | N. A. | N. A. | N. A. | N. A. | N. A. | N. A. | N. A. | N. A. | 1 | SUB COMPONENTS | NA | CHANGED DESCRIPTION AS DISCUSSED WITH RS ON 25JAN2012 | N | SUB COMPONENTS |  | No | No | N. A. | N. A. | N. A. | N. A.
J0231 | J0231.5520.01 | ONELOCK TI, MULTIAXIAL, REDUCTION SCREW DIA 5.50MM, SHAFT, _____________ MM LONG |  | J0231.5520.01 | 01 | 2016-02-11 | N. A. | N. A. | N. A. | QPF/J0231.XX00.01 | 04 | 2017-11-11 | N. A. | N. A. | N. A. | PS/J0231.XX00.01 | 02 | 2018-02-11 | 2022-12-04 | 2019-12-04 | N. A. | J0231.XX20 | TMF-1 | IU/2 | N. A. | SEMIFINISHED GOODS | N. A. | N. A. | N. A. | N. A. | N. A. | N. A. |  | N. A. | N. A. | N. A. | N. A. | N. A. | N. A. | N. A. | N. A. | N. A. | N. A. | 1 | SUB COMPONENTS | NA | Added new product as discussed with RS on 25JAN2012 | N | SUB COMPONENTS |  | No | No | N. A. | N. A. | N. A. | N. A.
J0231 | J0231.6200.01 | ONELOCK TI, MULTIAXIAL, REDUCTION SCREW DIA 6.25MM, SHAFT, _____________ MM LONG |  | J0231.6200.01 | 02 | 2016-02-11 | N. A. | N. A. | N. A. | QPF/J0231.XX00.01 | 04 | 2017-11-11 | N. A. | N. A. | N. A. | PS/J0231.XX00.01 | 02 | 2018-02-11 | 2022-12-04 | 2019-12-04 | N. A. | J0231.XX00 | TMF-1 | IU/2 | N. A. | SEMIFINISHED GOODS | N. A. | N. A. | N. A. | N. A. | N. A. | N. A. |  | N. A. | N. A. | N. A. | N. A. | N. A. | N. A. | N. A. | N. A. | N. A. | N. A. | 1 | SUB COMPONENTS | NA | CHANGED DESCRIPTION AS DISCUSSED WITH RS ON 25JAN2012 | N | SUB COMPONENTS |  | No | No | N. A. | N. A. | N. A. | N. A.
J0231 | J0231.6220.01 | ONELOCK TI, MULTIAXIAL, REDUCTION SCREW DIA 6.25MM, SHAFT, _____________ MM LONG |  | J0231.6220.01 | 02 | 2016-02-11 | N. A. | N. A. | N. A. | QPF/J0231.XX00.01 | 04 | 2017-11-11 | N. A. | N. A. | N. A. | PS/J0231.XX00.01 | 02 | 2018-02-11 | 2022-12-04 | 2019-12-04 | N. A. | J0231.XX20 | TMF-1 | IU/2 | N. A. | SEMIFINISHED GOODS | N. A. | N. A. | N. A. | N. A. | N. A. | N. A. |  | N. A. | N. A. | N. A. | N. A. | N. A. | N. A. | N. A. | N. A. | N. A. | N. A. | 1 | SUB COMPONENTS | NA | Added new product as discussed with RS on 25JAN2012 | N | SUB COMPONENTS |  | No | No | N. A. | N. A. | N. A. | N. A.
J0231 | J0231.7000.01 | ONELOCK TI, MULTIAXIAL, REDUCTION SCREW DIA 7.00MM, SHAFT, _____________ MM LONG |  | J0231.7000.01 | 01 | 2016-02-11 | N. A. | N. A. | N. A. | QPF/J0231.XX00.01 | 04 | 2017-11-11 | N. A. | N. A. | N. A. | PS/J0231.XX00.01 | 02 | 2018-02-11 | 2022-12-04 | 2019-12-04 | N. A. | J0231.XX00 | TMF-1 | IU/2 | N. A. | SEMIFINISHED GOODS | N. A. | N. A. | N. A. | N. A. | N. A. | N. A. |  | N. A. | N. A. | N. A. | N. A. | N. A. | N. A. | N. A. | N. A. | N. A. | N. A. | 1 | SUB COMPONENTS | NA | Changed Descriptions as discussed on 25JAN2012 | N | SUB COMPONENTS |  | No | No | N. A. | N. A. | N. A. | N. A.
#N/A | J0231.7020.01 | ONELOCK TI, MULTIAXIAL, REDUCTION SCREW DIA 7.00MM, SHAFT, 20 / 25MM LONG |  | J0231.7020.01 | 01 | 2016-02-11 | N. A. | N. A. | N. A. | QPF/J0231.XX00.01 | 04 | 2017-11-11 | N. A. | N. A. | N. A. | PS/J0231.XX00.01 | 02 | 2018-02-11 | 2022-12-04 | 2019-12-04 | N. A. | J0231.XX20 | TMF-1 | IU/2 | N. A. | SEMIFINISHED GOODS | N. A. | N. A. | N. A. | N. A. | N. A. | N. A. |  | N. A. | N. A. | N. A. | N. A. | N. A. | N. A. | N. A. | N. A. | N. A. | N. A. | 1 | SUB COMPONENTS | NA | Discontinued product as discussed in meeting on 14OCT2012 | N | SUB COMPONENTS |  | No | No | N. A. | N. A. | N. A. | N. A.
J0231 | J0231S1 | ONELOCK MULTIAXIAL SCREW, CAP (FOR ROD HOLDING) |  | J0231.4500 or J0231.5500 or J0231.6200 or J0231.7000 | 05 | 2016-02-11 | N. A. | N. A. | N. A. | QPR/J0231S1 | N. A. | N. A. | N. A. | N. A. | N. A. | PS/J0231S1 | N. A. | N. A. | N. A. | N. A. | N. A. | J0231 | N. A. | N. A. | N. A. | SEMIFINISHED GOODS | N. A. | N. A. | N. A. | N. A. | N. A. | N. A. |  | N. A. | N. A. | N. A. | N. A. | N. A. | N. A. | N. A. | N. A. | N. A. | N. A. | 1 | SUB COMPONENTS | NA | ADDED NEW PRODUCTS UNDER SUB COMPONENTS | N | SUB COMPONENTS |  | No | No | N. A. | N. A. | N. A. | N. A.
J0231 | J0231S2 | ONELOCK MULTIAXIAL SCREW, LOCKING INSERT (TO BE FITTED INSIDE THE CAP) |  | J0231.4500 or J0231.5500 or J0231.6200 or J0231.7000 | 05 | 2016-02-11 | N. A. | N. A. | N. A. | N. A. | N. A. | N. A. | N. A. | N. A. | N. A. | PS/J0231S2 | N. A. | N. A. | N. A. | N. A. | N. A. | J0231 | N. A. | N. A. | N. A. | SEMIFINISHED GOODS | N. A. | N. A. | N. A. | N. A. | N. A. | N. A. |  | N. A. | N. A. | N. A. | N. A. | N. A. | N. A. | N. A. | N. A. | N. A. | N. A. | 1 | SUB COMPONENTS | NA | ADDED NEW PRODUCTS UNDER SUB COMPONENTS | N | SUB COMPONENTS |  | No | No | N. A. | N. A. | N. A. | N. A.
J0231 | J0231S3 | SCREW INSERT FOR ONELOCK MULTIAXIAL SCREW DIA. __________ MM, LENGTH ________MM |  | J0231.4500 or J0231.5500 or J0231.6200 or J0231.7000 | 05 | 2016-02-11 | N. A. | N. A. | N. A. | N. A. | N. A. | N. A. | N. A. | N. A. | N. A. | PS/J0231S3 | N. A. | N. A. | N. A. | N. A. | N. A. | J0231 | N. A. | N. A. | N. A. | SEMIFINISHED GOODS | N. A. | N. A. | N. A. | N. A. | N. A. | N. A. |  | N. A. | N. A. | N. A. | N. A. | N. A. | N. A. | N. A. | N. A. | N. A. | N. A. | 1 | SUB COMPONENTS | NA | ADDED NEW PRODUCTS UNDER SUB COMPONENTS | N | SUB COMPONENTS |  | No | No | N. A. | N. A. | N. A. | N. A.
J0232 | J0232.0000.01 | ONELOCK TI, REDUCTION SCREW DIA 4.50, 5.50MM, CAP |  | J0232.0000.01 | 01 | 2013-09-03 | N. A. | N. A. | N. A. | QPF/J0232.0000.01 | 02 | 2013-09-06 | N. A. | N. A. | N. A. | PS/J0232.0000.01 | 01 | 2018-02-16 | N. A. | N. A. | N. A. | J0232 | TMF-1 | IU/2 | N. A. | SEMIFINISHED GOODS | N. A. | N. A. | N. A. | N. A. | N. A. | N. A. |  | N. A. | N. A. | N. A. | N. A. | N. A. | N. A. | N. A. | N. A. | N. A. | N. A. | 1 | SUB COMPONENTS | NA | ADDED NEW PRODUCTS UNDER SUB COMPONENTS | N | SUB COMPONENTS |  | No | No | N. A. | N. A. | N. A. | N. A.
J0232 | J0232.0000.02 | ONELOCK TI, REDUCTION SCREW DIA 6.25, 7.00MM, CAP |  | J0232.0000.02 | 03 | 2013-09-03 | N. A. | N. A. | N. A. | QPF/J0232.0000.02 | 03 | 2015-12-09 | N. A. | N. A. | N. A. | PS/J0232.0000.02 | 02 | 2018-02-16 | N. A. | N. A. | N. A. | J0232 | TMF-1 | IU/2 | N. A. | SEMIFINISHED GOODS | N. A. | N. A. | N. A. | N. A. | N. A. | N. A. |  | N. A. | N. A. | N. A. | N. A. | N. A. | N. A. | N. A. | N. A. | N. A. | N. A. | 1 | SUB COMPONENTS | NA | Changed Description and Removed process drawing no. from Drawing no. Column on 14OCT2012 | N | SUB COMPONENTS |  | No | No | N. A. | N. A. | N. A. | N. A.
J0233 | J0233.4525.01 | ONELOCK TI, MONOAXIAL SCREW DIA 4.50MM X LENGTH 25MM, 6MM SYSTEM,BLANK DUALTHREAD |  | J0233.4500.01 | N. A. | N. A. | N. A. | N. A. | N. A. | QPF/J0233.XXXX.01 | N. A. | N. A. | N. A. | N. A. | N. A. | PS/J0233.45XX.01 | N. A. | N. A. | N. A. | N. A. | N. A. | J0233 | N. A. | N. A. | N. A. | SEMIFINISHED GOODS | N. A. | N. A. | N. A. | N. A. | N. A. | N. A. |  | N. A. | N. A. | N. A. | N. A. | N. A. | N. A. | N. A. | N. A. | N. A. | N. A. | 1 | SUB COMPONENTS | 0 | ADDED NEW PRODUCT AS PER EMAIL BY SBG DTD 30OCT2018 ON 07NOV2018 | N | SUB COMPONENTS |  | No | No | N. A. | N. A. | N. A. | N. A.
J0233 | J0233.4530.01 | ONELOCK TI, MONOAXIAL SCREW DIA 4.50MM X LENGTH 30MM, 6MM SYSTEM,,BLANK DUALTHREAD |  | J0233.4500.01 | N. A. | N. A. | N. A. | N. A. | N. A. | QPF/J0233.XXXX.01 | N. A. | N. A. | N. A. | N. A. | N. A. | PS/J0233.45XX.01 | N. A. | N. A. | N. A. | N. A. | N. A. | J0233 | N. A. | N. A. | N. A. | SEMIFINISHED GOODS | N. A. | N. A. | N. A. | N. A. | N. A. | N. A. |  | N. A. | N. A. | N. A. | N. A. | N. A. | N. A. | N. A. | N. A. | N. A. | N. A. | 1 | SUB COMPONENTS | 0 | ADDED NEW PRODUCT AS PER EMAIL BY SBG DTD 30OCT2018 ON 07NOV2018 | N | SUB COMPONENTS |  | No | No | N. A. | N. A. | N. A. | N. A.
J0233 | J0233.4535.01 | ONELOCK TI, MONOAXIAL SCREW DIA 4.50MM X LENGTH 35MM, 6MM SYSTEM,,BLANK DUALTHREAD |  | J0233.4500.01 | N. A. | N. A. | N. A. | N. A. | N. A. | QPF/J0233.XXXX.01 | N. A. | N. A. | N. A. | N. A. | N. A. | PS/J0233.45XX.01 | N. A. | N. A. | N. A. | N. A. | N. A. | J0233 | N. A. | N. A. | N. A. | SEMIFINISHED GOODS | N. A. | N. A. | N. A. | N. A. | N. A. | N. A. |  | N. A. | N. A. | N. A. | N. A. | N. A. | N. A. | N. A. | N. A. | N. A. | N. A. | 1 | SUB COMPONENTS | 0 | ADDED NEW PRODUCT AS PER EMAIL BY SBG DTD 30OCT2018 ON 07NOV2018 | N | SUB COMPONENTS |  | No | No | N. A. | N. A. | N. A. | N. A.
J0233 | J0233.4540.01 | ONELOCK TI, MONOAXIAL SCREW DIA 4.50MM X LENGTH 40MM, 6MM SYSTEM,,BLANK DUALTHREAD |  | J0233.4500.01 | N. A. | N. A. | N. A. | N. A. | N. A. | QPF/J0233.XXXX.01 | N. A. | N. A. | N. A. | N. A. | N. A. | PS/J0233.45XX.01 | N. A. | N. A. | N. A. | N. A. | N. A. | J0233 | N. A. | N. A. | N. A. | SEMIFINISHED GOODS | N. A. | N. A. | N. A. | N. A. | N. A. | N. A. |  | N. A. | N. A. | N. A. | N. A. | N. A. | N. A. | N. A. | N. A. | N. A. | N. A. | 1 | SUB COMPONENTS | 0 | ADDED NEW PRODUCT AS PER EMAIL BY SBG DTD 30OCT2018 ON 07NOV2018 | N | SUB COMPONENTS |  | No | No | N. A. | N. A. | N. A. | N. A.
J0233 | J0233.4545.01 | ONELOCK TI, MONOAXIAL SCREW DIA 4.50MM X LENGTH 45MM, 6MM SYSTEM,,BLANK DUALTHREAD |  | J0233.4500.01 | N. A. | N. A. | N. A. | N. A. | N. A. | QPF/J0233.XXXX.01 | N. A. | N. A. | N. A. | N. A. | N. A. | PS/J0233.45XX.01 | N. A. | N. A. | N. A. | N. A. | N. A. | J0233 | N. A. | N. A. | N. A. | SEMIFINISHED GOODS | N. A. | N. A. | N. A. | N. A. | N. A. | N. A. |  | N. A. | N. A. | N. A. | N. A. | N. A. | N. A. | N. A. | N. A. | N. A. | N. A. | 1 | SUB COMPONENTS | 0 | ADDED NEW PRODUCT AS PER EMAIL BY SBG DTD 30OCT2018 ON 07NOV2018 | N | SUB COMPONENTS |  | No | No | N. A. | N. A. | N. A. | N. A.
J0233 | J0233.4550.01 | ONELOCK TI, MONOAXIAL SCREW DIA 4.50MM X LENGTH 50MM, 6MM SYSTEM,,BLANK DUALTHREAD |  | J0233.4500.01 | N. A. | N. A. | N. A. | N. A. | N. A. | QPF/J0233.XXXX.01 | N. A. | N. A. | N. A. | N. A. | N. A. | PS/J0233.45XX.01 | N. A. | N. A. | N. A. | N. A. | N. A. | J0233 | N. A. | N. A. | N. A. | SEMIFINISHED GOODS | N. A. | N. A. | N. A. | N. A. | N. A. | N. A. |  | N. A. | N. A. | N. A. | N. A. | N. A. | N. A. | N. A. | N. A. | N. A. | N. A. | 1 | SUB COMPONENTS | 0 | ADDED NEW PRODUCT AS PER EMAIL BY SBG DTD 30OCT2018 ON 07NOV2018 | N | SUB COMPONENTS |  | No | No | N. A. | N. A. | N. A. | N. A.
J0233 | J0233.5525.01 | ONELOCK TI, MONOAXIAL SCREW DIA 5.50MM X LENGTH 25MM, 6MM SYSTEM,BLANK DUALTHREAD |  | J0233.5500.01 | N. A. | N. A. | N. A. | N. A. | N. A. | QPF/J0233.XXXX.01 | N. A. | N. A. | N. A. | N. A. | N. A. | PS/J0233.55XX.01 | N. A. | N. A. | N. A. | N. A. | N. A. | J0233 | N. A. | N. A. | N. A. | SEMIFINISHED GOODS | N. A. | N. A. | N. A. | N. A. | N. A. | N. A. |  | N. A. | N. A. | N. A. | N. A. | N. A. | N. A. | N. A. | N. A. | N. A. | N. A. | 1 | SUB COMPONENTS | 0 | ADDED NEW PRODUCT AS PER EMAIL BY SBG DTD 30OCT2018 ON 07NOV2018 | N | SUB COMPONENTS |  | No | No | N. A. | N. A. | N. A. | N. A.
J0233 | J0233.5530.01 | ONELOCK TI, MONOAXIAL SCREW DIA 5.50MM X LENGTH 30MM, 6MM SYSTEM,BLANK DUALTHREAD |  | J0233.5500.01 | N. A. | N. A. | N. A. | N. A. | N. A. | QPF/J0233.XXXX.01 | N. A. | N. A. | N. A. | N. A. | N. A. | PS/J0233.55XX.01 | N. A. | N. A. | N. A. | N. A. | N. A. | J0233 | N. A. | N. A. | N. A. | SEMIFINISHED GOODS | N. A. | N. A. | N. A. | N. A. | N. A. | N. A. |  | N. A. | N. A. | N. A. | N. A. | N. A. | N. A. | N. A. | N. A. | N. A. | N. A. | 1 | SUB COMPONENTS | 0 | ADDED NEW PRODUCT AS PER EMAIL BY SBG DTD 30OCT2018 ON 07NOV2018 | N | SUB COMPONENTS |  | No | No | N. A. | N. A. | N. A. | N. A.
J0233 | J0233.5535.01 | ONELOCK TI, MONOAXIAL SCREW DIA 5.50MM X LENGTH 35MM, 6MM SYSTEM,BLANK DUALTHREAD |  | J0233.5500.01 | N. A. | N. A. | N. A. | N. A. | N. A. | QPF/J0233.XXXX.01 | N. A. | N. A. | N. A. | N. A. | N. A. | PS/J0233.55XX.01 | N. A. | N. A. | N. A. | N. A. | N. A. | J0233 | N. A. | N. A. | N. A. | SEMIFINISHED GOODS | N. A. | N. A. | N. A. | N. A. | N. A. | N. A. |  | N. A. | N. A. | N. A. | N. A. | N. A. | N. A. | N. A. | N. A. | N. A. | N. A. | 1 | SUB COMPONENTS | 0 | ADDED NEW PRODUCT AS PER EMAIL BY SBG DTD 30OCT2018 ON 07NOV2018 | N | SUB COMPONENTS |  | No | No | N. A. | N. A. | N. A. | N. A.
J0233 | J0233.5540.01 | ONELOCK TI, MONOAXIAL SCREW DIA 5.50MM X LENGTH 40MM, 6MM SYSTEM,BLANK DUALTHREAD |  | J0233.5500.01 | N. A. | N. A. | N. A. | N. A. | N. A. | QPF/J0233.XXXX.01 | N. A. | N. A. | N. A. | N. A. | N. A. | PS/J0233.55XX.01 | N. A. | N. A. | N. A. | N. A. | N. A. | J0233 | N. A. | N. A. | N. A. | SEMIFINISHED GOODS | N. A. | N. A. | N. A. | N. A. | N. A. | N. A. |  | N. A. | N. A. | N. A. | N. A. | N. A. | N. A. | N. A. | N. A. | N. A. | N. A. | 1 | SUB COMPONENTS | 0 | ADDED NEW PRODUCT AS PER EMAIL BY SBG DTD 30OCT2018 ON 07NOV2018 | N | SUB COMPONENTS |  | No | No | N. A. | N. A. | N. A. | N. A.
J0233 | J0233.5545.01 | ONELOCK TI, MONOAXIAL SCREW DIA 5.50MM X LENGTH 45MM, 6MM SYSTEM,BLANK DUALTHREAD |  | J0233.5500.01 | N. A. | N. A. | N. A. | N. A. | N. A. | QPF/J0233.XXXX.01 | N. A. | N. A. | N. A. | N. A. | N. A. | PS/J0233.55XX.01 | N. A. | N. A. | N. A. | N. A. | N. A. | J0233 | N. A. | N. A. | N. A. | SEMIFINISHED GOODS | N. A. | N. A. | N. A. | N. A. | N. A. | N. A. |  | N. A. | N. A. | N. A. | N. A. | N. A. | N. A. | N. A. | N. A. | N. A. | N. A. | 1 | SUB COMPONENTS | 0 | ADDED NEW PRODUCT AS PER EMAIL BY SBG DTD 30OCT2018 ON 07NOV2018 | N | SUB COMPONENTS |  | No | No | N. A. | N. A. | N. A. | N. A.
J0233 | J0233.5550.01 | ONELOCK TI, MONOAXIAL SCREW DIA 5.50MM X LENGTH 50MM, 6MM SYSTEM,BLANK DUALTHREAD |  | J0233.5500.01 | N. A. | N. A. | N. A. | N. A. | N. A. | QPF/J0233.XXXX.01 | N. A. | N. A. | N. A. | N. A. | N. A. | PS/J0233.55XX.01 | N. A. | N. A. | N. A. | N. A. | N. A. | J0233 | N. A. | N. A. | N. A. | SEMIFINISHED GOODS | N. A. | N. A. | N. A. | N. A. | N. A. | N. A. |  | N. A. | N. A. | N. A. | N. A. | N. A. | N. A. | N. A. | N. A. | N. A. | N. A. | 1 | SUB COMPONENTS | 0 | ADDED NEW PRODUCT AS PER EMAIL BY SBG DTD 30OCT2018 ON 07NOV2018 | N | SUB COMPONENTS |  | No | No | N. A. | N. A. | N. A. | N. A.
J0233 | J0233.6225.01 | ONELOCK TI, MONOAXIAL SCREW DIA 6.25MM X LENGTH 25MM, 6MM SYSTEM,BLANK DUALTHREAD |  | J0233.6200.01 | N. A. | N. A. | N. A. | N. A. | N. A. | QPF/J0233.XXXX.01 | N. A. | N. A. | N. A. | N. A. | N. A. | PS/J0233.62XX.01 | N. A. | N. A. | N. A. | N. A. | N. A. | J0233 | N. A. | N. A. | N. A. | SEMIFINISHED GOODS | N. A. | N. A. | N. A. | N. A. | N. A. | N. A. |  | N. A. | N. A. | N. A. | N. A. | N. A. | N. A. | N. A. | N. A. | N. A. | N. A. | 1 | SUB COMPONENTS | 0 | ADDED NEW PRODUCT AS PER EMAIL BY SBG DTD 30OCT2018 ON 07NOV2018 | N | SUB COMPONENTS |  | No | No | N. A. | N. A. | N. A. | N. A.
J0233 | J0233.6230.01 | ONELOCK TI, MONOAXIAL SCREW DIA 6.25MM X LENGTH 30MM, 6MM SYSTEM,BLANK DUALTHREAD |  | J0233.6200.01 | N. A. | N. A. | N. A. | N. A. | N. A. | QPF/J0233.XXXX.01 | N. A. | N. A. | N. A. | N. A. | N. A. | PS/J0233.62XX.01 | N. A. | N. A. | N. A. | N. A. | N. A. | J0233 | N. A. | N. A. | N. A. | SEMIFINISHED GOODS | N. A. | N. A. | N. A. | N. A. | N. A. | N. A. |  | N. A. | N. A. | N. A. | N. A. | N. A. | N. A. | N. A. | N. A. | N. A. | N. A. | 1 | SUB COMPONENTS | 0 | ADDED NEW PRODUCT AS PER EMAIL BY SBG DTD 30OCT2018 ON 07NOV2018 | N | SUB COMPONENTS |  | No | No | N. A. | N. A. | N. A. | N. A.
J0233 | J0233.6235.01 | ONELOCK TI, MONOAXIAL SCREW DIA 6.25MM X LENGTH 35MM, 6MM SYSTEM,BLANK DUALTHREAD |  | J0233.6200.01 | N. A. | N. A. | N. A. | N. A. | N. A. | QPF/J0233.XXXX.01 | N. A. | N. A. | N. A. | N. A. | N. A. | PS/J0233.62XX.01 | N. A. | N. A. | N. A. | N. A. | N. A. | J0233 | N. A. | N. A. | N. A. | SEMIFINISHED GOODS | N. A. | N. A. | N. A. | N. A. | N. A. | N. A. |  | N. A. | N. A. | N. A. | N. A. | N. A. | N. A. | N. A. | N. A. | N. A. | N. A. | 1 | SUB COMPONENTS | 0 | ADDED NEW PRODUCT AS PER EMAIL BY SBG DTD 30OCT2018 ON 07NOV2018 | N | SUB COMPONENTS |  | No | No | N. A. | N. A. | N. A. | N. A.
J0233 | J0233.6240.01 | ONELOCK TI, MONOAXIAL SCREW DIA 6.25MM X LENGTH 40MM, 6MM SYSTEM,BLANK DUALTHREAD |  | J0233.6200.01 | N. A. | N. A. | N. A. | N. A. | N. A. | QPF/J0233.XXXX.01 | N. A. | N. A. | N. A. | N. A. | N. A. | PS/J0233.62XX.01 | N. A. | N. A. | N. A. | N. A. | N. A. | J0233 | N. A. | N. A. | N. A. | SEMIFINISHED GOODS | N. A. | N. A. | N. A. | N. A. | N. A. | N. A. |  | N. A. | N. A. | N. A. | N. A. | N. A. | N. A. | N. A. | N. A. | N. A. | N. A. | 1 | SUB COMPONENTS | 0 | ADDED NEW PRODUCT AS PER EMAIL BY SBG DTD 30OCT2018 ON 07NOV2018 | N | SUB COMPONENTS |  | No | No | N. A. | N. A. | N. A. | N. A.
J0233 | J0233.6245.01 | ONELOCK TI, MONOAXIAL SCREW DIA 6.25MM X LENGTH 45MM, 6MM SYSTEM,BLANK DUALTHREAD |  | J0233.6200.01 | N. A. | N. A. | N. A. | N. A. | N. A. | QPF/J0233.XXXX.01 | N. A. | N. A. | N. A. | N. A. | N. A. | PS/J0233.62XX.01 | N. A. | N. A. | N. A. | N. A. | N. A. | J0233 | N. A. | N. A. | N. A. | SEMIFINISHED GOODS | N. A. | N. A. | N. A. | N. A. | N. A. | N. A. |  | N. A. | N. A. | N. A. | N. A. | N. A. | N. A. | N. A. | N. A. | N. A. | N. A. | 1 | SUB COMPONENTS | 0 | ADDED NEW PRODUCT AS PER EMAIL BY SBG DTD 30OCT2018 ON 07NOV2018 | N | SUB COMPONENTS |  | No | No | N. A. | N. A. | N. A. | N. A.
J0233 | J0233.6250.01 | ONELOCK TI, MONOAXIAL SCREW DIA 6.25MM X LENGTH 50MM, 6MM SYSTEM,BLANK DUALTHREAD |  | J0233.6200.01 | N. A. | N. A. | N. A. | N. A. | N. A. | QPF/J0233.XXXX.01 | N. A. | N. A. | N. A. | N. A. | N. A. | PS/J0233.62XX.01 | N. A. | N. A. | N. A. | N. A. | N. A. | J0233 | N. A. | N. A. | N. A. | SEMIFINISHED GOODS | N. A. | N. A. | N. A. | N. A. | N. A. | N. A. |  | N. A. | N. A. | N. A. | N. A. | N. A. | N. A. | N. A. | N. A. | N. A. | N. A. | 1 | SUB COMPONENTS | 0 | ADDED NEW PRODUCT AS PER EMAIL BY SBG DTD 30OCT2018 ON 07NOV2018 | N | SUB COMPONENTS |  | No | No | N. A. | N. A. | N. A. | N. A.
J0233 | J0233.7030.01 | ONELOCK TI, MONOAXIAL SCREW DIA 7.00MM X LENGTH 30MM, 6MM SYSTEM,BLANK DUALTHREAD |  | J0233.7000.01 | N. A. | N. A. | N. A. | N. A. | N. A. | QPF/J0233.XXXX.01 | N. A. | N. A. | N. A. | N. A. | N. A. | PS/J0233.70XX.01 | N. A. | N. A. | N. A. | N. A. | N. A. | J0233 | N. A. | N. A. | N. A. | SEMIFINISHED GOODS | N. A. | N. A. | N. A. | N. A. | N. A. | N. A. |  | N. A. | N. A. | N. A. | N. A. | N. A. | N. A. | N. A. | N. A. | N. A. | N. A. | 1 | SUB COMPONENTS | 0 | ADDED NEW PRODUCT AS PER EMAIL BY SBG DTD 30OCT2018 ON 07NOV2018 | N | SUB COMPONENTS |  | No | No | N. A. | N. A. | N. A. | N. A.
J0233 | J0233.7035.01 | ONELOCK TI, MONOAXIAL SCREW DIA 7.00MM X LENGTH 35MM, 6MM SYSTEM,BLANK DUALTHREAD |  | J0233.7000.01 | N. A. | N. A. | N. A. | N. A. | N. A. | QPF/J0233.XXXX.01 | N. A. | N. A. | N. A. | N. A. | N. A. | PS/J0233.70XX.01 | N. A. | N. A. | N. A. | N. A. | N. A. | J0233 | N. A. | N. A. | N. A. | SEMIFINISHED GOODS | N. A. | N. A. | N. A. | N. A. | N. A. | N. A. |  | N. A. | N. A. | N. A. | N. A. | N. A. | N. A. | N. A. | N. A. | N. A. | N. A. | 1 | SUB COMPONENTS | 0 | ADDED NEW PRODUCT AS PER EMAIL BY SBG DTD 30OCT2018 ON 07NOV2018 | N | SUB COMPONENTS |  | No | No | N. A. | N. A. | N. A. | N. A.
J0233 | J0233.7040.01 | ONELOCK TI, MONOAXIAL SCREW DIA 7.00MM X LENGTH 40MM, 6MM SYSTEM,BLANK DUALTHREAD |  | J0233.7000.01 | N. A. | N. A. | N. A. | N. A. | N. A. | QPF/J0233.XXXX.01 | N. A. | N. A. | N. A. | N. A. | N. A. | PS/J0233.70XX.01 | N. A. | N. A. | N. A. | N. A. | N. A. | J0233 | N. A. | N. A. | N. A. | SEMIFINISHED GOODS | N. A. | N. A. | N. A. | N. A. | N. A. | N. A. |  | N. A. | N. A. | N. A. | N. A. | N. A. | N. A. | N. A. | N. A. | N. A. | N. A. | 1 | SUB COMPONENTS | 0 | ADDED NEW PRODUCT AS PER EMAIL BY SBG DTD 30OCT2018 ON 07NOV2018 | N | SUB COMPONENTS |  | No | No | N. A. | N. A. | N. A. | N. A.
J0233 | J0233.7045.01 | ONELOCK TI, MONOAXIAL SCREW DIA 7.00MM X LENGTH 45MM, 6MM SYSTEM,BLANK DUALTHREAD |  | J0233.7000.01 | N. A. | N. A. | N. A. | N. A. | N. A. | QPF/J0233.XXXX.01 | N. A. | N. A. | N. A. | N. A. | N. A. | PS/J0233.70XX.01 | N. A. | N. A. | N. A. | N. A. | N. A. | J0233 | N. A. | N. A. | N. A. | SEMIFINISHED GOODS | N. A. | N. A. | N. A. | N. A. | N. A. | N. A. |  | N. A. | N. A. | N. A. | N. A. | N. A. | N. A. | N. A. | N. A. | N. A. | N. A. | 1 | SUB COMPONENTS | 0 | ADDED NEW PRODUCT AS PER EMAIL BY SBG DTD 30OCT2018 ON 07NOV2018 | N | SUB COMPONENTS |  | No | No | N. A. | N. A. | N. A. | N. A.
J0233 | J0233.7050.01 | ONELOCK TI, MONOAXIAL SCREW DIA 7.00MM X LENGTH 50MM, 6MM SYSTEM,BLANK DUALTHREAD |  | J0233.7000.01 | N. A. | N. A. | N. A. | N. A. | N. A. | QPF/J0233.XXXX.01 | N. A. | N. A. | N. A. | N. A. | N. A. | PS/J0233.70XX.01 | N. A. | N. A. | N. A. | N. A. | N. A. | J0233 | N. A. | N. A. | N. A. | SEMIFINISHED GOODS | N. A. | N. A. | N. A. | N. A. | N. A. | N. A. |  | N. A. | N. A. | N. A. | N. A. | N. A. | N. A. | N. A. | N. A. | N. A. | N. A. | 1 | SUB COMPONENTS | 0 | ADDED NEW PRODUCT AS PER EMAIL BY SBG DTD 30OCT2018 ON 07NOV2018 | N | SUB COMPONENTS |  | No | No | N. A. | N. A. | N. A. | N. A.
J0234 | J0234.4500.01 | ONELOCK TI, MULTIAXIAL, REDUCTION SCREW DIA 4.50MM, SHAFT, _____________ MM LONG, DUALTHREAD |  | J0234.4500.01 | 02 | 2016-02-11 | N. A. | N. A. | N. A. | QPF/J0234.XX00.01 | 02 | 2014-02-04 | N. A. | N. A. | N. A. | PS/J0234.XX00.01 | N. A. | N. A. | N. A. | N. A. | N. A. | J0234.XX00 | TMF-1 | IU/2 | N. A. | SEMIFINISHED GOODS | N. A. | N. A. | N. A. | N. A. | N. A. | N. A. |  | N. A. | N. A. | N. A. | N. A. | N. A. | N. A. | N. A. | N. A. | N. A. | N. A. | 1 | SUB COMPONENTS | NA | Changed Description - Changed DUAL-CORE to DUALTHREAD | N | SUB COMPONENTS |  | No | No | N. A. | N. A. | N. A. | N. A.
J0234 | J0234.4520.01 | ONELOCK TI, MULTIAXIAL, REDUCTION SCREW DIA 4.50MM, SHAFT, _____________ MM LONG, DUALTHREAD |  | J0234.4520.01 | 02 | 2016-02-11 | N. A. | N. A. | N. A. | QPF/J0234.XX00.01 | 02 | 2014-02-04 | N. A. | N. A. | N. A. | PS/J0234.XX00.01 | N. A. | N. A. | N. A. | N. A. | N. A. | J0234.XX20 | TMF-1 | IU/2 | N. A. | SEMIFINISHED GOODS | N. A. | N. A. | N. A. | N. A. | N. A. | N. A. |  | N. A. | N. A. | N. A. | N. A. | N. A. | N. A. | N. A. | N. A. | N. A. | N. A. | 1 | SUB COMPONENTS | NA | Changed Description - Changed DUAL-CORE to DUALTHREAD | N | SUB COMPONENTS |  | No | No | N. A. | N. A. | N. A. | N. A.
J0234 | J0234.5500.01 | ONELOCK TI, MULTIAXIAL, REDUCTION SCREW DIA 5.50MM, SHAFT, _____________ MM LONG, DUALTHREAD |  | J0234.5500.01 | 02 | 2016-02-11 | N. A. | N. A. | N. A. | QPF/J0234.XX00.01 | 02 | 2014-02-04 | N. A. | N. A. | N. A. | PS/J0234.XX00.01 | N. A. | N. A. | N. A. | N. A. | N. A. | J0234.XX00 | TMF-1 | IU/2 | N. A. | SEMIFINISHED GOODS | N. A. | N. A. | N. A. | N. A. | N. A. | N. A. |  | N. A. | N. A. | N. A. | N. A. | N. A. | N. A. | N. A. | N. A. | N. A. | N. A. | 1 | SUB COMPONENTS | NA | Changed Description - Changed DUAL-CORE to DUALTHREAD | N | SUB COMPONENTS |  | No | No | N. A. | N. A. | N. A. | N. A.
J0234 | J0234.5520.01 | ONELOCK TI, MULTIAXIAL, REDUCTION SCREW DIA 5.50MM, SHAFT, _____________ MM LONG, DUALTHREAD |  | J0234.5520.01 | 02 | 2016-02-11 | N. A. | N. A. | N. A. | QPF/J0234.XX00.01 | 02 | 2014-02-04 | N. A. | N. A. | N. A. | PS/J0234.XX00.01 | N. A. | N. A. | N. A. | N. A. | N. A. | J0234.XX20 | TMF-1 | IU/2 | N. A. | SEMIFINISHED GOODS | N. A. | N. A. | N. A. | N. A. | N. A. | N. A. |  | N. A. | N. A. | N. A. | N. A. | N. A. | N. A. | N. A. | N. A. | N. A. | N. A. | 1 | SUB COMPONENTS | NA | Changed Description - Changed DUAL-CORE to DUALTHREAD | N | SUB COMPONENTS |  | No | No | N. A. | N. A. | N. A. | N. A.
J0234 | J0234.6200.01 | ONELOCK TI, MULTIAXIAL, REDUCTION SCREW DIA 6.25MM, SHAFT, 20/ 25/ 30 / 35 / 40 / 45 / 50 / 55 / 60MM LONG, DUALTHREAD |  | J0234.6200.01 | 02 | 2016-02-11 | N. A. | N. A. | N. A. | QPF/J0234.XX00.01 | 02 | 2014-02-04 | N. A. | N. A. | N. A. | PS/J0234.XX00.01 | N. A. | N. A. | N. A. | N. A. | N. A. | J0234.XX00 | TMF-1 | IU/2 | N. A. | SEMIFINISHED GOODS | N. A. | N. A. | N. A. | N. A. | N. A. | N. A. |  | N. A. | N. A. | N. A. | N. A. | N. A. | N. A. | N. A. | N. A. | N. A. | N. A. | 1 | SUB COMPONENTS | NA | Added 20/ 25mm Thread Lengths in the Description as discussed in meeting Dtd. 14OCT2012 | N | SUB COMPONENTS |  | No | No | N. A. | N. A. | N. A. | N. A.
J0234 | J0234.7000.01 | ONELOCK TI, MULTIAXIAL, REDUCTION SCREW DIA 7.00MM, SHAFT, 20/ 25/ 30 / 35 / 40 / 45 / 50 / 55 / 60MM LONG, DUALTHREAD |  | J0234.7000.01 | 02 | 2016-02-11 | N. A. | N. A. | N. A. | QPF/J0234.XX00.01 | 02 | 2014-02-04 | N. A. | N. A. | N. A. | PS/J0234.XX00.01 | N. A. | N. A. | N. A. | N. A. | N. A. | J0234.XX00 | TMF-1 | IU/2 | N. A. | SEMIFINISHED GOODS | N. A. | N. A. | N. A. | N. A. | N. A. | N. A. |  | N. A. | N. A. | N. A. | N. A. | N. A. | N. A. | N. A. | N. A. | N. A. | N. A. | 1 | SUB COMPONENTS | NA | Added 20/ 25mm Thread Lengths in the Description as discussed in meeting Dtd. 14OCT2012 | N | SUB COMPONENTS |  | No | No | N. A. | N. A. | N. A. | N. A.
#N/A | J023X.XXXX.01 | SCREW COMPONENT FOR ONELOCK TI, MULTIAXIAL / REDUCTION SCREW DIA _______MM X LENGTH _______MM, 6MM SYSTEM, DUALTHREAD |  | J0234.4500 or J0234.5500 or J0234.6200 or J0234.7000 | 05 | 2016-02-11 | N. A. | N. A. | N. A. | QPR/J023X | N. A. | N. A. | N. A. | N. A. | N. A. | PS/J023X | N. A. | N. A. | N. A. | N. A. | N. A. | J0234 | N. A. | N. A. | N. A. | SEMIFINISHED GOODS | N. A. | N. A. | N. A. | N. A. | N. A. | N. A. |  | N. A. | N. A. | N. A. | N. A. | N. A. | N. A. | N. A. | N. A. | N. A. | N. A. | 1 | SUB COMPONENTS | NA | Changed Description - Changed DUAL-CORE to DUALTHREAD | N | SUB COMPONENTS |  | No | No | N. A. | N. A. | N. A. | N. A.
J0811 | J0831.00.01 | ONELOCK TI, FACET HOOK,MAIN BODY 6MM SYSTEM |  | J0831.00.01 | N. A. | N. A. | N. A. | N. A. | N. A. | QPF/J0831.00.01 | N. A. | N. A. | N. A. | N. A. | N. A. | PS/J0831.00.01 | N. A. | N. A. | N. A. | N. A. | N. A. | J0811 | N. A. | N. A. | N. A. | SEMIFINISHED GOODS | N. A. | N. A. | N. A. | N. A. | N. A. | N. A. |  | N. A. | N. A. | N. A. | N. A. | N. A. | N. A. | N. A. | N. A. | N. A. | N. A. | 1 | SUB COMPONENTS | 0 | ADDED NEW PRODUCT AS PER EMAIL BY SBG DTD 30OCT2018 ON 07NOV2018 | N | SUB COMPONENTS |  | No | No | N. A. | N. A. | N. A. | N. A.
J0832.00.01 | J0832.00.01 | ONELOCK TI, SUPRALAMINAR HOOK,MAIN BODY 6MM SYSTEM |  | J0832.00.01 | N. A. | N. A. | N. A. | N. A. | N. A. | QPF/J0832.00.01 | N. A. | N. A. | N. A. | N. A. | N. A. | PS/J0832.00.01 | N. A. | N. A. | N. A. | N. A. | N. A. | J0832.00.01 | N. A. | N. A. | N. A. | SEMIFINISHED GOODS | N. A. | N. A. | N. A. | N. A. | N. A. | N. A. |  | N. A. | N. A. | N. A. | N. A. | N. A. | N. A. | N. A. | N. A. | N. A. | N. A. | 1 | SUB COMPONENTS | 0 | ADDED NEW PRODUCT AS PER EMAIL BY SBG DTD 30OCT2018 ON 07NOV2018 | N | SUB COMPONENTS |  | No | No | N. A. | N. A. | N. A. | N. A.
J0833.00.01 | J0833.00.01 | ONELOCK TI, INFRALAMINAR HOOK,MAIN BODY 6MM SYSTEM |  | J0833.00.01 | N. A. | N. A. | N. A. | N. A. | N. A. | QPF/J0833.00.01 | N. A. | N. A. | N. A. | N. A. | N. A. | PS/J0833.00.01 | N. A. | N. A. | N. A. | N. A. | N. A. | J0833.00.01 | N. A. | N. A. | N. A. | SEMIFINISHED GOODS | N. A. | N. A. | N. A. | N. A. | N. A. | N. A. |  | N. A. | N. A. | N. A. | N. A. | N. A. | N. A. | N. A. | N. A. | N. A. | N. A. | 1 | SUB COMPONENTS | 0 | ADDED NEW PRODUCT AS PER EMAIL BY SBG DTD 30OCT2018 ON 07NOV2018 | N | SUB COMPONENTS |  | No | No | N. A. | N. A. | N. A. | N. A.
J0834.00.01 | J0834.00.01 | ONELOCK TI, TRANSVERSE PROCESS HOOK, LEFT,MAIN BODY 6MM SYSTEM |  | J0834.00.01 | N. A. | N. A. | N. A. | N. A. | N. A. | QPF/J0834.00.01 | N. A. | N. A. | N. A. | N. A. | N. A. | PS/J0834.00.01 | N. A. | N. A. | N. A. | N. A. | N. A. | J0834.00.01 | N. A. | N. A. | N. A. | SEMIFINISHED GOODS | N. A. | N. A. | N. A. | N. A. | N. A. | N. A. |  | N. A. | N. A. | N. A. | N. A. | N. A. | N. A. | N. A. | N. A. | N. A. | N. A. | 1 | SUB COMPONENTS | 0 | ADDED NEW PRODUCT AS PER EMAIL BY SBG DTD 30OCT2018 ON 07NOV2018 | N | SUB COMPONENTS |  | No | No | N. A. | N. A. | N. A. | N. A.
J0835.00.01 | J0835.00.01 | ONELOCK TI, TRANSVERSE PROCESS HOOK, RIGHT,MAIN BODY 6MM SYSTEM |  | J0835.00.01 | N. A. | N. A. | N. A. | N. A. | N. A. | QPF/J0835.00.01 | N. A. | N. A. | N. A. | N. A. | N. A. | PS/J0835.00.01 | N. A. | N. A. | N. A. | N. A. | N. A. | J0835.00.01 | N. A. | N. A. | N. A. | SEMIFINISHED GOODS | N. A. | N. A. | N. A. | N. A. | N. A. | N. A. |  | N. A. | N. A. | N. A. | N. A. | N. A. | N. A. | N. A. | N. A. | N. A. | N. A. | 1 | SUB COMPONENTS | 0 | ADDED NEW PRODUCT AS PER EMAIL BY SBG DTD 30OCT2018 ON 07NOV2018 | N | SUB COMPONENTS |  | No | No | N. A. | N. A. | N. A. | N. A.
J0836 | J0836.00.01 | MALE PART FOR ONELOCK TI, CROSS CONNECTOR, 6MM SYSTEM |  | J0836.00.01.00 | N. A. | N. A. | N. A. | N. A. | N. A. | N. A. | N. A. | N. A. | N. A. | N. A. | N. A. | PS/J0836.00.01 | 02 | 2018-03-10 | N. A. | N. A. | N. A. | J0836 | N. A. | N. A. | N. A. | SEMIFINISHED GOODS | N. A. | N. A. | N. A. | N. A. | N. A. | N. A. |  | N. A. | N. A. | N. A. | N. A. | N. A. | N. A. | N. A. | N. A. | N. A. | N. A. | 1 | SUB COMPONENTS | 0 | ADDED NEW CODE NOS. FOR SUB COMPONENTS | N | SUB COMPONENTS |  | No | No | N. A. | N. A. | N. A. | N. A.
J0836 | J0836.00.02 | FEMALE PART FOR ONELOCK TI, CROSS CONNECTOR, 6MM SYSTEM |  | J0836.00.02.00 | N. A. | N. A. | N. A. | N. A. | N. A. | N. A. | N. A. | N. A. | N. A. | N. A. | N. A. | PS/J0836.00.02 | 02 | 2018-03-10 | 2022-11-16 | 2019-11-16 | N. A. | J0836 | N. A. | N. A. | N. A. | SEMIFINISHED GOODS | N. A. | N. A. | N. A. | N. A. | N. A. | N. A. |  | N. A. | N. A. | N. A. | N. A. | N. A. | N. A. | N. A. | N. A. | N. A. | N. A. | 1 | SUB COMPONENTS | 0 | ADDED NEW CODE NOS. FOR SUB COMPONENTS | N | SUB COMPONENTS |  | No | No | N. A. | N. A. | N. A. | N. A.
J0836 | J0836.00.03 | GRUB SCREW FOR ONELOCK TI, CROSS CONNECTOR, 6MM SYSTEM |  | J0836.00.03.00 | N. A. | N. A. | N. A. | N. A. | N. A. | N. A. | N. A. | N. A. | N. A. | N. A. | N. A. | PS/J0836.00.03 | 00 | 2012-03-23 | 2022-12-04 | 2019-12-04 | N. A. | J0836 | N. A. | N. A. | N. A. | SEMIFINISHED GOODS | N. A. | N. A. | N. A. | N. A. | N. A. | N. A. |  | N. A. | N. A. | N. A. | N. A. | N. A. | N. A. | N. A. | N. A. | N. A. | N. A. | 1 | SUB COMPONENTS | 0 | ADDED NEW CODE NOS. FOR SUB COMPONENTS | N | SUB COMPONENTS |  | No | No | N. A. | N. A. | N. A. | N. A.
J0836 | J0836.00.04 | SET SCREW FOR ONELOCK TI, CROSS CONNECTOR, 6MM SYSTEM |  | J0836.00.04.00 | N. A. | N. A. | N. A. | N. A. | N. A. | N. A. | N. A. | N. A. | N. A. | N. A. | N. A. | PS/J0836.00.04 | 01 | 2015-01-25 | 2022-11-16 | 2019-11-16 | N. A. | J0836 | N. A. | N. A. | N. A. | SEMIFINISHED GOODS | N. A. | N. A. | N. A. | N. A. | N. A. | N. A. |  | N. A. | N. A. | N. A. | N. A. | N. A. | N. A. | N. A. | N. A. | N. A. | N. A. | 1 | SUB COMPONENTS | 0 | ADDED NEW CODE NOS. FOR SUB COMPONENTS | N | SUB COMPONENTS |  | No | No | N. A. | N. A. | N. A. | N. A.
J0836 | J0836.01.01 | MALE PART FOR ONELOCK TI, CROSS CONNECTOR, 30 TO 35MM, 6MM SYSTEM |  | J0836.01.01.00 | N. A. | N. A. | N. A. | N. A. | N. A. | N. A. | N. A. | N. A. | N. A. | N. A. | N. A. | PS/J0836.00.01 | 02 | 2018-03-10 | N. A. | N. A. | N. A. | J0836 | N. A. | N. A. | N. A. | SEMIFINISHED GOODS | N. A. | N. A. | N. A. | N. A. | N. A. | N. A. |  | N. A. | N. A. | N. A. | N. A. | N. A. | N. A. | N. A. | N. A. | N. A. | N. A. | 1 | SUB COMPONENTS | 0 | ADDED NEW CODE NOS. FOR SUB COMPONENTS | N | SUB COMPONENTS |  | No | No | N. A. | N. A. | N. A. | N. A.
J0836 | J0836.01.02 | FEMALE PART FOR ONELOCK TI, CROSS CONNECTOR, 30 TO 35MM, 6MM SYSTEM |  | J0836.01.02.00 | N. A. | N. A. | N. A. | N. A. | N. A. | N. A. | N. A. | N. A. | N. A. | N. A. | N. A. | PS/J0836.00.02 | 02 | 2018-03-10 | 2022-11-16 | 2019-11-16 | N. A. | J0836 | N. A. | N. A. | N. A. | SEMIFINISHED GOODS | N. A. | N. A. | N. A. | N. A. | N. A. | N. A. |  | N. A. | N. A. | N. A. | N. A. | N. A. | N. A. | N. A. | N. A. | N. A. | N. A. | 1 | SUB COMPONENTS | 0 | ADDED NEW CODE NOS. FOR SUB COMPONENTS | N | SUB COMPONENTS |  | No | No | N. A. | N. A. | N. A. | N. A.
J0836 | J0836.02.01 | MALE PART FOR ONELOCK TI, CROSS CONNECTOR, 45 TO 55MM, 6MM SYSTEM |  | J0836.02.01.00 | N. A. | N. A. | N. A. | N. A. | N. A. | N. A. | N. A. | N. A. | N. A. | N. A. | N. A. | PS/J0836.00.01 | 02 | 2018-03-10 | N. A. | N. A. | N. A. | J0836 | N. A. | N. A. | N. A. | SEMIFINISHED GOODS | N. A. | N. A. | N. A. | N. A. | N. A. | N. A. |  | N. A. | N. A. | N. A. | N. A. | N. A. | N. A. | N. A. | N. A. | N. A. | N. A. | 1 | SUB COMPONENTS | 0 | ADDED NEW CODE NOS. FOR SUB COMPONENTS | N | SUB COMPONENTS |  | No | No | N. A. | N. A. | N. A. | N. A.
J0836 | J0836.02.02 | FEMALE PART FOR ONELOCK TI, CROSS CONNECTOR, 45 TO 55MM, 6MM SYSTEM |  | J0836.02.02.00 | N. A. | N. A. | N. A. | N. A. | N. A. | N. A. | N. A. | N. A. | N. A. | N. A. | N. A. | PS/J0836.00.02 | 02 | 2018-03-10 | 2022-11-16 | 2019-11-16 | N. A. | J0836 | N. A. | N. A. | N. A. | SEMIFINISHED GOODS | N. A. | N. A. | N. A. | N. A. | N. A. | N. A. |  | N. A. | N. A. | N. A. | N. A. | N. A. | N. A. | N. A. | N. A. | N. A. | N. A. | 1 | SUB COMPONENTS | 0 | ADDED NEW CODE NOS. FOR SUB COMPONENTS | N | SUB COMPONENTS |  | No | No | N. A. | N. A. | N. A. | N. A.
J0836 | J0836.03.01 | MALE PART FOR ONELOCK TI, CROSS CONNECTOR, 25 TO 30MM, 6MM SYSTEM |  | J0836.03.01.00 | N. A. | N. A. | N. A. | N. A. | N. A. | N. A. | N. A. | N. A. | N. A. | N. A. | N. A. | PS/J0836.00.01 | 02 | 2018-03-10 | N. A. | N. A. | N. A. | J0836 | N. A. | N. A. | N. A. | SEMIFINISHED GOODS | N. A. | N. A. | N. A. | N. A. | N. A. | N. A. |  | N. A. | N. A. | N. A. | N. A. | N. A. | N. A. | N. A. | N. A. | N. A. | N. A. | 1 | SUB COMPONENTS | 0 | Added New product to the P master on 26 JUL 2013 | N | SUB COMPONENTS |  | No | No | N. A. | N. A. | N. A. | N. A.
J0836 | J0836.03.02 | FEMALE PART FOR ONELOCK TI, CROSS CONNECTOR, 25 TO 30MM, 6MM SYSTEM |  | J0836.03.02.00 | N. A. | N. A. | N. A. | N. A. | N. A. | N. A. | N. A. | N. A. | N. A. | N. A. | N. A. | PS/J0836.00.02 | 02 | 2018-03-10 | 2022-11-16 | 2019-11-16 | N. A. | J0836 | N. A. | N. A. | N. A. | SEMIFINISHED GOODS | N. A. | N. A. | N. A. | N. A. | N. A. | N. A. |  | N. A. | N. A. | N. A. | N. A. | N. A. | N. A. | N. A. | N. A. | N. A. | N. A. | 1 | SUB COMPONENTS | 0 | Added New product to the P master on 26 JUL 2013 | N | SUB COMPONENTS |  | No | No | N. A. | N. A. | N. A. | N. A.
J0836 | J0836.03.03 | NEW GRUB SCREW FOR ONELOCK TI, CROSS CONNECTOR, 6MM SYSTEM |  | J0836.00.03.03 | N. A. | N. A. | N. A. | N. A. | N. A. | N. A. | N. A. | N. A. | N. A. | N. A. | N. A. | PS/J0836.03.03 | 00 | 2012-03-23 | 2022-12-04 | 2019-12-04 | N. A. | J0836 | N. A. | N. A. | N. A. | SEMIFINISHED GOODS | N. A. | N. A. | N. A. | N. A. | N. A. | N. A. |  | N. A. | N. A. | N. A. | N. A. | N. A. | N. A. | N. A. | N. A. | N. A. | N. A. | 1 | SUB COMPONENTS | 0 | Added New product to the P master on 26 JUL 2013 | N | SUB COMPONENTS |  | No | No | N. A. | N. A. | N. A. | N. A.
J09 | J0910.1000 | ZETA MESH STOCK DIA. 10MM |  | J0910.10 | 00 | 2006-04-28 | N. A. | N. A. | N. A. | QPF/J09 | 00 | 2008-06-20 | N. A. | N. A. | N. A. | PS/J0910.00 | N. A. | N. A. | N. A. | N. A. | N. A. | J09 | TMF-1 | IU/2 | N. A. | SEMIFINISHED GOODS | N. A. | N. A. | N. A. | N. A. | N. A. | N. A. |  | N. A. | N. A. | N. A. | N. A. | N. A. | N. A. | N. A. | N. A. | N. A. | N. A. | 1 | SUB COMPONENTS | NA | Added new products as per e-mail from MUM dtd. 05MAR2010 | N | SUB COMPONENTS |  | No | No | N. A. | N. A. | N. A. | N. A.
J09 | J0910.1200 | ZETA MESH STOCK DIA. 12MM |  | J0910.12 | 01 | 2009-03-04 | N. A. | N. A. | N. A. | QPF/J09 | 00 | 2008-06-20 | N. A. | N. A. | N. A. | PS/J0910.00 | N. A. | N. A. | N. A. | N. A. | N. A. | J09 | N. A. | N. A. | N. A. | SEMIFINISHED GOODS | N. A. | N. A. | N. A. | N. A. | N. A. | N. A. |  | N. A. | N. A. | N. A. | N. A. | N. A. | N. A. | N. A. | N. A. | N. A. | N. A. | 1 | SUB COMPONENTS | NA | ADDED NEW PRODUCTS UNDER SUB COMPONENTS | N | SUB COMPONENTS |  | No | No | N. A. | N. A. | N. A. | N. A.
J09 | J0910.1400 | ZETA MESH STOCK DIA. 14MM |  | J0910.14 | 02 | 2009-03-04 | N. A. | N. A. | N. A. | QPF/J09 | 00 | 2008-06-20 | N. A. | N. A. | N. A. | PS/J0910.00 | N. A. | N. A. | N. A. | N. A. | N. A. | J09 | N. A. | N. A. | N. A. | SEMIFINISHED GOODS | N. A. | N. A. | N. A. | N. A. | N. A. | N. A. |  | N. A. | N. A. | N. A. | N. A. | N. A. | N. A. | N. A. | N. A. | N. A. | N. A. | 1 | SUB COMPONENTS | NA | ADDED NEW PRODUCTS UNDER SUB COMPONENTS | N | SUB COMPONENTS |  | No | No | N. A. | N. A. | N. A. | N. A.
J09 | J0910.1600 | ZETA MESH STOCK DIA. 16MM |  | J0910.16 | 01 | 2009-03-04 | N. A. | N. A. | N. A. | QPF/J09 | 00 | 2008-06-20 | N. A. | N. A. | N. A. | PS/J0910.00 | N. A. | N. A. | N. A. | N. A. | N. A. | J09 | N. A. | N. A. | N. A. | SEMIFINISHED GOODS | N. A. | N. A. | N. A. | N. A. | N. A. | N. A. |  | N. A. | N. A. | N. A. | N. A. | N. A. | N. A. | N. A. | N. A. | N. A. | N. A. | 1 | SUB COMPONENTS | NA | ADDED NEW PRODUCTS UNDER SUB COMPONENTS | N | SUB COMPONENTS |  | No | No | N. A. | N. A. | N. A. | N. A.
J0103.00 | J0103.00 | PEDICLE SOUND |  | J0103.00 | 03 | 2013-02-23 | N. A. | N. A. | N. A. | QPF/J0103.00 | 00 | 2017-01-01 | N. A. | N. A. | N. A. | PS/J0103.00 | 03 | 2015-07-06 | N. A. | N. A. | N. A. | J0103.00 | TF-IN | IU/5 | Class A | FINISHED GOODS | ZETA™ | PEDICLE SOUND |  | 17 | No | Yes |  | No | N. A. | No | N. A. | No | Yes | No | No | M. L.: MFG/MD/2022/63252 |  | 1 | SPINE PRODUCTS\ZETA\INSTRUMENTS CASES AND TRAYS | 0.03 | VL number changed to ML number | N | Spinal Instrument |  | No | No | Yes | No | Yes | N. A.
J0104.452 | J0104.452 | TAP 4.5 HUDSON END, ONE LOCK 6 MM TAP 4.5 HUDSON END, ONE LOCK 6 MM |  | J0104.452 | 06 | 2014-05-21 | N. A. | N. A. | N. A. | QPF/J0104.452 | 06 | 2014-05-21 | N. A. | N. A. | N. A. | PS/PUR004 | N. A. | N. A. | N. A. | N. A. | N. A. | J0104 | N. A. | N. A. | Class A | FINISHED GOODS | ONELOCK™ | TAP WITH HUDSON END | 4.5MM, 6MM SYSTEM | 17 | No | Yes |  | No | N. A. | No | N. A. | No | Yes | No | No | M. L.: MFG/MD/2022/63252 |  | 1 | SPINE PRODUCTS\ONE LOCK\INSTRUMENTS | 0 | VL number changed to ML number | N | Bone Tap |  | No | No | Yes | No | Yes | N. A.
J0104.552 | J0104.552 | TAP 5.5 HUDSON END, ONE LOCK 6 MM TAP 5.5 HUDSON END, ONE LOCK 6 MM |  | J0104.552 | 07 | 2014-05-21 | N. A. | N. A. | N. A. | QPF/J0104.552 | 01 | 2022-08-14 | N. A. | N. A. | N. A. | PS/J0104.552 | 01 | 2010-07-28 | N. A. | N. A. | N. A. | J0104 | N. A. | N. A. | Class A | FINISHED GOODS | ONELOCK™ | TAP WITH HUDSON END | 5.5MM, 6MM SYSTEM | 17 | No | Yes |  | No | N. A. | No | N. A. | No | Yes | No | No | M. L.: MFG/MD/2022/63252 |  | 1 | SPINE PRODUCTS\ONE LOCK\INSTRUMENTS | 0 | VL number changed to ML number | N | Bone Tap |  | No | No | Yes | No | Yes | N. A.
J0104.622 | J0104.622 | TAP 6.25 HUDSON END, ONE LOCK 6 MM TAP 6.25 HUDSON END, ONE LOCK 6 MM |  | J0104.622 | 07 | 2014-05-21 | N. A. | N. A. | N. A. | QPF/J0104.622 | 01 | 2022-08-14 | N. A. | N. A. | N. A. | PS/J0104.622 | 01 | 2010-07-28 | N. A. | N. A. | N. A. | J0104 | N. A. | N. A. | Class A | FINISHED GOODS | ONELOCK™ | TAP | 6.25MM HUDSON END | 17 | No | Yes |  | No | N. A. | No | N. A. | No | Yes | No | No | M. L.: MFG/MD/2022/63252 |  | 1 | SPINE PRODUCTS\ONE LOCK\INSTRUMENTS | 0 | VL number changed to ML number | N | Bone Tap |  | No | No | Yes | No | Yes | N. A.
J0104.702 | J0104.702 | TAP 7.00 HUDSON END, ONE LOCK 6 MM TAP 7.00 HUDSON END, ONE LOCK 6 MM |  | J0104.702 | 07 | 2014-05-21 | N. A. | N. A. | N. A. | QPF/J0104.702 | 01 | 2012-08-14 | N. A. | N. A. | N. A. | PS/J0104.702 | 01 | 2010-07-28 | N. A. | N. A. | N. A. | J0104 | N. A. | N. A. | Class A | FINISHED GOODS | ONELOCK™ | TAP WITH HUDSON END | 7.0MM, 6MM SYSTEM | 17 | No | Yes |  | No | N. A. | No | N. A. | No | Yes | No | No | M. L.: MFG/MD/2022/63252 |  | 1 | SPINE PRODUCTS\ONE LOCK\INSTRUMENTS | 0 | VL number changed to ML number | N | Bone Tap |  | No | No | Yes | No | Yes | N. A.
J0105.01 | J0105.01 | ONELOCK MONOAXIAL SCREW INSERTER, Q.C., COMPLETE |  | J0105.01 | #N/A | #N/A | N. A. | N. A. | N. A. | QPF/J0105.01 | #N/A | #N/A | #N/A | #N/A | #N/A | PS/J0105.01 | #N/A | #N/A | #N/A | #N/A | #N/A | J0105.01 | TF-IN | IU/5 | Class A | FINISHED GOODS | ONELOCK™ | MONOAXIAL SCREW INSERTER | QUICK COUPLING COMPLETE ASSEMBLY | 17 | No | Yes |  | No | N. A. | No | N. A. | No | Yes | No | No | M. L.: MFG/MD/2022/63252 |  | 1 | SPINE PRODUCTS\ONE LOCK\INSTRUMENTS | 0 | VL number changed to ML number | Y | Insertion and removal instruments |  | No | No | Yes | No | Yes | N. A.
J0105.02 | J0105.02 | MONOAXIAL INSERTER HUDSON END, ONE LOCK 6MM, LENGTH 200MM |  | J0105.02 | 07 | 2015-12-12 | N. A. | N. A. | N. A. | QPF/J0105.02 | 03 | 2014-11-05 | N. A. | N. A. | N. A. | PS/J0105.02 | 00 | 2010-07-27 | 2022-11-22 | 2019-11-22 | N. A. | J0105 | N. A. | N. A. | Class A | FINISHED GOODS | ONELOCK™ | MONOAXIAL INSERTER HUDSON END | 6MM SYSTEM, LENGTH 200MM | 17 | No | Yes |  | No | N. A. | No | N. A. | No | Yes | No | No | M. L.: MFG/MD/2022/63252 |  | 1 | SPINE PRODUCTS\ONE LOCK\INSTRUMENTS | 0 | VL number changed to ML number | N | Insertion and removal instruments |  | No | No | Yes | No | Yes | N. A.
J0106.001 | J0106.001 | ONELOCK ROD PUSHER, STRAIGHT, 6.0MM, SOFTGRIP |  | J0106.001 | #N/A | #N/A | N. A. | N. A. | N. A. | QPF/J0106.001 | #N/A | #N/A | #N/A | #N/A | #N/A | PS/J0106.001 | #N/A | #N/A | #N/A | #N/A | #N/A | J0106.001 | TF-IN | IU/5 | Class A | FINISHED GOODS | ONELOCK™ | ROD PUSHER | STRAIGHT, 6.0MM, SOFTGRIP | 17 | No | Yes |  | No | N. A. | No | N. A. | No | Yes | No | No | M. L.: MFG/MD/2022/63252 |  | 1 | SPINE PRODUCTS\ONE LOCK\INSTRUMENTS | 0 | VL number changed to ML number | Y | Insertion and removal instruments |  | No | No | Yes | No | Yes | N. A.
J0106.002 | J0106.002 | ROD PUSHER, STRAIGHT, ONELOCK 6 MM |  | J0106.002 | 02 | 2015-07-15 | N. A. | N. A. | N. A. | QPF/J0106.002 | 00 | 2010-01-02 | N. A. | N. A. | N. A. | PS/J0106.002 | 01 | 2010-07-30 | N. A. | N. A. | N. A. | J0106.002 | TF-IN | IU/5 | Class A | FINISHED GOODS | ONELOCK™ | ROD PUSHER | STRAIGHT, 6 MM | 17 | No | Yes |  | No | N. A. | No | N. A. | No | Yes | No | No | M. L.: MFG/MD/2022/63252 |  | 1 | SPINE PRODUCTS\ONE LOCK\INSTRUMENTS | 0 | VL number changed to ML number | N | Insertion and removal instruments |  | No | No | Yes | No | Yes | N. A.
J0106.011 | J0106.011 | ONELOCK ROD PUSHER, CURVED, 6.0MM, SOFTGRIP |  | J0106.011 | #N/A | #N/A | N. A. | N. A. | N. A. | QPF/J0106.011 | #N/A | #N/A | #N/A | #N/A | #N/A | PS/J0106.011 | #N/A | #N/A | #N/A | #N/A | #N/A | J0106.011 | TF-IN | IU/5 | Class A | FINISHED GOODS | ONELOCK™ | ROD PUSHER | CURVED, 6.0MM, SOFTGRIP | 17 | No | Yes |  | No | N. A. | No | N. A. | No | Yes | No | No | M. L.: MFG/MD/2022/63252 |  | 1 | SPINE PRODUCTS\ONE LOCK\INSTRUMENTS | 0 | VL number changed to ML number | Y | Insertion and removal instruments |  | No | No | Yes | No | Yes | N. A.
J0106.012 | J0106.012 | ROD PUSHER, CURVED, ONELOCK 6 MM |  | J0106.012 | 03 | 2015-07-15 | N. A. | N. A. | N. A. | QPF/J0106.012 | 01 | 2014-08-20 | N. A. | N. A. | N. A. | PS/J0106.012 | 01 | 2010-07-30 | N. A. | N. A. | N. A. | J0106.012 | TF-IN | IU/5 | Class A | FINISHED GOODS | ONELOCK™ | ROD PUSHER | CURVED, 6 MM | 17 | No | Yes |  | No | N. A. | No | N. A. | No | Yes | No | No | M. L.: MFG/MD/2022/63252 |  | 1 | SPINE PRODUCTS\ONE LOCK\INSTRUMENTS | 0 | VL number changed to ML number | N | Insertion and removal instruments |  | No | No | Yes | No | Yes | N. A.
J0107.03 | J0107.03 | ONELOCK IN SITU BENDING IRON, PAIR |  | J0107.03 | 05 | 2010-11-11 | N. A. | N. A. | N. A. | QPF/J0107.03 | 00 | 2010-01-14 | N. A. | N. A. | N. A. | N. A. | N. A. | N. A. | N. A. | N. A. | N. A. | J0107.03 | TF-IN | IU/5 | Class A | FINISHED GOODS | ONELOCK™ | IN SITU BENDING IRON, PAIR |  | 17 | No | Yes |  | No | N. A. | No | N. A. | No | Yes | No | No | M. L.: MFG/MD/2022/63252 |  | 1 | SPINE PRODUCTS\ONE LOCK\INSTRUMENTS | 0 | VL number changed to ML number | N | Instrument set for Bone Screws & Plates |  | No | No | Yes | No | Yes | N. A.
J0107.03 | J0107.031 | BENDING IRON, IN SITU, ONELOCK 6 MM |  | J0107.03 | 05 | 2010-11-11 | N. A. | N. A. | N. A. | QPF/J0107.03 | 00 | 2010-01-14 | N. A. | N. A. | N. A. | PS/J0107.031 | N. A. | N. A. | N. A. | N. A. | N. A. | J0107.03 | TF-IN | IU/5 | Class A | FINISHED GOODS | ONELOCK™ | IN SITU BENDING IRON | 6MM LEFT | 17 | No | Yes |  | No | N. A. | No | N. A. | No | Yes | No | No | M. L.: MFG/MD/2022/63252 |  | 1 | SPINE PRODUCTS\ONE LOCK\INSTRUMENTS | 0 | VL number changed to ML number | N | Instrument set for Bone Screws & Plates |  | No | No | Yes | No | Yes | N. A.
J0107.03 | J0107.032 | BENDING IRON, IN SITU, RIGHT, ONELOCK 6 MM |  | J0107.03 | 05 | 2010-11-11 | N. A. | N. A. | N. A. | QPF/J0107.03 | 00 | 2010-01-14 | N. A. | N. A. | N. A. | PS/J0107.032 | N. A. | N. A. | N. A. | N. A. | N. A. | J0107.03 | TF-IN | IU/5 | Class A | FINISHED GOODS | ONELOCK™ | IN SITU BENDING IRON | 6MM RIGHT | 17 | No | Yes |  | No | N. A. | No | N. A. | No | Yes | No | No | M. L.: MFG/MD/2022/63252 |  | 1 | SPINE PRODUCTS\ONE LOCK\INSTRUMENTS | 0 | VL number changed to ML number | N | Instrument set for Bone Screws & Plates |  | No | No | Yes | No | Yes | N. A.
J0108.00 | J0108.00 | ONELOCK INSERTER FOR ZETA STAPLE WASHER |  | J0108.00 | #N/A | #N/A | N. A. | N. A. | N. A. | QPF/J0108.00 | #N/A | #N/A | #N/A | #N/A | #N/A | PS/J0108.00 | #N/A | #N/A | #N/A | #N/A | #N/A | J0108.00 | TF-IN | IU/5 | Class A | FINISHED GOODS | ONELOCK™ | INSERTER FOR ZETA STAPLE WASHER | INSERTER FOR ZETA STAPLE WASHER | 17 | No | Yes |  | No | N. A. | No | N. A. | No | Yes | No | No | M. L.: MFG/MD/2022/63252 |  | 1 | SPINE PRODUCTS\ZETA\INSTRUMENTS CASES AND TRAYS | 0.3112 | VL number changed to ML number | Y | Insertion and removal instruments |  | No | No | Yes | No | Yes | N. A.
J0108.01 | J0108.01 | STAPLE INSERTER, ONELOCK 6 MM |  | J0108.01 | 04 | 2010-11-01 | N. A. | N. A. | N. A. | QPF/J0108.01 | 00 | 2010-01-01 | N. A. | N. A. | N. A. | PS/J0108.01 | 02 | 2013-12-24 | 2022-11-22 | 2019-11-22 | N. A. | J0108.01 | TF-IN | IU/5 | Class A | FINISHED GOODS | ADLER™ | STAPLE INSERTER, ONELOCK 6 MM |  | 17 | No | Yes |  | No | N. A. | No | N. A. | No | Yes | No | No | M. L.: MFG/MD/2022/63252 |  | 1 | SPINE PRODUCTS\ONE LOCK\INSTRUMENTS | 0 | VL number changed to ML number | N | Insertion and removal instruments |  | No | No | Yes | No | Yes | N. A.
J0109.021 | J0109.021 | ONELOCK ROD HOLDER, HEAVY-DUTY |  | J0109.021 | #N/A | #N/A | N. A. | N. A. | N. A. | QPF/J0109.021 | #N/A | #N/A | #N/A | #N/A | #N/A | PS/J0109.021 | #N/A | #N/A | #N/A | #N/A | #N/A | J0109.021 | TF-IN | IU/5 | Class A | FINISHED GOODS | ONELOCK™ | ROD HOLDER, HEAVY-DUTY | ROD HOLDER, HEAVY-DUTY | 17 | No | Yes |  | No | N. A. | No | N. A. | No | Yes | No | No | M. L.: MFG/MD/2022/63252 |  | 1 | SPINE PRODUCTS\ONE LOCK\INSTRUMENTS | 0 | VL number changed to ML number | Y | Spinal cage system instruments |  | No | No | Yes | No | Yes | N. A.
J0109.022 | J0109.022 | ROD HOLDER, NARROW NOSE WITH RATCHET, ONELOCK 6 MM |  | J0109.022 | 01 | 2009-12-17 | N. A. | N. A. | N. A. | QPF/J0109.022 | 00 | 2010-01-02 | N. A. | N. A. | N. A. | PS/J0109.022 | 02 | 2014-10-07 | N. A. | N. A. | N. A. | J0109.022 | TF-IN | IU/5 | Class A | FINISHED GOODS | ONELOCK™ | ROD HOLDER, WITH RATCHET | NARROW NOSE, 6 MM | 17 | No | Yes |  | No | N. A. | No | N. A. | No | Yes | No | No | M. L.: MFG/MD/2022/63252 |  | 1 | SPINE PRODUCTS\ONE LOCK\INSTRUMENTS | 0 | VL number changed to ML number | N | Spinal cage system instruments |  | No | No | Yes | No | Yes | N. A.
J0109.041 | J0109.041 | VISE GRIP, ONELOCK |  | J0109.041 | N. A. | N. A. | N. A. | N. A. | N. A. | QPF/J0109.041 | N. A. | N. A. | N. A. | N. A. | N. A. | PS/J0109.041 | N. A. | N. A. | N. A. | N. A. | N. A. | J0109.041 | TF-IN | IU/5 | Class A | FINISHED GOODS | ONELOCK™ | VISE GRIP | 6MM SYSTEM | 17 | No | Yes |  | No | N. A. | No | N. A. | No | Yes | No | No | M. L.: MFG/MD/2022/63252 |  | 1 | SPINE PRODUCTS\ONE LOCK\INSTRUMENTS | 0 | VL number changed to ML number | N | Spinal Instrument |  | No | No | Yes | No | Yes | N. A.
J0109.042 | J0109.042 | POWER GRIP, ONELOCK 6 MM |  | J0109.042 | 02 | 2009-12-18 | N. A. | N. A. | N. A. | QPF/J0109.042 | 00 | 2010-01-14 | N. A. | N. A. | N. A. | PS/J0109.042 | 01 | 2010-07-31 | N. A. | N. A. | N. A. | J0109 | TF-IN | IU/5 | Class A | FINISHED GOODS | ONELOCK™ | POWER GRIP | 6MM SYSTEM | 17 | No | Yes |  | No | N. A. | No | N. A. | No | Yes | No | No | M. L.: MFG/MD/2022/63252 |  | 1 | SPINE PRODUCTS\ONE LOCK\INSTRUMENTS | 0 | VL number changed to ML number | N | Spinal Instrument |  | No | No | Yes | No | Yes | N. A.
J0109.05 | J0109.05 | ZETA - ROD HOLDER FOR TRANSVERSE CONNECTOR |  | J0109.05 | #N/A | #N/A | N. A. | N. A. | N. A. | QPF/J0109.05 | #N/A | #N/A | #N/A | #N/A | #N/A | PS/J0109.05 | #N/A | #N/A | #N/A | #N/A | #N/A | J0109.05 | TF-IN | IU/5 | Class A | FINISHED GOODS | ZETA™ | ROD HOLDER | FOR TRANSVERSE CONNECTOR | 17 | No | Yes |  | No | N. A. | No | N. A. | No | Yes | No | No | M. L.: MFG/MD/2022/63252 |  | 1 | SPINE PRODUCTS\ZETA\INSTRUMENTS CASES AND TRAYS | 0.1549 | VL number changed to ML number | Y | Spinal cage system instruments |  | No | No | Yes | No | Yes | N. A.
J0110.012 | J0110.012 | DISTRACTOR, ONELOCK 6 MM |  | J0110.012 | 01 | 2009-12-17 | N. A. | N. A. | N. A. | QPF/J0110.012 | 00 | 2010-01-14 | N. A. | N. A. | N. A. | PS/J0110.012 | 03 | 2018-01-20 | 2022-11-22 | 2019-11-22 | N. A. | J0110.012 | TF-IN | IU/5 | Class A | FINISHED GOODS | ONELOCK™ | DISTRACTOR | 6MM SYSTEM | 17 | No | Yes |  | No | N. A. | No | N. A. | No | Yes | No | No | M. L.: MFG/MD/2022/63252 |  | 1 | SPINE PRODUCTS\ONE LOCK\INSTRUMENTS | 0 | VL number changed to ML number | N | Spinal cage system instruments |  | No | No | Yes | No | Yes | N. A.
J0111.012 | J0111.012 | COMPRESSOR, ONELOCK 6 MM |  | J0111.012 | 01 | 2009-12-17 | N. A. | N. A. | N. A. | QPF/J0111.012 | 00 | 2010-01-14 | N. A. | N. A. | N. A. | PS/J0111.012 | 02 | 2014-10-07 | N. A. | N. A. | N. A. | J0111.012 | TF-IN | IU/5 | Class A | FINISHED GOODS | ONELOCK™ | COMPRESSOR | 6MM SYSTEM | 17 | No | Yes |  | No | N. A. | No | N. A. | No | Yes | No | No | M. L.: MFG/MD/2022/63252 |  | 1 | SPINE PRODUCTS\ONE LOCK\INSTRUMENTS | 0 | VL number changed to ML number | N | Spinal cage system instruments |  | No | No | Yes | No | Yes | N. A.
J0116.06 | J0116.06 | MULTIAXIAL/REDUCTION SCREW INTRODUCER HUDSON END, LENGTH 270MM, ONELOCK 6MM |  | J0116.06 | 03 | 2015-12-12 | N. A. | N. A. | N. A. | QPF/J0116.06 | 02 | 2017-03-02 | N. A. | N. A. | N. A. | PS/J0116.06 | 00 | 2014-12-18 | N. A. | N. A. | N. A. | J0116.06 | TF-IN | IU/5 | Class A | FINISHED GOODS | ONELOCK™ | MULTIAXIAL/REDUCTION SCREW INTRODUCER | HUDSON END, LENGTH 270MM, 6MM SYSTEM | 17 | No | Yes |  | No | N. A. | No | N. A. | No | Yes | No | No | M. L.: MFG/MD/2022/63252 |  | 1 | SPINE PRODUCTS\ONE LOCK\INSTRUMENTS | 0 | VL number changed to ML number | N | Spinal cage system instruments |  | No | No | Yes | No | Yes | N. A.
J0117.01 | J0117.01 | HOOK HOLDER, ONELOCK 6 MM |  | J0117.01 | #N/A | #N/A | N. A. | N. A. | N. A. | QPR/2389 | #N/A | #N/A | #N/A | #N/A | #N/A | N. A. | #N/A | #N/A | #N/A | #N/A | #N/A | J0117 | TF-IN | IU/5 | Class A | FINISHED GOODS | ONELOCK™ | HOOK HOLDER | 6MM SYSTEM | 17 | No | Yes |  | No | N. A. | No | N. A. | No | Yes | No | No | M. L.: MFG/MD/2022/63252 |  | 1 | SPINE PRODUCTS\ONE LOCK\INSTRUMENTS | 0 | VL number changed to ML number | Y | Spinal Instrument |  | No | No | Yes | No | Yes | N. A.
J0118.01 | J0118.01 | HOOK PUSHER, ONELOCK 6 MM |  | J0118.01 | #N/A | #N/A | N. A. | N. A. | N. A. | QPF/J0118.01 | #N/A | #N/A | #N/A | #N/A | #N/A | PS/J0118.01 | #N/A | #N/A | #N/A | #N/A | #N/A | J0118.01 | TF-IN | IU/5 | Class A | FINISHED GOODS | ONELOCK™ | HOOK PUSHER | 6MM SYSTEM | 17 | No | Yes |  | No | N. A. | No | N. A. | No | Yes | No | No | M. L.: MFG/MD/2022/63252 |  | 1 | SPINE PRODUCTS\ONE LOCK\INSTRUMENTS | 0 | VL number changed to ML number | Y | Insertion and removal instruments |  | No | No | Yes | No | Yes | N. A.
J0119.01 | J0119.01 | FACET FINDER, ONELOCK 6 MM |  | J0119.01 | 03 | 2009-12-18 | N. A. | N. A. | N. A. | QPF/J0119.01 | 00 | 2010-01-14 | N. A. | N. A. | N. A. | PS/J0119.01 | 00 | 2010-01-14 | N. A. | N. A. | N. A. | J0119.01 | TF-IN | IU/5 | Class A | FINISHED GOODS | ONELOCK™ | FACET FINDER | 6MM SYSTEM | 17 | No | Yes |  | No | N. A. | No | N. A. | No | Yes | No | No | M. L.: MFG/MD/2022/63252 |  | 1 | SPINE PRODUCTS\ONE LOCK\INSTRUMENTS | 0 | VL number changed to ML number | Y | Spinal cage system instruments |  | No | No | Yes | No | Yes | N. A.
J0120.01 | J0120.01 | PEDICLE FINDER, ONELOCK 6 MM |  | J0120.01 | 03 | 2009-12-17 | N. A. | N. A. | N. A. | QPF/J0120.01 | 00 | 2010-01-14 | N. A. | N. A. | N. A. | PS/J0120.01 | 00 | 2010-01-14 | N. A. | N. A. | N. A. | J0120.01 | TF-IN | IU/5 | Class A | FINISHED GOODS | ONELOCK™ | PEDICLE FINDER | 6MM SYSTEM | 17 | No | Yes |  | No | N. A. | No | N. A. | No | Yes | No | No | M. L.: MFG/MD/2022/63252 |  | 1 | SPINE PRODUCTS\ONE LOCK\INSTRUMENTS | 0 | VL number changed to ML number | Y | Spinal cage system instruments |  | No | No | Yes | No | Yes | N. A.
J0121.00 | J0121.00 | SUPRA LAMINAR LOCATOR FOR THE SUPRA LAMINAR HOOK |  | J0121.00 | #N/A | #N/A | N. A. | N. A. | N. A. | QPF/J0121.00 | #N/A | #N/A | #N/A | #N/A | #N/A | PS/J0121.00 | #N/A | #N/A | #N/A | #N/A | #N/A | J0121.00 | TF-IN | IU/5 | Class A | FINISHED GOODS | ZETA™ | SUPRA LAMINAR LOCATOR | FOR THE SUPRA LAMINAR HOOK | 17 | No | Yes |  | No | N. A. | No | N. A. | No | Yes | No | No | M. L.: MFG/MD/2022/63252 |  | 1 | SPINE PRODUCTS\ZETA\INSTRUMENTS CASES AND TRAYS | 0.1886 | VL number changed to ML number | Y | Spinal Instrument |  | No | No | Yes | No | Yes | N. A.
J0121.01 | J0121.01 | SUPRALAMINAR LOCATOR, ONELOCK 6 MM |  | J0121.01 | 03 | 2009-12-19 | N. A. | N. A. | N. A. | QPF/J0121.01 | 00 | 2010-01-14 | N. A. | N. A. | N. A. | PS/J0121.01 | 00 | 2010-01-14 | N. A. | N. A. | N. A. | J0121.01 | TF-IN | IU/5 | Class A | FINISHED GOODS | ONELOCK™ | SUPRALAMINAR LOCATOR | 6MM SYSTEM | 17 | No | Yes |  | No | N. A. | No | N. A. | No | Yes | No | No | M. L.: MFG/MD/2022/63252 |  | 1 | SPINE PRODUCTS\ONE LOCK\INSTRUMENTS | 0 | VL number changed to ML number | Y | Spinal Instrument |  | No | No | Yes | No | Yes | N. A.
J0122.00 | J0122.00 | INFRA LAMINAR LOCATOR FOR THE INFRA LAMINAR HOOK |  | J0122.00 | #N/A | #N/A | N. A. | N. A. | N. A. | QPF/J0122.00 | #N/A | #N/A | #N/A | #N/A | #N/A | PS/J0122.00 | #N/A | #N/A | #N/A | #N/A | #N/A | J0122.00 | TF-IN | IU/5 | Class A | FINISHED GOODS | ZETA™ | INFRA LAMINAR LOCATOR | FOR THE INFRA LAMINAR HOOK | 17 | No | Yes |  | No | N. A. | No | N. A. | No | Yes | No | No | M. L.: MFG/MD/2022/63252 |  | 1 | SPINE PRODUCTS\ZETA\INSTRUMENTS CASES AND TRAYS | 0.1739 | VL number changed to ML number | Y | Spinal Instrument |  | No | No | Yes | No | Yes | N. A.
J0122.01 | J0122.01 | INFRALAMINAR LOCATOR, ONELOCK 6 MM |  | J0122.01 | 03 | 2009-12-18 | N. A. | N. A. | N. A. | QPF/J0122.01 | 00 | 2010-01-14 | N. A. | N. A. | N. A. | PS/J0122.01 | 00 | 2010-01-14 | N. A. | N. A. | N. A. | J0122.01 | TF-IN | IU/5 | Class A | FINISHED GOODS | ONELOCK™ | INFRALAMINAR LOCATOR | 6MM SYSTEM | 17 | No | Yes |  | No | N. A. | No | N. A. | No | Yes | No | No | M. L.: MFG/MD/2022/63252 |  | 1 | SPINE PRODUCTS\ONE LOCK\INSTRUMENTS | 0 | VL number changed to ML number | Y | Spinal Instrument |  | No | No | Yes | No | Yes | N. A.
J0124.011 | J0124.011 | ROCKER, ONELOCK 6 MM |  | J0124.011 | 01 | 2010-09-21 | N. A. | N. A. | N. A. | QPF/J0124.011 QPR/J0124.011 | 01 | 2017-02-09 | N. A. | N. A. | N. A. | PS/PUR005 | 00 | 2022-09-16 | N. A. | N. A. | N. A. | J0124.011 | TF-IN | IU/5 | Class A | FINISHED GOODS | ONELOCK™ | ROCKER | 6MM SYSTEM | 17 | No | Yes |  | No | N. A. | No | N. A. | No | Yes | No | No | M. L.: MFG/MD/2022/63252 |  | 1 | SPINE PRODUCTS\ONE LOCK\INSTRUMENTS | 0 | VL number changed to ML number | N | Spinal Instrument |  | No | No | Yes | No | Yes | N. A.
J0124.02 | J0124.02 | SOFT TISSUE RETRACTOR, ONELOCK 6 MM |  | J0124.02 | #N/A | #N/A | N. A. | N. A. | N. A. | QPF/J0124.02 | #N/A | #N/A | #N/A | #N/A | #N/A | PS/J0124.02 | #N/A | #N/A | #N/A | #N/A | #N/A | J0124.02 | TMF-1 | IU/2 | Class A | FINISHED GOODS | ONELOCK™ | SOFT TISSUE RETRACTOR | 6 MM SYSTEM | 17 | No | Yes |  | No | N. A. | No | N. A. | No | Yes | No | No | M. L.: MFG/MD/2022/63252 |  | 1 | SPINE PRODUCTS\ONE LOCK\INSTRUMENTS | 0 | VL number changed to ML number | Y | Retractor |  | No | No | Yes | No | Yes | N. A.
J0125.01 | J0125.01 | ONELOCK SCREW GAUGE FOR SCREWS, 6MM SYSTEM |  | J0125.01 | N. A. | N. A. | N. A. | N. A. | N. A. | QPF/J0125.01 | N. A. | N. A. | N. A. | N. A. | N. A. | PS/J0125.01 | N. A. | N. A. | N. A. | N. A. | N. A. | J0125.01 | TF-IN | IU/5 | Class A | FINISHED GOODS | ONELOCK™ | SCREW GAUGE | 6MM SYSTEM | 17 | No | Yes |  | No | N. A. | No | N. A. | No | Yes | No | No | M. L.: MFG/MD/2022/63252 |  | 1 | SPINE PRODUCTS\ONE LOCK\INSTRUMENTS | 0 | VL number changed to ML number | Y | Spinal Instrument |  | No | No | Yes | No | Yes | N. A.
J0125.02 | J0125.02 | PEDICLE SCREW GAUGE, ONELOCK 6 MM |  | J0125.02 | 02 | 2009-12-16 | N. A. | N. A. | N. A. | QPF/J0125.02 | 00 | 2010-01-01 | N. A. | N. A. | N. A. | PS/J0125.02 | 03 | 2018-03-29 | 2022-11-22 | 2019-11-22 | N. A. | J0125 | N. A. | N. A. | Class A | FINISHED GOODS | ONELOCK™ | PEDICLE SCREW GAUGE | 6MM SYSTEM | 17 | No | Yes |  | No | N. A. | No | N. A. | No | Yes | No | No | M. L.: MFG/MD/2022/63252 |  | 1 | SPINE PRODUCTS\ONE LOCK\INSTRUMENTS | 0 | VL number changed to ML number | N | Spinal Instrument |  | No | No | Yes | No | Yes | N. A.
J0129.00 | J0129.00 | REDUCTION SCREW BREAKOFF INSTRUMENT, ONELOCK 6 MM |  | J0129.00 | 05 | 2010-11-11 | N. A. | N. A. | N. A. | QPF/1473 | N. A. | N. A. | N. A. | N. A. | N. A. | PS/J0129.00 | 02 | 2014-01-21 | 2022-11-22 | 2019-11-22 | N. A. | J0129 | TF-IN | IU/5 | Class A | FINISHED GOODS | ONELOCK™ | BREAKOFF INSTRUMENT | FOR REDUCTION SCREW 6MM SYSTEM | 17 | No | Yes |  | No | N. A. | No | N. A. | No | Yes | No | No | M. L.: MFG/MD/2022/63252 |  | 1 | SPINE PRODUCTS\ONE LOCK\INSTRUMENTS | 0.4284 | VL number changed to ML number | N | Spinal Instrument |  | No | No | Yes | No | Yes | N. A.
#N/A | J0130.01 | ROD TEMPLATE, ONELOCK 6 MM |  | J0130.01 | #N/A | #N/A | N. A. | N. A. | N. A. | QPR/2392 | #N/A | #N/A | #N/A | #N/A | #N/A | N. A. | #N/A | #N/A | #N/A | #N/A | #N/A | 0 | TF-IN | IU/5 | Class A | FINISHED GOODS | ONELOCK™ | ROD TEMPLATE | 6MM SYSTEM | 17 | No | Yes |  | No | N. A. | No | N. A. | No | Yes | No | No | M. L.: MFG/MD/2022/63252 |  | 1 | SPINE PRODUCTS\ONE LOCK\INSTRUMENTS | 0 | VL number changed to ML number | Y | Templates |  | No | No | Yes | No | Yes | N. A.
J0130.6000 | J0130.6009 | ONELOCK ROD CONTOURING TEMPLATE DIA. 6.0MM, SOFT ALUMINIUM, LENGTH 90MM |  | J0130.6000 | 04 | 2020-12-27 | N. A. | N. A. | N. A. | QPF/J0130.6000 | N. A. | N. A. | N. A. | N. A. | N. A. | PS/J0130.6000 | N. A. | N. A. | N. A. | N. A. | N. A. | J0130.6000 | TF-IN | IU/5 | Class A | FINISHED GOODS | ONELOCK™ | ROD TEMPLATE | DIA. 6.0MM, SOFT ALUMINIUM, LENGTH 90MM | 17 | No | Yes |  | No | N. A. | No | N. A. | No | Yes | No | No | M. L.: MFG/MD/2022/63252 |  | 1 | SPINE PRODUCTS\ONE LOCK\INSTRUMENTS | 0 | VL number changed to ML number | N | Templates |  | No | No | Yes | No | Yes | N. A.
J0130.6000 | J0130.6015 | ONELOCK ROD CONTOURING TEMPLATE DIA. 6.0MM, SOFT ALUMINIUM, LENGTH 150MM |  | J0130.6000 | 04 | 2020-12-27 | N. A. | N. A. | N. A. | QPF/J0130.6000 | N. A. | N. A. | N. A. | N. A. | N. A. | PS/J0130.6000 | N. A. | N. A. | N. A. | N. A. | N. A. | J0130.6000 | TF-IN | IU/5 | Class A | FINISHED GOODS | ONELOCK™ | ROD TEMPLATE | DIA. 6.0MM, SOFT ALUMINIUM, LENGTH 150MM | 17 | No | Yes |  | No | N. A. | No | N. A. | No | Yes | No | No | M. L.: MFG/MD/2022/63252 |  | 1 | SPINE PRODUCTS\ONE LOCK\INSTRUMENTS | 0 | VL number changed to ML number | N | Templates |  | No | No | Yes | No | Yes | N. A.
J0130.6000 | J0130.6020 | ONELOCK ROD CONTOURING TEMPLATE DIA. 6.0MM, SOFT ALUMINIUM, LENGTH 200MM |  | J0130.6000 | 04 | 2020-12-27 | N. A. | N. A. | N. A. | QPF/J0130.6000 | N. A. | N. A. | N. A. | N. A. | N. A. | PS/J0130.6000 | N. A. | N. A. | N. A. | N. A. | N. A. | J0130.6000 | TF-IN | IU/5 | Class A | FINISHED GOODS | ONELOCK™ | ROD TEMPLATE | DIA. 6.0MM, SOFT ALUMINIUM, LENGTH 200MM | 17 | No | Yes |  | No | N. A. | No | N. A. | No | Yes | No | No | M. L.: MFG/MD/2022/63252 |  | 1 | SPINE PRODUCTS\ONE LOCK\INSTRUMENTS | 0 | VL number changed to ML number | N | Templates |  | No | No | Yes | No | Yes | N. A.
J0131.00 | J0131.00 | PEDICLE CENTRALIZER |  | J0131.00 | 03 | 2009-12-15 | N. A. | N. A. | N. A. | QPF/J0131.00 | 00 | 2010-01-01 | N. A. | N. A. | N. A. | PS/J0131.00 | 02 | 2013-11-15 | 2022-11-22 | 2019-11-22 | N. A. | J0131.00 | TF-IN | IU/5 | Class A | FINISHED GOODS | ZETA™ | PEDICLE CENTRALIZER |  | 17 | No | Yes |  | No | N. A. | No | N. A. | No | Yes | No | No | M. L.: MFG/MD/2022/63252 |  | 1 | SPINE PRODUCTS\ZETA\INSTRUMENTS CASES AND TRAYS | 0.0368 | VL number changed to ML number | N | Spinal Instrument |  | No | No | Yes | No | Yes | N. A.
J0132.01 | J0132.01 | ROLLER BENDER, ONELOCK 6 MM |  | J0132.01 | 02 | 2009-12-16 | N. A. | N. A. | N. A. | QPF/J0132.01 | 01 | 2010-01-27 | N. A. | N. A. | N. A. | PS/J0132.01 | 02 | 2014-10-07 | N. A. | N. A. | N. A. | J0132.01 | TF-IN | IU/5 | Class A | FINISHED GOODS | ONELOCK™ | ROLLER BENDER | 6MM SYSTEM | 17 | No | Yes |  | No | N. A. | No | N. A. | No | Yes | No | No | M. L.: MFG/MD/2022/63252 |  | 1 | SPINE PRODUCTS\ONE LOCK\INSTRUMENTS | 0 | VL number changed to ML number | N | Bender |  | No | No | Yes | No | Yes | N. A.
J0133.01 | J0133.01 | ONELOCK ROD STABILISER, ANTI-TORQUE |  | J0133.01 | #N/A | #N/A | N. A. | N. A. | N. A. | QPR/2399 | #N/A | #N/A | #N/A | #N/A | #N/A | N. A. | #N/A | #N/A | #N/A | #N/A | #N/A | J0133 | TF-IN | IU/5 | Class A | FINISHED GOODS | ONELOCK™ | ROD STABILISER | ANTI-TORQUE | 17 | No | Yes |  | No | N. A. | No | N. A. | No | Yes | No | No | M. L.: MFG/MD/2022/63252 |  | 1 | SPINE PRODUCTS\ONE LOCK\INSTRUMENTS | 0 | VL number changed to ML number | Y | Spinal Instrument |  | No | No | Yes | No | Yes | N. A.
J0133.02 | J0133.02 | ROD STABILISER, ANTI-TORQUE, ONELOCK 6 MM |  | J0133.02 | 03 | 2013-02-28 | N. A. | N. A. | N. A. | QPF/J0133.02 | 01 | 2013-03-02 | N. A. | N. A. | N. A. | PS/J0133.02 | 00 | 2010-07-29 | 2022-11-22 | 2019-11-22 | N. A. | J0133.02 | TF-IN | IU/5 | Class A | FINISHED GOODS | ONELOCK™ | ROD STABILISER, ANTI-TORQUE | 6MM SYSTEM | 17 | No | Yes |  | No | N. A. | No | N. A. | No | Yes | No | No | M. L.: MFG/MD/2022/63252 |  | 1 | SPINE PRODUCTS\ONE LOCK\INSTRUMENTS | 0 | VL number changed to ML number | N | Spinal Instrument |  | No | No | Yes | No | Yes | N. A.
J0133.03 | J0133.03 | INNER SCREW INSERTION GUIDE, ONELOCK 6MM, LENGTH 259MM |  | J0133.03 | 02 | 2012-01-03 | N. A. | N. A. | N. A. | QPF/J0133.03 | 00 | 2010-01-01 | N. A. | N. A. | N. A. | PS/J0133.03 | 00 | 2010-07-26 | N. A. | N. A. | N. A. | J0133.03 | TF-IN | IU/5 | Class A | FINISHED GOODS | ONELOCK™ | INNER SCREW INSERTION GUIDE | 6MM, LENGTH 259MM | 17 | No | Yes |  | No | N. A. | No | N. A. | No | Yes | No | No | M. L.: MFG/MD/2022/63252 |  | 1 | SPINE PRODUCTS\ONE LOCK\INSTRUMENTS | 0 | VL number changed to ML number | N | Spinal Instrument |  | No | No | Yes | No | Yes | N. A.
J0140.01 | J0140.01 | ZETA CAGE PUSHER, STRAIGHT |  | J0140.01 | 00 | 2014-02-18 | N. A. | N. A. | N. A. | QPF/J0140.01 | 00 | 2014-02-20 | N. A. | N. A. | N. A. | PS/J0140.01 | 00 | 2014-02-20 | N. A. | N. A. | N. A. | J0140.01 | TF-IN | IU/5 | Class A | FINISHED GOODS | ZETA™ | CAGE PUSHER | STRAIGHT | 17 | No | Yes |  | No | N. A. | No | N. A. | No | Yes | No | No | M. L.: MFG/MD/2022/63252 |  | 1 | SPINE PRODUCTS\INTERBODY DEVICES\CAGE INSTRUMENTS | 0 | VL number changed to ML number | Y | Insertion and removal instruments |  | No | No | Yes | No | Yes | N. A.
J0140.02 | J0140.02 | ZETA CAGE PUSHER, CURVED |  | J0140.02 | 00 | 2014-02-18 | N. A. | N. A. | N. A. | QPF/J0140.02 | 00 | 2014-02-20 | N. A. | N. A. | N. A. | PS/J0140.02 | 00 | 2014-02-20 | N. A. | N. A. | N. A. | J0140.02 | TF-IN | IU/5 | Class A | FINISHED GOODS | ZETA™ | CAGE PUSHER | CURVED | 17 | No | Yes |  | No | N. A. | No | N. A. | No | Yes | No | No | M. L.: MFG/MD/2022/63252 |  | 1 | SPINE PRODUCTS\INTERBODY DEVICES\CAGE INSTRUMENTS | 0 | VL number changed to ML number | N | Insertion and removal instruments |  | No | No | Yes | No | Yes | N. A.
J0140.03 | J0140.03 | ZETA CAGE PUSHER, FINAL, UNILATERAL |  | J0140.03 | #N/A | #N/A | N. A. | N. A. | N. A. | QPF/J0140.03 | #N/A | #N/A | #N/A | #N/A | #N/A | PS/J0140.03 | #N/A | #N/A | #N/A | #N/A | #N/A | J0140.03 | TF-IN | IU/5 | Class A | FINISHED GOODS | ZETA™ | CAGE PUSHER | FINAL, UNILATERAL | 17 | No | Yes |  | No | N. A. | No | N. A. | No | Yes | No | No | M. L.: MFG/MD/2022/63252 |  | 1 | SPINE PRODUCTS\INTERBODY DEVICES\CAGE INSTRUMENTS | 0 | Activated on 03JAN2024 | N | Insertion and removal instruments |  | No | No | Yes | No | Yes | N. A.
J0140.04 | J0140.04 | ZETA CAGE PUSHER, FINAL, BILATERAL |  | J0140.04 | #N/A | #N/A | N. A. | N. A. | N. A. | QPF/J0140.04 | #N/A | #N/A | #N/A | #N/A | #N/A | PS/J0140.04 | #N/A | #N/A | #N/A | #N/A | #N/A | J0140.04 | TF-IN | IU/5 | Class A | FINISHED GOODS | ZETA™ | CAGE PUSHER | FINAL, BILATERAL | 17 | No | Yes |  | No | N. A. | No | N. A. | No | Yes | No | No | M. L.: MFG/MD/2022/63252 |  | 1 | SPINE PRODUCTS\INTERBODY DEVICES\CAGE INSTRUMENTS | 0 | VL number changed to ML number | Y | Insertion and removal instruments |  | No | No | Yes | No | Yes | N. A.
J0140.05 | J0140.05 | ZETA CAGE PUSHER, FINAL, ANGLED |  | J0140.05 | #N/A | #N/A | N. A. | N. A. | N. A. | QPF/J0140.05 | #N/A | #N/A | #N/A | #N/A | #N/A | PS/J0140.05 | #N/A | #N/A | #N/A | #N/A | #N/A | J0140.05 | TF-IN | IU/5 | Class A | FINISHED GOODS | ZETA™ | CAGE PUSHER | FINAL, ANGLED | 17 | No | Yes |  | No | N. A. | No | N. A. | No | Yes | No | No | M. L.: MFG/MD/2022/63252 |  | 1 | SPINE PRODUCTS\INTERBODY DEVICES\CAGE INSTRUMENTS | 0 | Activated on 03JAN2024 | N | Insertion and removal instruments |  | No | No | Yes | No | Yes | N. A.
J0141.00 | J0141.00 | ZETA CAGE HOLDER |  | J0141.00 | 00 | 2014-02-21 | N. A. | N. A. | N. A. | QPF/J0141.00 | 00 | 2014-03-20 | N. A. | N. A. | N. A. | PS/J0141.00 | 00 | 2014-03-20 | N. A. | N. A. | N. A. | J0141.00 | TF-IN | IU/5 | Class A | FINISHED GOODS | ZETA™ | CAGE HOLDER |  | 17 | No | Yes |  | No | N. A. | No | N. A. | No | Yes | No | No | M. L.: MFG/MD/2022/63252 |  | 1 | SPINE PRODUCTS\INTERBODY DEVICES\CAGE INSTRUMENTS | 0 | VL number changed to ML number | N | Spinal cage system instruments |  | No | No | Yes | No | Yes | N. A.
J0142.00 | J0142.00 | ZETA CAGE CUTTER |  | J0142.00 | N. A. | N. A. | N. A. | N. A. | N. A. | QPR/J0142.00 | N. A. | N. A. | N. A. | N. A. | N. A. | N. A. | N. A. | N. A. | N. A. | N. A. | N. A. | 466 | TF-IN | IU/5 | Class A | FINISHED GOODS | ZETA™ | CAGE CUTTER |  | 17 | No | Yes |  | No | N. A. | No | N. A. | No | Yes | No | No | M. L.: MFG/MD/2022/63252 |  | 1 | SPINE PRODUCTS\INTERBODY DEVICES\CAGE INSTRUMENTS | 0 | VL number changed to ML number | Y | Spinal cage system instruments |  | No | No | Yes | No | Yes | N. A.
J0142.1000 | J0142.1000 | ZETA BONE GRAFT PUNCH FOR 10MM CAGE |  | J0142.1000 | N. A. | N. A. | N. A. | N. A. | N. A. | QPF/J0142.1000 | N. A. | N. A. | N. A. | N. A. | N. A. | PS/J0142.1000 | N. A. | N. A. | N. A. | N. A. | N. A. | J0142.1000 | TF-IN | IU/5 | Class A | FINISHED GOODS | ZETA™ | BONE GRAFT PUNCH | FOR 10MM CAGE | 17 | No | Yes |  | No | N. A. | No | N. A. | No | Yes | No | No | M. L.: MFG/MD/2022/63252 |  | 1 | SPINE PRODUCTS\INTERBODY DEVICES\CAGE INSTRUMENTS | 0 | VL number changed to ML number | Y | Spinal cage system instruments |  | No | No | Yes | No | Yes | N. A.
J0142.1200 | J0142.1200 | ZETA BONE GRAFT PUNCH FOR 12MM CAGE |  | J0142.1200 | #N/A | #N/A | N. A. | N. A. | N. A. | QPF/J0142.1200 | #N/A | #N/A | #N/A | #N/A | #N/A | PS/J0142.1200 | #N/A | #N/A | #N/A | #N/A | #N/A | J0142.1200 | TF-IN | IU/5 | Class A | FINISHED GOODS | ZETA™ | BONE GRAFT PUNCH | FOR 12MM CAGE | 17 | No | Yes |  | No | N. A. | No | N. A. | No | Yes | No | No | M. L.: MFG/MD/2022/63252 |  | 1 | SPINE PRODUCTS\INTERBODY DEVICES\CAGE INSTRUMENTS | 0 | Activated on 03JAN2024 | N | Spinal cage system instruments |  | No | No | Yes | No | Yes | N. A.
J0142.1400 | J0142.1400 | ZETA BONE GRAFT PUNCH FOR 14MM CAGE |  | J0142.1400 | 00 | 2014-02-18 | N. A. | N. A. | N. A. | QPF/J0142.1400 | N. A. | N. A. | N. A. | N. A. | N. A. | PS/J0142.1400 | N. A. | N. A. | N. A. | N. A. | N. A. | J0142.1400 | TF-IN | IU/5 | Class A | FINISHED GOODS | ZETA™ | BONE GRAFT PUNCH | FOR 14MM CAGE | 17 | No | Yes |  | No | N. A. | No | N. A. | No | Yes | No | No | M. L.: MFG/MD/2022/63252 |  | 1 | SPINE PRODUCTS\INTERBODY DEVICES\CAGE INSTRUMENTS | 0 | VL number changed to ML number | N | Spinal cage system instruments |  | No | No | Yes | No | Yes | N. A.
J0142.1600 | J0142.1600 | ZETA BONE GRAFT PUNCH FOR 16MM CAGE |  | J0142.1600 | 00 | 2014-02-18 | N. A. | N. A. | N. A. | QPF/J0142.1600 | N. A. | N. A. | N. A. | N. A. | N. A. | PS/J0142.1600 | N. A. | N. A. | N. A. | N. A. | N. A. | J0142.1600 | TF-IN | IU/5 | Class A | FINISHED GOODS | ZETA™ | BONE GRAFT PUNCH | FOR 16MM CAGE | 17 | No | Yes |  | No | N. A. | No | N. A. | No | Yes | No | No | M. L.: MFG/MD/2022/63252 |  | 1 | SPINE PRODUCTS\INTERBODY DEVICES\CAGE INSTRUMENTS | 0 | VL number changed to ML number | N | Spinal cage system instruments |  | No | No | Yes | No | Yes | N. A.
J0143.00 | J0143.00 | ZETA GRAFT WORKSTATION |  | J0143.00 | N. A. | N. A. | N. A. | N. A. | N. A. | QPF/J0143.00 | N. A. | N. A. | N. A. | N. A. | N. A. | PS/J0143.00 | N. A. | N. A. | N. A. | N. A. | N. A. | J0143.00 | TF-IN | IU/5 | Class A | FINISHED GOODS | ZETA™ | GRAFT WORKSTATION |  | 17 | No | Yes |  | No | N. A. | No | N. A. | No | Yes | No | No | M. L.: MFG/MD/2022/63252 |  | 1 | SPINE PRODUCTS\INTERBODY DEVICES\CAGE INSTRUMENTS | 0 | VL number changed to ML number | N | Spinal cage system instruments |  | No | No | Yes | No | Yes | N. A.
J0144.251 | J0144.251 | HEX SCREWDRIVER HUDSON END, 2.5MM A/F, LENGTH 300MM |  | J0144.251 | 09 | 2014-11-19 | N. A. | N. A. | N. A. | QPF/J0144.251 | 00 | 2010-01-01 | N. A. | N. A. | N. A. | PS/J0144.251 | 02 | 2014-12-10 | N. A. | N. A. | N. A. | J0144 | N. A. | N. A. | Class A | FINISHED GOODS | ONELOCK™ | HEX SCREWDRIVER HUDSON END | 2.5MM A/F, LENGTH 300MM | 17 | No | Yes |  | No | N. A. | No | N. A. | No | Yes | No | No | M. L.: MFG/MD/2022/63252 |  | 1 | SPINE PRODUCTS\ONE LOCK\INSTRUMENTS | 0 | VL number changed to ML number | N | Surgical Screw Driver |  | No | No | Yes | No | Yes | N. A.
J0145.00 | J0145.00 | ROD REDUCER, COAXIAL, ONELOCK 6 MM |  | J0145.00 | 01 | 2011-02-27 | N. A. | N. A. | N. A. | QPF/J0145.00 | 01 | 2011-10-22 | N. A. | N. A. | N. A. | N. A. | N. A. | N. A. | N. A. | N. A. | N. A. | J0145.00 | TF-IN | IU/5 | Class A | FINISHED GOODS | ONELOCK™ | ROD REDUCER, COAXIAL | 6MM SYSTEM | 17 | No | Yes |  | No | N. A. | No | N. A. | No | Yes | No | No | M. L.: MFG/MD/2022/63252 |  | 1 | SPINE PRODUCTS\ONE LOCK\INSTRUMENTS | 0 | VL number changed to ML number | N | Rod Cutter/Reducer |  | No | No | Yes | No | Yes | N. A.
J0145.01 | J0145.01 | GUN TYPE ROD REDUCER |  | J0145.01 | N. A. | N. A. | N. A. | N. A. | N. A. | QPR/J0145.01 | N. A. | N. A. | N. A. | N. A. | N. A. | N. A. | N. A. | N. A. | N. A. | N. A. | N. A. | J0145.01 | TF-IN | IU/5 | Class A | FINISHED GOODS | ONELOCK™ | ROD REDUCER | GUN TYPE | 17 | No | Yes |  | No | N. A. | No | N. A. | No | Yes | No | No | M. L.: MFG/MD/2022/63252 |  | 1 | SPINE PRODUCTS\ONE LOCK\INSTRUMENTS | 0 | VL number changed to ML number | N | Rod Cutter/Reducer |  | No | No | Yes | No | Yes | N. A.
J0145.02 | J0145.02 | ROD REDUCER, GUN TYPE, (ONELOCK DIA 6MM) |  | J0145.02 | N. A. | N. A. | N. A. | N. A. | N. A. | QPR/J0145.02 QPF/J0145.02 | 00 | 2018-07-24 | N. A. | N. A. | N. A. | PS/J0145.02 | 00 | 2017-03-04 | N. A. | N. A. | N. A. | J0145.02 | TF-IN | IU/5 | Class A | FINISHED GOODS | ONELOCK™ | ROD REDUCER, GUN TYPE | 6MM SYSTEM | 17 | No | Yes |  | No | N. A. | No | N. A. | No | Yes | No | No | M. L.: MFG/MD/2022/63252 |  | 1 | SPINE PRODUCTS\ONE LOCK\INSTRUMENTS |  | VL number changed to ML number | Y | Rod Cutter/Reducer |  | No | No | Yes | No | Yes | N. A.
J0146.00 | J0146.00 | ROD REDUCER, MULTIAXIAL, ONELOCK 6 MM |  | J0146.00 | 01 | 2019-12-19 | N. A. | N. A. | N. A. | QPR/2398 | N. A. | N. A. | N. A. | N. A. | N. A. | N. A. | N. A. | N. A. | N. A. | N. A. | N. A. | J0146.00 | TF-IN | IU/5 | Class A | FINISHED GOODS | ONELOCK™ | ROD REDUCER | MULTIAXIAL, 6 MM | 17 | No | Yes |  | No | N. A. | No | N. A. | No | Yes | No | No | M. L.: MFG/MD/2022/63252 |  | 1 | SPINE PRODUCTS\ONE LOCK\INSTRUMENTS | 0 | VL number changed to ML number | N | Rod Cutter/Reducer |  | No | No | Yes | No | Yes | N. A.
J0146.001 | J0146.001 | ONELOCK MULTI-DIRECTIONAL ROD REDUCER, MAIN BODY |  | J0146.001 | #N/A | #N/A | N. A. | N. A. | N. A. | QPF/J0146.001 | #N/A | #N/A | #N/A | #N/A | #N/A | PS/J0146.001 | #N/A | #N/A | #N/A | #N/A | #N/A | J0146.001 | TF-IN | IU/5 | Class A | FINISHED GOODS | ONELOCK™ | ROD REDUCER | MULTI-DIRECTIONAL, MAIN BODY | 17 | No | Yes |  | No | N. A. | No | N. A. | No | Yes | No | No | M. L.: MFG/MD/2022/63252 |  | 1 | SPINE PRODUCTS\ONE LOCK\INSTRUMENTS | 0 | VL number changed to ML number | Y | Rod Cutter/Reducer |  | No | No | Yes | No | Yes | N. A.
J0146.002 | J0146.002 | ONELOCK MULTI-DIRECTIONAL ROD REDUCER, THREADED ARM |  | J0146.002 | #N/A | #N/A | N. A. | N. A. | N. A. | QPF/J0146.002 | #N/A | #N/A | #N/A | #N/A | #N/A | PS/J0146.002 | #N/A | #N/A | #N/A | #N/A | #N/A | J0146.002 | TF-IN | IU/5 | Class A | FINISHED GOODS | ONELOCK™ | ROD REDUCER | MULTI-DIRECTIONAL, THREADED ARM | 17 | No | Yes |  | No | N. A. | No | N. A. | No | Yes | No | No | M. L.: MFG/MD/2022/63252 |  | 1 | SPINE PRODUCTS\ONE LOCK\INSTRUMENTS | 0 | VL number changed to ML number | Y | Rod Cutter/Reducer |  | No | No | Yes | No | Yes | N. A.
J0147.00 | J0147.00 | ONELOCK Q.C. HANDLE, SOFT-GRIP |  | J0147.00 | N. A. | N. A. | N. A. | N. A. | N. A. | QPF/J0147.00 | N. A. | N. A. | N. A. | N. A. | N. A. | PS/J0147.00 | N. A. | N. A. | N. A. | N. A. | N. A. | J0147.00 | TF-IN | IU/5 | Class A | FINISHED GOODS | ONELOCK™ | QUICK COUPLING HANDLE | SOFT-GRIP | 17 | No | Yes |  | No | N. A. | No | N. A. | No | Yes | No | No | M. L.: MFG/MD/2022/63252 |  | 1 | SPINE PRODUCTS\ONE LOCK\INSTRUMENTS | 0 | VL number changed to ML number | N | Spinal cage system instruments |  | No | No | Yes | No | Yes | N. A.
J0147.01 | J0147.01 | ONELOCK Q.C. HANDLE, SOFT-GRIP, SHORT |  | J0147.01 | #N/A | #N/A | N. A. | N. A. | N. A. | QPF/J0147.01 | #N/A | #N/A | #N/A | #N/A | #N/A | PS/J0147.01 | #N/A | #N/A | #N/A | #N/A | #N/A | J0147.01 | TF-IN | IU/5 | Class A | FINISHED GOODS | ONELOCK™ | QUICK COUPLING HANDLE | SOFT-GRIP, SHORT | 17 | No | Yes |  | No | N. A. | No | N. A. | No | Yes | No | No | M. L.: MFG/MD/2022/63252 |  | 1 | SPINE PRODUCTS\ONE LOCK\INSTRUMENTS | 0 | VL number changed to ML number | Y | Spinal cage system instruments |  | No | No | Yes | No | Yes | N. A.
#N/A | J0147.02 | Q. C. 'T' HANDLE, SOFT GRIP, HUDSON TYPE |  | J0147.02 | #N/A | #N/A | N. A. | N. A. | N. A. | QPF/J0147.02 | #N/A | #N/A | #N/A | #N/A | #N/A | PS/J0147.02 | #N/A | #N/A | #N/A | #N/A | #N/A | J0147.02 | TF-IN | IU/5 | Class A | FINISHED GOODS | ONELOCK™ | QUICK COUPLING HANDLE | SOFT GRIP, HUDSON TYPE | 17 | No | Yes |  | No | N. A. | No | N. A. | No | Yes | No | No | M. L.: MFG/MD/2022/63252 |  | 1 | SPINE PRODUCTS\ONE LOCK\INSTRUMENTS | 0 | VL number changed to ML number | Y | Spinal cage system instruments |  | No | No | Yes | No | Yes | N. A.
J0147.03 | J0147.03 | Q. C. 'T' HANDLE, SOFT GRIP, HUDSON TYPE, SMALL |  | J0147.03 | 01 | 2014-12-13 | N. A. | N. A. | N. A. | QPF/J0147.03 | 00 | 2011-12-02 | N. A. | N. A. | N. A. | PS/J0147.03 | 00 | 2019-07-16 | N. A. | N. A. | N. A. | J0147.03 | TF-IN | IU/5 | Class A | FINISHED GOODS | ONELOCK™ | QUICK COUPLING 'T' HANDLE | SOFT GRIP, HUDSON TYPE, SMALL | 17 | No | Yes |  | No | N. A. | No | N. A. | No | Yes | No | No | M. L.: MFG/MD/2022/63252 |  | 1 | SPINE PRODUCTS\ONE LOCK\INSTRUMENTS | 0 | VL number changed to ML number | N | Spinal cage system instruments |  | No | No | Yes | No | Yes | N. A.
J0147.04 | J0147.04 | Q. C. STRAIGHT HANDLE SOFT GRIP, HUDSON TYPE |  | J0147.04 | #N/A | #N/A | N. A. | N. A. | N. A. | QOF/J0147.04 | #N/A | #N/A | #N/A | #N/A | #N/A | PS/J0147.04 | #N/A | #N/A | #N/A | #N/A | #N/A | J0147.04 | TF-IN | IU/5 | Class A | FINISHED GOODS | ADLER™ | Q. C. STRAIGHT HANDLE SOFT GRIP, HUDSON TYPE |  | 17 | No | Yes |  | No | N. A. | No | N. A. | No | Yes | No | No | M. L.: MFG/MD/2022/63252 |  | 1 | SPINE PRODUCTS\ONE LOCK\INSTRUMENTS | 0 | VL number changed to ML number | Y | Spinal cage system instruments |  | No | No | Yes | No | Yes | N. A.
J0149.00 | J0149.00 | STARTER AWL |  | J0149.00 | 06 | 2011-05-21 | N. A. | N. A. | N. A. | QPF/J0149.00 | 00 | 2010-01-01 | N. A. | N. A. | N. A. | PS/J0149.00 | N. A. | N. A. | N. A. | N. A. | N. A. | J0149.00 | TF-IN | IU/5 | Class B | FINISHED GOODS | ONELOCK™ | STARTER AWL |  | 17 | No | Yes |  | No | N. A. | No | N. A. | No | Yes | No | No | M. L.: MFG/MD/2023/000312 |  | 1 | SPINE PRODUCTS\ONE LOCK\INSTRUMENTS | 0 | Changed Description as discussed with SSJ on 31JAN2010 | N | Intramedullary Locking Nail Instrument Sets |  | No | No | Yes | No | Yes | N. A.
J0149.01 | J0149.01 | ONELOCK AWL WOTHOUT STOPPER |  | J0149.01 | #N/A | #N/A | N. A. | N. A. | N. A. | QPF/J0149.01 | #N/A | #N/A | #N/A | #N/A | #N/A | PS/J0149.01 | #N/A | #N/A | #N/A | #N/A | #N/A | J0149.01 | TF-IN | IU/5 | Class A | FINISHED GOODS | ONELOCK™ | AWL WOTHOUT STOPPER |  | 17 | No | Yes |  | No | N. A. | No | N. A. | No | Yes | No | No | M. L.: MFG/MD/2022/63252 |  | 1 | SPINE PRODUCTS\ONE LOCK\INSTRUMENTS | 0 | VL number changed to ML number | Y | Spinal Instrument |  | No | No | Yes | No | Yes | N. A.
J0150.00 | J0150.00 | ONELOCK MONOAXIAL SCREW MANIPULATOR, Q.C. |  | J0150.00 | N. A. | N. A. | N. A. | N. A. | N. A. | QPF/J0150.00 | N. A. | N. A. | N. A. | N. A. | N. A. | PS/J0150.00 | N. A. | N. A. | N. A. | N. A. | N. A. | J0150.00 | TF-IN | IU/5 | Class A | FINISHED GOODS | ONELOCK™ | SCREW MANIPULATOR | MONOAXIAL QUICK COUPLING | 17 | No | Yes |  | No | N. A. | No | N. A. | No | Yes | No | No | M. L.: MFG/MD/2022/63252 |  | 1 | SPINE PRODUCTS\ONE LOCK\INSTRUMENTS | 0 | VL number changed to ML number | Y | Spinal cage system instruments |  | No | No | Yes | No | Yes | N. A.
J0150.01 | J0150.01 | SCREW MANIPULATOR, ONE LOCK 6 MMSCREW MANIPULATOR, ONE LOCK 6 MM |  | J0150.01 | 02 | 2010-10-05 | N. A. | N. A. | N. A. | QPF/J0150.01 | 00 | 2010-01-01 | N. A. | N. A. | N. A. | PS/J0150.01 | 02 | 2014-01-07 | N. A. | N. A. | N. A. | J0150 | N. A. | N. A. | Class A | FINISHED GOODS | ONELOCK™ | SCREW MANIPULATOR | ONE LOCK 6MM SYSTEM | 17 | No | Yes |  | No | N. A. | No | N. A. | No | Yes | No | No | M. L.: MFG/MD/2022/63252 |  | 1 | SPINE PRODUCTS\ONE LOCK\INSTRUMENTS | 0 | VL number changed to ML number | N | Spinal cage system instruments |  | No | No | Yes | No | Yes | N. A.
J0151.01 | J0151.01 | INNER SCREW INSERTER 3.5 MM A/F, ONELOCK 6 MM SYSTEM, WITH HANDLE |  | J0151.01 | 04 | 2012-02-09 | N. A. | N. A. | N. A. | QPF/J0151.01 | 00 | 2010-04-10 | N. A. | N. A. | N. A. | PS/J0151.01 | 02 | 2019-08-29 | N. A. | N. A. | N. A. | J0151.01 | TF-IN | IU/5 | Class A | FINISHED GOODS | ONELOCK™ | INNER SCREW INSERTER | 3.5 MM A/F, 6MM SYSTEM, WITH HANDLE | 17 | No | Yes |  | No | N. A. | No | N. A. | No | Yes | No | No | M. L.: MFG/MD/2022/63252 |  | 1 | SPINE PRODUCTS\ONE LOCK\INSTRUMENTS | 0 | VL number changed to ML number | N | Insertion and removal instruments |  | No | No | Yes | No | Yes | N. A.
J0152.00 | J0152.00 | ONELOCK INNER SCREW FINAL TIGHTENER, Q.C. |  | J0152.00 | 02 | 2019-03-31 | N. A. | N. A. | N. A. | QPF/J0152.00 | N. A. | N. A. | N. A. | N. A. | N. A. | PS/PUR004 | N. A. | N. A. | N. A. | N. A. | N. A. | J0152.00 | TF-IN | IU/5 | Class A | FINISHED GOODS | ONELOCK™ | FINAL TIGHTENER | FOR INNER SCREW, QUICK COUPLING | 17 | No | Yes |  | No | N. A. | No | N. A. | No | Yes | No | No | M. L.: MFG/MD/2022/63252 |  | 1 | SPINE PRODUCTS\ONE LOCK\INSTRUMENTS | 0 | VL number changed to ML number | Y | Spinal cage system instruments |  | No | No | Yes | No | Yes | N. A.
J0152.01 | J0152.01 | HEX SCREW DRIVER FOR INNER SCREW HUDSON END, 3.5 A/F, ONELOCK 6 MM |  | J0152.01 | N. A. | N. A. | N. A. | N. A. | N. A. | QPF/J0152.01 | N. A. | N. A. | N. A. | N. A. | N. A. | PS/J0152.01 | N. A. | N. A. | N. A. | N. A. | N. A. | J0152.01 | TF-IN | IU/5 | Class A | FINISHED GOODS | ONELOCK™ | HEX SCREW DRIVER | 3.5 A/F, HUDSON END, FOR INNER SCREW 6MM SYSTEM | 17 | No | Yes |  | No | N. A. | No | N. A. | No | Yes | No | No | M. L.: MFG/MD/2022/63252 |  | 1 | SPINE PRODUCTS\ONE LOCK\INSTRUMENTS | 0 | VL number changed to ML number | Y | Surgical Screw Driver |  | No | No | Yes | No | Yes | N. A.
J0152.02 | J0152.02 | ONELOCK INNER SCREW FINAL TIGHTENER, SHORT, TO FIT TORQUE LIMITING QC HANDLE (D1501.00) |  | J0152.02 | 05 | 2014-11-19 | N. A. | N. A. | N. A. | QPF/J0152.02 QPR/J0152.02 | 00 | 2010-06-01 | N. A. | N. A. | N. A. | PS/PUR004 | N. A. | N. A. | N. A. | N. A. | N. A. | J0152.02 | TF-IN | IU/5 | Class A | FINISHED GOODS | ONELOCK™ | INNER SCREW FINAL TIGHTENER | SHORT, TO FIT TORQUE LIMITING QC HANDLE (D1501.00) | 17 | No | Yes |  | No | N. A. | No | N. A. | No | Yes | No | No | M. L.: MFG/MD/2022/63252 |  | 1 | SPINE PRODUCTS\ONE LOCK\INSTRUMENTS | 0 | VL number changed to ML number | N | Spinal cage system instruments |  | No | No | Yes | No | Yes | N. A.
J0152.03 | J0152.03 | HEX SCREWDRIVER FOR INNER SCREW HUDSON END, 3.5 A/F, LONG, ONELOCK 6MM, LENGTH 310MM |  | J0152.03 | 03 | 2014-11-19 | N. A. | N. A. | N. A. | QPF/J0152.03 | 00 | 2012-02-23 | N. A. | N. A. | N. A. | PS/PUR004 | N. A. | N. A. | N. A. | N. A. | N. A. | J0152.03 | TF-IN | IU/5 | Class A | FINISHED GOODS | ONELOCK™ | HEX SCREWDRIVER, HUDSON END | 3.5 A/F, LONG, LENGTH 310MM | 17 | No | Yes |  | No | N. A. | No | N. A. | No | Yes | No | No | M. L.: MFG/MD/2022/63252 |  | 1 | SPINE PRODUCTS\ONE LOCK\INSTRUMENTS | 0 | VL number changed to ML number | N | Surgical Screw Driver |  | No | No | Yes | No | Yes | N. A.
J0153.00 | J0153.00 | ANGLED ROD HOLDING FORCEP, ONELOCK 6 MM |  | J0153.00 | 00 | 2020-11-10 | N. A. | N. A. | N. A. | QPF/J0153.00 | 00 | 2010-01-02 | N. A. | N. A. | N. A. | PS/PUR005 | 00 | 2022-09-16 | N. A. | N. A. | N. A. | J0153.00 | TF-IN | IU/5 | Class A | FINISHED GOODS | ONELOCK™ | ANGLED ROD HOLDING FORCEP | 6MM SYSTEM | 17 | No | Yes |  | No | N. A. | No | N. A. | No | Yes | No | No | M. L.: MFG/MD/2022/63252 |  | 1 | SPINE PRODUCTS\ONE LOCK\INSTRUMENTS | 0 | VL number changed to ML number | N | Spinal Instrument |  | No | No | Yes | No | Yes | N. A.
J0154.0100 | J0154.0107 | PLIF / TLIF CURETTE / SPACER 7MM |  | J0154.0107 | 02 | 2017-02-02 | N. A. | N. A. | N. A. | QPF/J0154.0100 | N. A. | N. A. | N. A. | N. A. | N. A. | PS/J0154.0100 | N. A. | N. A. | N. A. | N. A. | N. A. | J0154.0100 | TF-IN | IU/5 | Class A | FINISHED GOODS | ZETA™ | PLIF / TLIF CURETTE / SPACER | 7MM | 17 | No | Yes |  | No | N. A. | No | N. A. | No | Yes | No | No | M. L.: MFG/MD/2022/63252 |  | 1 | SPINE PRODUCTS\INTERBODY DEVICES\CAGE INSTRUMENTS | 0 | VL number changed to ML number | Y | Spinal cage system instruments |  | No | No | Yes | No | Yes | N. A.
J0154.0100 | J0154.0108 | PLIF / TLIF CURETTE / SPACER 8MM |  | J0154.0108 | 02 | 2017-01-02 | N. A. | N. A. | N. A. | QPF/J0154.0100 | N. A. | N. A. | N. A. | N. A. | N. A. | PS/J0154.0100 | N. A. | N. A. | N. A. | N. A. | N. A. | J0154.0100 | TF-IN | IU/5 | Class A | FINISHED GOODS | ZETA™ | PLIF / TLIF CURETTE / SPACER | 8MM | 17 | No | Yes |  | No | N. A. | No | N. A. | No | Yes | No | No | M. L.: MFG/MD/2022/63252 |  | 1 | SPINE PRODUCTS\INTERBODY DEVICES\CAGE INSTRUMENTS | 0 | VL number changed to ML number | Y | Spinal cage system instruments |  | No | No | Yes | No | Yes | N. A.
J0154.0100 | J0154.0109 | PLIF / TLIF CURETTE / SPACER 9MM |  | J0154.0109 | 02 | 2017-02-02 | N. A. | N. A. | N. A. | QPF/J0154.0100 | N. A. | N. A. | N. A. | N. A. | N. A. | PS/J0154.0100 | N. A. | N. A. | N. A. | N. A. | N. A. | J0154.0100 | TF-IN | IU/5 | Class A | FINISHED GOODS | ZETA™ | PLIF / TLIF CURETTE / SPACER | 9MM | 17 | No | Yes |  | No | N. A. | No | N. A. | No | Yes | No | No | M. L.: MFG/MD/2022/63252 |  | 1 | SPINE PRODUCTS\INTERBODY DEVICES\CAGE INSTRUMENTS | 0 | VL number changed to ML number | Y | Spinal cage system instruments |  | No | No | Yes | No | Yes | N. A.
J0154.0100 | J0154.0110 | PLIF / TLIF CURETTE / SPACER 10MM |  | J0154.0110 | 02 | 2017-02-02 | N. A. | N. A. | N. A. | QPF/J0154.0100 | N. A. | N. A. | N. A. | N. A. | N. A. | PS/J0154.0100 | N. A. | N. A. | N. A. | N. A. | N. A. | J0154.0100 | TF-IN | IU/5 | Class A | FINISHED GOODS | ZETA™ | PLIF / TLIF CURETTE / SPACER | 10MM | 17 | No | Yes |  | No | N. A. | No | N. A. | No | Yes | No | No | M. L.: MFG/MD/2022/63252 |  | 1 | SPINE PRODUCTS\INTERBODY DEVICES\CAGE INSTRUMENTS | 0 | VL number changed to ML number | Y | Spinal cage system instruments |  | No | No | Yes | No | Yes | N. A.
J0154.0100 | J0154.0111 | PLIF / TLIF CURETTE / SPACER 11MM |  | J0154.0111 | 02 | 2017-02-02 | N. A. | N. A. | N. A. | QPF/J0154.0100 | N. A. | N. A. | N. A. | N. A. | N. A. | PS/J0154.0100 | N. A. | N. A. | N. A. | N. A. | N. A. | J0154.0100 | TF-IN | IU/5 | Class A | FINISHED GOODS | ZETA™ | PLIF / TLIF CURETTE / SPACER | 11MM | 17 | No | Yes |  | No | N. A. | No | N. A. | No | Yes | No | No | M. L.: MFG/MD/2022/63252 |  | 1 | SPINE PRODUCTS\INTERBODY DEVICES\CAGE INSTRUMENTS | 0 | VL number changed to ML number | Y | Spinal cage system instruments |  | No | No | Yes | No | Yes | N. A.
J0154.0100 | J0154.0112 | PLIF / TLIF CURETTE / SPACER 12MM |  | J0154.0112 | 02 | 2017-02-02 | N. A. | N. A. | N. A. | QPF/J0154.0100 | N. A. | N. A. | N. A. | N. A. | N. A. | PS/J0154.0100 | N. A. | N. A. | N. A. | N. A. | N. A. | J0154.0100 | TF-IN | IU/5 | Class A | FINISHED GOODS | ZETA™ | PLIF / TLIF CURETTE / SPACER | 12MM | 17 | No | Yes |  | No | N. A. | No | N. A. | No | Yes | No | No | M. L.: MFG/MD/2022/63252 |  | 1 | SPINE PRODUCTS\INTERBODY DEVICES\CAGE INSTRUMENTS | 0 | VL number changed to ML number | Y | Spinal cage system instruments |  | No | No | Yes | No | Yes | N. A.
J0154.0100 | J0154.0113 | PLIF / TLIF CURETTE / SPACER 13MM |  | J0154.0113 | 02 | 2017-02-02 | N. A. | N. A. | N. A. | QPF/J0154.0100 | N. A. | N. A. | N. A. | N. A. | N. A. | PS/J0154.0100 | N. A. | N. A. | N. A. | N. A. | N. A. | J0154.0100 | TF-IN | IU/5 | Class A | FINISHED GOODS | ZETA™ | PLIF / TLIF CURETTE / SPACER | 13MM | 17 | No | Yes |  | No | N. A. | No | N. A. | No | Yes | No | No | M. L.: MFG/MD/2022/63252 |  | 1 | SPINE PRODUCTS\INTERBODY DEVICES\CAGE INSTRUMENTS | 0 | VL number changed to ML number | Y | Spinal cage system instruments |  | No | No | Yes | No | Yes | N. A.
J0154.02 | J0154.02 | QUICK COUPLING HANDLE FOR PLIF / TLIF CURETTES |  | J0154.02 | N. A. | N. A. | N. A. | N. A. | N. A. | QPF/J0154.02 | N. A. | N. A. | N. A. | N. A. | N. A. | PS/J0154.02 | N. A. | N. A. | N. A. | N. A. | N. A. | J0154.02 | TF-IN | IU/5 | Class A | FINISHED GOODS | ZETA™ | QUICK COUPLING HANDLE | FOR PLIF / TLIF CURETTES | 17 | No | Yes |  | No | N. A. | No | N. A. | No | Yes | No | No | M. L.: MFG/MD/2022/63252 |  | 1 | SPINE PRODUCTS\INTERBODY DEVICES\CAGE INSTRUMENTS | 0 | VL number changed to ML number | Y | Spinal cage system instruments |  | No | No | Yes | No | Yes | N. A.
J0154.0301 | J0154.0301 | PLIF RASP STRAIGHT |  | J0154.0301 | N. A. | N. A. | N. A. | N. A. | N. A. | QPF/J0154.0301 | N. A. | N. A. | N. A. | N. A. | N. A. | PS/J0154.0301 | N. A. | N. A. | N. A. | N. A. | N. A. | J0154.0301 | TF-IN | IU/5 | Class A | FINISHED GOODS | ZETA™ | PLIF RASP | STRAIGHT | 17 | No | Yes |  | No | N. A. | No | N. A. | No | Yes | No | No | M. L.: MFG/MD/2022/63252 |  | 1 | SPINE PRODUCTS\INTERBODY DEVICES\CAGE INSTRUMENTS | 0 | VL number changed to ML number | Y | Spinal cage system instruments |  | No | No | Yes | No | Yes | N. A.
J0154.0304 | J0154.0302 | PLIF RASP CURVED |  | J0154.0302 | #N/A | #N/A | N. A. | N. A. | N. A. | QPF/J0154.0302 | #N/A | #N/A | #N/A | #N/A | #N/A | PS/J0154.0302 | #N/A | #N/A | #N/A | #N/A | #N/A | J0154.0302 | TF-IN | IU/5 | Class A | FINISHED GOODS | ZETA™ | PLIF RASP | CURVED | 17 | No | Yes |  | No | N. A. | No | N. A. | No | Yes | No | No | M. L.: MFG/MD/2022/63252 |  | 1 | SPINE PRODUCTS\INTERBODY DEVICES\CAGE INSTRUMENTS | 0 | VL number changed to ML number | Y | Spinal cage system instruments |  | No | No | Yes | No | Yes | N. A.
J0154.0402 | J0154.0402 | TLIF RASP CURVED |  | J0154.0402 | N. A. | N. A. | N. A. | N. A. | N. A. | QPF/J0154.0402 | N. A. | N. A. | N. A. | N. A. | N. A. | PS/J0154.0401 | N. A. | N. A. | N. A. | N. A. | N. A. | J0154.0402 | TF-IN | IU/5 | Class A | FINISHED GOODS | ZETA™ | TLIF RASP | CURVED | 17 | No | Yes |  | No | N. A. | No | N. A. | No | Yes | No | No | M. L.: MFG/MD/2022/63252 |  | 1 | SPINE PRODUCTS\INTERBODY DEVICES\CAGE INSTRUMENTS | 0 | VL number changed to ML number | Y | Spinal cage system instruments |  | No | No | Yes | No | Yes | N. A.
J0154.0403 | J0154.0403 | TLIF RASP ANGLED 8MM X 20MM |  | J0154.0403 | 00 | 2011-12-16 | N. A. | N. A. | N. A. | QPF/J0154.0403 | 00 | 2011-12-17 | N. A. | N. A. | N. A. | PS/J0154.0403 | 00 | 2011-12-17 | N. A. | N. A. | N. A. | J0154.0403 | TF-IN | IU/5 | Class A | FINISHED GOODS | ZETA™ | TLIF RASP | ANGLED 8MM X 20MM | 17 | No | Yes |  | No | N. A. | No | N. A. | No | Yes | No | No | M. L.: MFG/MD/2022/63252 |  | 1 | SPINE PRODUCTS\TITAN\INSTRUMENTS | 0 | VL number changed to ML number | Y | Spinal cage system instruments |  | No | No | Yes | No | Yes | N. A.
J0154.0404 | J0154.0404 | TLIF RASP STRAIGHT 8MM X 20MM |  | J0154.0404 | 00 | 2011-12-16 | N. A. | N. A. | N. A. | QPF/J0154.0404 | 00 | 2011-12-17 | N. A. | N. A. | N. A. | PS/J0154.0404 | N. A. | N. A. | N. A. | N. A. | N. A. | J0154.0404 | TF-IN | IU/5 | Class A | FINISHED GOODS | ZETA™ | TLIF RASP | STRAIGHT 8MM X 20MM | 17 | No | Yes |  | No | N. A. | No | N. A. | No | Yes | No | No | M. L.: MFG/MD/2022/63252 |  | 1 | SPINE PRODUCTS\INTERBODY DEVICES\CAGE INSTRUMENTS | 0 | VL number changed to ML number | Y | Spinal cage system instruments |  | No | No | Yes | No | Yes | N. A.
J0154.0501 | J0154.0501 | PLIF / TLIF CAGE INSERTER |  | J0154.0501 | #N/A | #N/A | N. A. | N. A. | N. A. | QPF/J0154.0501 | #N/A | #N/A | #N/A | #N/A | #N/A | PS/J0154.0501 | #N/A | #N/A | #N/A | #N/A | #N/A | J0154.0501 | TF-IN | IU/5 | Class A | FINISHED GOODS | ZETA™ | PLIF / TLIF CAGE INSERTER |  | 17 | No | Yes |  | No | N. A. | No | N. A. | No | Yes | No | No | M. L.: MFG/MD/2022/63252 |  | 1 | SPINE PRODUCTS\INTERBODY DEVICES\CAGE INSTRUMENTS | 0 | VL number changed to ML number | Y | Spinal cage system instruments |  | No | No | Yes | No | Yes | N. A.
J0154.0502 | J0154.0502 | PLIF / TLIF CAGE PUSHER |  | J0154.0502 | #N/A | #N/A | N. A. | N. A. | N. A. | QPF/J0154.0502 | #N/A | #N/A | #N/A | #N/A | #N/A | PS/J0154.0502 | #N/A | #N/A | #N/A | #N/A | #N/A | J0154.0502 | TF-IN | IU/5 | Class A | FINISHED GOODS | ZETA™ | PLIF / TLIF CAGE PUSHER |  | 17 | No | Yes |  | No | N. A. | No | N. A. | No | Yes | No | No | M. L.: MFG/MD/2022/63252 |  | 1 | SPINE PRODUCTS\INTERBODY DEVICES\CAGE INSTRUMENTS | 0 | VL number changed to ML number | Y | Spinal cage system instruments |  | No | No | Yes | No | Yes | N. A.
J0154.0503 | J0154.0503 | PUSHER TLIF |  | J0154.0503 | 02 | 2017-08-27 | N. A. | N. A. | N. A. | QPF/J0154.0503 | 00 | 2011-12-17 | N. A. | N. A. | N. A. | PS/J0154.0503 | N. A. | N. A. | N. A. | N. A. | N. A. | J0154.0503 | TF-IN | IU/5 | Class A | FINISHED GOODS | ZETA™ | PUSHER TLIF |  | 17 | No | Yes |  | No | N. A. | No | N. A. | No | Yes | No | No | M. L.: MFG/MD/2022/63252 |  | 1 | SPINE PRODUCTS\TITAN\INSTRUMENTS | 0 | VL number changed to ML number | Y | Spinal cage system instruments |  | No | No | Yes | No | Yes | N. A.
J0154.0504 | J0154.0504 | PUSHER TLIF, CURVED |  | J0154.0504 | 02 | 2017-08-27 | N. A. | N. A. | N. A. | QPF/J0154.0504 | N. A. | N. A. | N. A. | N. A. | N. A. | PS/J0154.0504 | 00 | 2019-12-13 | N. A. | N. A. | N. A. | J0154.0504 | TF-IN | IU/5 | Class A | FINISHED GOODS | ZETA™ | PUSHER TLIF, CURVED |  | 17 | No | Yes |  | No | N. A. | No | N. A. | No | Yes | No | No | M. L.: MFG/MD/2022/63252 |  | 1 | SPINE PRODUCTS\INTERBODY DEVICES\CAGE INSTRUMENTS | 0 | VL number changed to ML number | Y | Spinal cage system instruments |  | No | No | Yes | No | Yes | N. A.
J0154.0505 | J0154.0505 | INSERTER, TLIF CAGE |  | J0154.0505 | 02 | 2017-08-27 | N. A. | N. A. | N. A. | QPF/J0154.0505 | N. A. | N. A. | N. A. | N. A. | N. A. | PS/J0154.0505 | N. A. | N. A. | N. A. | N. A. | N. A. | J0154.0505 | TF-IN | IU/5 | Class A | FINISHED GOODS | ZETA™ | INSERTER, TLIF CAGE |  | 17 | No | Yes |  | No | N. A. | No | N. A. | No | Yes | No | No | M. L.: MFG/MD/2022/63252 |  | 1 | SPINE PRODUCTS\INTERBODY DEVICES\CAGE INSTRUMENTS | 0 | VL number changed to ML number | Y | Spinal cage system instruments |  | No | No | Yes | No | Yes | N. A.
J0154.0506 | J0154.0506 | INSERTER, ZETA BULLET CAGE |  | J0154.0506 | N. A. | N. A. | N. A. | N. A. | N. A. | QPF/J0154.0506 | N. A. | N. A. | N. A. | N. A. | N. A. | PS/J0154.0506 | N. A. | N. A. | N. A. | N. A. | N. A. | J0154.0506 | TF-IN | IU/5 | Class A | FINISHED GOODS | ZETA™ | INSERTER, BULLET CAGE |  | 17 | No | Yes |  | No | N. A. | No | N. A. | No | Yes | No | No | M. L.: MFG/MD/2022/63252 |  | 1 | SPINE PRODUCTS\TITAN\INSTRUMENTS | 0 | VL number changed to ML number | Y | Insertion and removal instruments |  | No | No | Yes | No | Yes | N. A.
J0154.0601 | J0154.0601 | PLIF / TLIF BONEGRAFT WORK-STATION |  | J0154.0601 | #N/A | #N/A | N. A. | N. A. | N. A. | QPF/J0154.0601 | #N/A | #N/A | #N/A | #N/A | #N/A | PS/J0154.0601 | #N/A | #N/A | #N/A | #N/A | #N/A | J0154.0601 | TF-IN | IU/5 | Class A | FINISHED GOODS | ZETA™ | PLIF / TLIF BONEGRAFT WORK-STATION |  | 17 | No | Yes |  | No | N. A. | No | N. A. | No | Yes | No | No | M. L.: MFG/MD/2022/63252 |  | 1 | SPINE PRODUCTS\INTERBODY DEVICES\CAGE INSTRUMENTS | 0 | VL number changed to ML number | Y | Spinal cage system instruments |  | No | No | Yes | No | Yes | N. A.
J0154.0602 | J0154.0602 | PLIF BONE GRAFT PUNCH |  | J0154.0602 | #N/A | #N/A | N. A. | N. A. | N. A. | QPF/J0154.0602 | #N/A | #N/A | #N/A | #N/A | #N/A | PS/J0154.0602 | #N/A | #N/A | #N/A | #N/A | #N/A | J0154.0602 | TF-IN | IU/5 | Class A | FINISHED GOODS | ZETA™ | PLIF BONE GRAFT PUNCH |  | 17 | No | Yes |  | No | N. A. | No | N. A. | No | Yes | No | No | M. L.: MFG/MD/2022/63252 |  | 1 | SPINE PRODUCTS\INTERBODY DEVICES\CAGE INSTRUMENTS | 0 | VL number changed to ML number | Y | Spinal cage system instruments |  | No | No | Yes | No | Yes | N. A.
J0154.0603 | J0154.0603 | TLIF BONE GRAFT PUNCH |  | J0154.0603 | #N/A | #N/A | N. A. | N. A. | N. A. | QPF/J0154.0603 | #N/A | #N/A | #N/A | #N/A | #N/A | PS/J0154.0603 | #N/A | #N/A | #N/A | #N/A | #N/A | J0154.0603 | TF-IN | IU/5 | Class A | FINISHED GOODS | ZETA™ | TLIF BONE GRAFT PUNCH |  | 17 | No | Yes |  | No | N. A. | No | N. A. | No | Yes | No | No | M. L.: MFG/MD/2022/63252 |  | 1 | SPINE PRODUCTS\INTERBODY DEVICES\CAGE INSTRUMENTS | 0 | VL number changed to ML number | Y | Spinal cage system instruments |  | No | No | Yes | No | Yes | N. A.
J0154.0604 | J0154.0604 | GRAFTSTATION TLIF |  | J0154.0604 | 02 | 2016-06-25 | N. A. | N. A. | N. A. | QPF/J0154.0604 | N. A. | N. A. | N. A. | N. A. | N. A. | PS/J0154.0604 | N. A. | N. A. | N. A. | N. A. | N. A. | J0154.0604 | TF-IN | IU/5 | Class A | FINISHED GOODS | ZETA™ | GRAFTSTATION TLIF |  | 17 | No | Yes |  | No | N. A. | No | N. A. | No | Yes | No | No | M. L.: MFG/MD/2022/63252 |  | 1 | SPINE PRODUCTS\TITAN\INSTRUMENTS | 0 | VL number changed to ML number | Y | Spinal cage system instruments |  | No | No | Yes | No | Yes | N. A.
J0154.0605 | J0154.0605 | BONE PACKING TAMP, TLIF |  | J0154.0605 | 01 | 2015-07-14 | N. A. | N. A. | N. A. | QPF/J0154.0605 | N. A. | N. A. | N. A. | N. A. | N. A. | PS/J0154.0605 | N. A. | N. A. | N. A. | N. A. | N. A. | J0154.0605 | TF-IN | IU/5 | Class A | FINISHED GOODS | ZETA™ | BONE PACKING TAMP, TLIF |  | 17 | No | Yes |  | No | N. A. | No | N. A. | No | Yes | No | No | M. L.: MFG/MD/2022/63252 |  | 1 | SPINE PRODUCTS\TITAN\INSTRUMENTS | 0 | VL number changed to ML number | Y | Spinal cage system instruments |  | No | No | Yes | No | Yes | N. A.
J0154.0701 | J0154.0701 | BONE GRAFT FUNNEL, TLIF |  | J0154.0701 | 02 | 2015-02-22 | N. A. | N. A. | N. A. | QPF/J0154.0701 | N. A. | N. A. | N. A. | N. A. | N. A. | PS/J0154.0701 | N. A. | N. A. | N. A. | N. A. | N. A. | J0154.0701 | TF-IN | IU/5 | Class A | FINISHED GOODS | ZETA™ | BONE GRAFT FUNNEL, TLIF |  | 17 | No | Yes |  | No | N. A. | No | N. A. | No | Yes | No | No | M. L.: MFG/MD/2022/63252 |  | 1 | SPINE PRODUCTS\TITAN\INSTRUMENTS | 0 | VL number changed to ML number | Y | Spinal cage system instruments |  | No | No | Yes | No | Yes | N. A.
J0154.0702 | J0154.0702 | PLUNGER FOR BONE GRAFT FUNNEL, TLIF |  | J0154.0702 | 02 | 2017-03-07 | N. A. | N. A. | N. A. | QPF/J0154.0702 | N. A. | N. A. | N. A. | N. A. | N. A. | PS/J0154.0702 | N. A. | N. A. | N. A. | N. A. | N. A. | J0154.0702 | TF-IN | IU/5 | Class A | FINISHED GOODS | ZETA™ | PLUNGER FOR BONE GRAFT FUNNEL, TLIF |  | 17 | No | Yes |  | No | N. A. | No | N. A. | No | Yes | No | No | M. L.: MFG/MD/2022/63252 |  | 1 | SPINE PRODUCTS\TITAN\INSTRUMENTS | 0 | VL number changed to ML number | Y | Spinal cage system instruments |  | No | No | Yes | No | Yes | N. A.
J0154.0703 | J0154.0703 | ANGLED RECTANGULAR RING CURETTE, TLIF |  | J0154.0703 | 01 | 2017-08-27 | N. A. | N. A. | N. A. | QPF/J0154.0703 | N. A. | N. A. | N. A. | N. A. | N. A. | PS/J0154.0703 | N. A. | N. A. | N. A. | N. A. | N. A. | J0154.0703 | TF-IN | IU/5 | Class A | FINISHED GOODS | ZETA™ | ANGLED RECTANGULAR RING CURETTE, TLIF |  | 17 | No | Yes |  | No | N. A. | No | N. A. | No | Yes | No | No | M. L.: MFG/MD/2022/63252 |  | 1 | SPINE PRODUCTS\TITAN\INSTRUMENTS | 0 | VL number changed to ML number | Y | Spinal cage system instruments |  | No | No | Yes | No | Yes | N. A.
J0154.0704 | J0154.0704 | STRAIGHT RECTANGULAR RING CURETTE, TLIF |  | J0154.0704 | 01 | 2017-08-27 | N. A. | N. A. | N. A. | QPF/J0154.0704 | N. A. | N. A. | N. A. | N. A. | N. A. | PS/J0154.0704 | N. A. | N. A. | N. A. | N. A. | N. A. | J0154.0704 | TF-IN | IU/5 | Class A | FINISHED GOODS | ZETA™ | STRAIGHT RECTANGULAR RING CURETTE, TLIF |  | 17 | No | Yes |  | No | N. A. | No | N. A. | No | Yes | No | No | M. L.: MFG/MD/2022/63252 |  | 1 | SPINE PRODUCTS\INTERBODY DEVICES\CAGE INSTRUMENTS | 0 | VL number changed to ML number | Y | Spinal cage system instruments |  | No | No | Yes | No | Yes | N. A.
J0154.0800 | J0154.0807 | TRIAL IMPLANT, 7MM, TLIF |  | J0154.0807 | 01 | 2014-09-26 | N. A. | N. A. | N. A. | QPF/J0154.0800 | N. A. | N. A. | N. A. | N. A. | N. A. | PS/J0154.0800 | N. A. | N. A. | N. A. | N. A. | N. A. | J0154.0800 | TF-IN | IU/5 | Class B | FINISHED GOODS | ZETA™ | TRIAL IMPLANT, 7MM, TLIF |  | 17 | No | Yes |  | No | N. A. | No | N. A. | No | Yes | No | No | M. L.: MFG/MD/2023/000312 |  | 1 | SPINE PRODUCTS\TITAN\INSTRUMENTS | 0 | CHANGED STATUS TO INACTIVE Y AS PER ECR E0051020 ON 21OCT2020 | Y | Implant Trials |  | No | No | Yes | No | Yes | N. A.
J0154.0800 | J0154.0809 | TRIAL IMPLANT, 9MM, TLIF |  | J0154.0809 | 01 | 2014-09-26 | N. A. | N. A. | N. A. | QPF/J0154.0800 | N. A. | N. A. | N. A. | N. A. | N. A. | PS/J0154.0800 | N. A. | N. A. | N. A. | N. A. | N. A. | J0154.0800 | TF-IN | IU/5 | Class B | FINISHED GOODS | ZETA™ | TRIAL IMPLANT, 9MM, TLIF |  | 17 | No | Yes |  | No | N. A. | No | N. A. | No | Yes | No | No | M. L.: MFG/MD/2023/000312 |  | 1 | SPINE PRODUCTS\TITAN\INSTRUMENTS | 0 | CHANGED STATUS TO INACTIVE Y AS PER ECR E0051020 ON 21OCT2020 | Y | Implant Trials |  | No | No | Yes | No | Yes | N. A.
J0154.0800 | J0154.0810 | TRIAL IMPLANT, 10MM, TLIF |  | J0154.0810 | 01 | 2014-09-26 | N. A. | N. A. | N. A. | QPF/J0154.0800 | N. A. | N. A. | N. A. | N. A. | N. A. | PS/J0154.0800 | N. A. | N. A. | N. A. | N. A. | N. A. | J0154.0800 | TF-IN | IU/5 | Class B | FINISHED GOODS | ZETA™ | TRIAL IMPLANT, 10MM, TLIF |  | 17 | No | Yes |  | No | N. A. | No | N. A. | No | Yes | No | No | M. L.: MFG/MD/2023/000312 |  | 1 | SPINE PRODUCTS\TITAN\INSTRUMENTS | 0 | CHANGED STATUS TO INACTIVE Y AS PER ECR E0051020 ON 21OCT2020 | Y | Implant Trials |  | No | No | Yes | No | Yes | N. A.
J0154.0800 | J0154.0811 | TRIAL IMPLANT, 11MM, TLIF |  | J0154.0811 | 01 | 2014-09-26 | N. A. | N. A. | N. A. | QPF/J0154.0800 | N. A. | N. A. | N. A. | N. A. | N. A. | PS/J0154.0800 | N. A. | N. A. | N. A. | N. A. | N. A. | J0154.0800 | TF-IN | IU/5 | Class B | FINISHED GOODS | ZETA™ | TRIAL IMPLANT, 11MM, TLIF |  | 17 | No | Yes |  | No | N. A. | No | N. A. | No | Yes | No | No | M. L.: MFG/MD/2023/000312 |  | 1 | SPINE PRODUCTS\TITAN\INSTRUMENTS | 0 | CHANGED STATUS TO INACTIVE Y AS PER ECR E0051020 ON 21OCT2020 | Y | Implant Trials |  | No | No | Yes | No | Yes | N. A.
J0154.0800 | J0154.0813 | TRIAL IMPLANT, 13MM, TLIF |  | J0154.0813 | 01 | 2014-09-26 | N. A. | N. A. | N. A. | QPF/J0154.0800 | N. A. | N. A. | N. A. | N. A. | N. A. | PS/J0154.0800 | N. A. | N. A. | N. A. | N. A. | N. A. | J0154.0800 | TF-IN | IU/5 | Class B | FINISHED GOODS | ZETA™ | TRIAL IMPLANT, 13MM, TLIF |  | 17 | No | Yes |  | No | N. A. | No | N. A. | No | Yes | No | No | M. L.: MFG/MD/2023/000312 |  | 1 | SPINE PRODUCTS\TITAN\INSTRUMENTS | 0 | CHANGED STATUS TO INACTIVE Y AS PER ECR E0051020 ON 21OCT2020 | Y | Implant Trials |  | No | No | Yes | No | Yes | N. A.
J0154.0900 | J0154.0907 | TRIAL IMPLANT, 7MM, TLIF, SMALL |  | J0154.0907 | 01 | 2014-09-26 | N. A. | N. A. | N. A. | QPF/J0154.0900 | N. A. | N. A. | N. A. | N. A. | N. A. | PS/J0154.0900 | N. A. | N. A. | N. A. | N. A. | N. A. | J0154.0900 | TF-IN | IU/5 | Class B | FINISHED GOODS | ZETA™ | TRIAL IMPLANT, 7MM, TLIF, SMALL |  | 17 | No | Yes |  | No | N. A. | No | N. A. | No | Yes | No | No | M. L.: MFG/MD/2023/000312 |  | 1 | SPINE PRODUCTS\TITAN\INSTRUMENTS | 0 | CHANGED STATUS TO INACTIVE Y AS PER ECR E0051020 ON 21OCT2020 | Y | Implant Trials |  | No | No | Yes | No | Yes | N. A.
J0154.0900 | J0154.0909 | TRIAL IMPLANT, 9MM, TLIF, SMALL |  | J0154.0909 | 01 | 2014-09-26 | N. A. | N. A. | N. A. | QPF/J0154.0900 | N. A. | N. A. | N. A. | N. A. | N. A. | PS/J0154.0900 | N. A. | N. A. | N. A. | N. A. | N. A. | J0154.0900 | TF-IN | IU/5 | Class B | FINISHED GOODS | ZETA™ | TRIAL IMPLANT, 9MM, TLIF, SMALL |  | 17 | No | Yes |  | No | N. A. | No | N. A. | No | Yes | No | No | M. L.: MFG/MD/2023/000312 |  | 1 | SPINE PRODUCTS\TITAN\INSTRUMENTS | 0 | CHANGED STATUS TO INACTIVE Y AS PER ECR E0051020 ON 21OCT2020 | Y | Implant Trials |  | No | No | Yes | No | Yes | N. A.
J0154.0900 | J0154.0910 | TRIAL IMPLANT, 10MM, TLIF, SMALL |  | J0154.0910 | 01 | 2014-09-26 | N. A. | N. A. | N. A. | QPF/J0154.0900 | N. A. | N. A. | N. A. | N. A. | N. A. | PS/J0154.0900 | N. A. | N. A. | N. A. | N. A. | N. A. | J0154.0900 | TF-IN | IU/5 | Class B | FINISHED GOODS | ZETA™ | TRIAL IMPLANT, 10MM, TLIF, SMALL |  | 17 | No | Yes |  | No | N. A. | No | N. A. | No | Yes | No | No | M. L.: MFG/MD/2023/000312 |  | 1 | SPINE PRODUCTS\TITAN\INSTRUMENTS | 0 | CHANGED STATUS TO INACTIVE Y AS PER ECR E0051020 ON 21OCT2020 | Y | Implant Trials |  | No | No | Yes | No | Yes | N. A.
J0154.0900 | J0154.0911 | TRIAL IMPLANT, 11MM, TLIF, SMALL |  | J0154.0911 | 01 | 2014-09-26 | N. A. | N. A. | N. A. | QPF/J0154.0900 | N. A. | N. A. | N. A. | N. A. | N. A. | PS/J0154.0900 | N. A. | N. A. | N. A. | N. A. | N. A. | J0154.0900 | TF-IN | IU/5 | Class B | FINISHED GOODS | ZETA™ | TRIAL IMPLANT, 11MM, TLIF, SMALL |  | 17 | No | Yes |  | No | N. A. | No | N. A. | No | Yes | No | No | M. L.: MFG/MD/2023/000312 |  | 1 | SPINE PRODUCTS\TITAN\INSTRUMENTS | 0 | CHANGED STATUS TO INACTIVE Y AS PER ECR E0051020 ON 21OCT2020 | Y | Implant Trials |  | No | No | Yes | No | Yes | N. A.
J0154.0900 | J0154.0913 | TRIAL IMPLANT, 13MM, TLIF, SMALL |  | J0154.0913 | 01 | 2014-09-26 | N. A. | N. A. | N. A. | QPF/J0154.0900 | N. A. | N. A. | N. A. | N. A. | N. A. | PS/J0154.0900 | N. A. | N. A. | N. A. | N. A. | N. A. | J0154.0900 | TF-IN | IU/5 | Class B | FINISHED GOODS | ZETA™ | TRIAL IMPLANT, 13MM, TLIF, SMALL |  | 17 | No | Yes |  | No | N. A. | No | N. A. | No | Yes | No | No | M. L.: MFG/MD/2023/000312 |  | 1 | SPINE PRODUCTS\TITAN\INSTRUMENTS | 0 | CHANGED STATUS TO INACTIVE Y AS PER ECR E0051020 ON 21OCT2020 | Y | Implant Trials |  | No | No | Yes | No | Yes | N. A.
J0154.10 | J0154.10 | INSERTER, ZETA BULLET CAGE AR |  | J0154.10 | 00 | 2013-10-10 | N. A. | N. A. | N. A. | QPF/J0154.10 | 00 | 2013-10-22 | N. A. | N. A. | N. A. | PS/J0154.10 | N. A. | N. A. | N. A. | N. A. | N. A. | J0154.10 | TF-IN | IU/5 | Class A | FINISHED GOODS | ZETA™ | INSERTER, BULLET CAGE AR |  | 17 | No | Yes |  | No | N. A. | No | N. A. | No | Yes | No | No | M. L.: MFG/MD/2022/63252 |  | 1 | SPINE PRODUCTS\ZETA\INSTRUMENTS | 0 | VL number changed to ML number | Y | Insertion and removal instruments |  | No | No | Yes | No | Yes | N. A.
J0157..03 | J0157..03 | LENKE`S PROBE RIGID - STRAIGHT |  | J0157..03 | N. A. | N. A. | N. A. | N. A. | N. A. | QPR/J0157..03 | N. A. | N. A. | N. A. | N. A. | N. A. | N. A. | N. A. | N. A. | N. A. | N. A. | N. A. | J0157..03 | TF-IN | IU/5 | Class A | FINISHED GOODS | ONELOCK™ | LENKE`S PROBE | RIGID - STRAIGHT | 17 | No | Yes |  | No | N. A. | No | N. A. | No | Yes | No | No | M. L.: MFG/MD/2022/63252 |  | 1 | SPINE PRODUCTS\ONE LOCK\INSTRUMENTS | 0 | VL number changed to ML number | N | Spinal Instrument |  | No | No | Yes | No | Yes | N. A.
J0157.00 | J0157.00 | PEDICLE PROBE (LENKE TYPE) LUMBAR |  | J0157.00 | 02 | 2016-11-27 | N. A. | N. A. | N. A. | QPF/J0102 | N. A. | N. A. | N. A. | N. A. | N. A. | PS/J0157.00 | 00 | 2014-05-10 | N. A. | N. A. | N. A. | J0157.00 | TF-IN | IU/5 | Class A | FINISHED GOODS | ONELOCK™ | PEDICLE PROBE | LENKE TYPE, LUMBAR | 17 | No | Yes |  | No | N. A. | No | N. A. | No | Yes | No | No | M. L.: MFG/MD/2022/63252 |  | 1 | SPINE PRODUCTS\ONE LOCK\INSTRUMENTS | 0 | VL number changed to ML number | N | Spinal Instrument |  | No | No | Yes | No | Yes | N. A.
J0157.01 | J0157.01 | TEAR DROP HANDLE |  | J0157.01 | 00 | 2009-04-16 | N. A. | N. A. | N. A. | QPR/J0157.01 | N. A. | N. A. | N. A. | N. A. | N. A. | N. A. | N. A. | N. A. | N. A. | N. A. | N. A. | J0157.01 | TF-IN | IU/5 | Class A | FINISHED GOODS | ONELOCK™ | TEAR DROP HANDLE |  | 17 | No | Yes |  | No | N. A. | No | N. A. | No | Yes | No | No | M. L.: MFG/MD/2022/63252 |  | 1 | SPINE PRODUCTS\ONE LOCK\INSTRUMENTS | 0 | VL number changed to ML number | N | Spinal cage system instruments |  | No | No | Yes | No | Yes | N. A.
J0158.00 | J0158.00 | PEDICLE PROBE (LENKE TYPE) THORACIC |  | J0158.00 | 02 | 2016-11-27 | N. A. | N. A. | N. A. | QPF/J0102 | N. A. | N. A. | N. A. | N. A. | N. A. | PS/J0158.00 | 02 | 2015-09-29 | N. A. | N. A. | N. A. | J0102 | TF-IN | IU/5 | Class A | FINISHED GOODS | ONELOCK™ | PEDICLE PROBE | LENKE TYPE, THORACIC | 17 | No | Yes |  | No | N. A. | No | N. A. | No | Yes | No | No | M. L.: MFG/MD/2022/63252 |  | 1 | SPINE PRODUCTS\ONE LOCK\INSTRUMENTS | 0 | VL number changed to ML number | N | Spinal Instrument |  | No | No | Yes | No | Yes | N. A.
J0158.02 | J0158.02 | LENKE`S PROBE FLEXIBLE - STRAIGHT |  | J0158.02 | N. A. | N. A. | N. A. | N. A. | N. A. | QPR/J0158.02 | N. A. | N. A. | N. A. | N. A. | N. A. | N. A. | N. A. | N. A. | N. A. | N. A. | N. A. | J0158.02 | TF-IN | IU/5 | Class A | FINISHED GOODS | ONELOCK™ | LENKE'S PROBE | FLEXIBLE - STRAIGHT | 17 | No | Yes |  | No | N. A. | No | N. A. | No | Yes | No | No | M. L.: MFG/MD/2022/63252 |  | 1 | SPINE PRODUCTS\ONE LOCK\INSTRUMENTS | 0 | VL number changed to ML number | N | Spinal Instrument |  | No | No | Yes | No | Yes | N. A.
J0159.01 | J0159.01 | PEDICLE PROBE (LENKE`S TYPE) RIGID - STRAIGHT |  | J0159.01 | 00 | 2018-04-12 | N. A. | N. A. | N. A. | QPR/J0159.01 QPF/J0159.01 | 00 | 2018-04-21 | N. A. | N. A. | N. A. | PS/J0159.01 | 00 | 2018-04-11 | N. A. | N. A. | N. A. | J0159.01 | TF-IN | IU/5 | Class A | FINISHED GOODS | ONELOCK™ | PEDICLE PROBE | LENKE'S TYPE, RIGID - STRAIGHT | 17 | No | Yes |  | No | N. A. | No | N. A. | No | Yes | No | No | M. L.: MFG/MD/2022/63252 |  | 1 | SPINE PRODUCTS\ONE LOCK\INSTRUMENTS | 0 | VL number changed to ML number | N | Spinal Instrument |  | No | No | Yes | No | Yes | N. A.
J0159.02 | J0159.02 | PEDICLE PROBE (LENKE`S TYPE) FLEXIBLE - STRAIGHT |  | J0159.02 | 00 | 2018-04-12 | N. A. | N. A. | N. A. | QPR/J0159.02 QPF/J0159.02 | 00 | 2018-04-20 | N. A. | N. A. | N. A. | PS/J0159.02 | 00 | 2018-04-11 | N. A. | N. A. | N. A. | J0159.02 | TF-IN | IU/5 | Class A | FINISHED GOODS | ONELOCK™ | PEDICLE PROBE | LENKE'S TYPE, FLEXIBLE - STRAIGHT | 17 | No | Yes |  | No | N. A. | No | N. A. | No | Yes | No | No | M. L.: MFG/MD/2022/63252 |  | 1 | SPINE PRODUCTS\ONE LOCK\INSTRUMENTS | 0 | VL number changed to ML number | N | Spinal Instrument |  | No | No | Yes | No | Yes | N. A.
J0160 | J0160.08 | ZETA BULLET CAGE TRIAL, THICKNESS 8.0MM |  | J0160.08 | 00 | 2012-04-27 | N. A. | N. A. | N. A. | QPF/J0160 | 00 | 2012-04-04 | N. A. | N. A. | N. A. | PS/J0160.08 | N. A. | N. A. | N. A. | N. A. | N. A. | J0160 | TF-IN | IU/5 | Class B | FINISHED GOODS | ZETA™ | BULLET CAGE TRIAL | THICKNESS 8.0MM | 17 | No | Yes |  | No | N. A. | No | N. A. | No | Yes | No | No | M. L.: MFG/MD/2023/000312 |  | 1 | SPINE PRODUCTS\TITAN\INSTRUMENTS | 0 | CHANGED STATUS TO INACTIVE Y AS PER ECR E0051020 ON 21OCT2020 | Y | Implant Trials |  | No | No | Yes | No | Yes | N. A.
J0160 | J0160.0822 | ZETA BULLET CAGE TRIAL, THICKNESS 8.0MM, LENGTH 22MM |  | J0160.0822 | #N/A | #N/A | N. A. | N. A. | N. A. | QPF/J0160 | #N/A | #N/A | #N/A | #N/A | #N/A | PS/J0160.08 | #N/A | #N/A | #N/A | #N/A | #N/A | J0160 | TF-IN | IU/5 | Class B | FINISHED GOODS | ZETA™ | BULLET CAGE TRIAL | THICKNESS 8.0MM, LENGTH 22MM | 17 | No | Yes |  | No | N. A. | No | N. A. | No | Yes | No | No | M. L.: MFG/MD/2023/000312 |  | 1 | SPINE PRODUCTS\TITAN\INSTRUMENTS | 0 | CHANGED PRODUCT BRAND DETAILS, FAMILY NAME & SNN DESCRIPTION AS PER EMAIL FROM ASP DTD 04JUN2020 ON 06JUN2020 | Y | Implant Trials |  | No | No | Yes | No | Yes | N. A.
J0160 | J0160.0826 | ZETA BULLET CAGE TRIAL, THICKNESS 8.0MM, LENGTH 26MM |  | J0160.0826 | N. A. | N. A. | N. A. | N. A. | N. A. | QPF/J0160 | 00 | 2012-04-04 | N. A. | N. A. | N. A. | PS/J0160.08 | N. A. | N. A. | N. A. | N. A. | N. A. | J0160 | TF-IN | IU/5 | Class B | FINISHED GOODS | ZETA™ | BULLET CAGE TRIAL | THICKNESS 8.0MM, LENGTH 26MM | 17 | No | Yes |  | No | N. A. | No | N. A. | No | Yes | No | No | M. L.: MFG/MD/2023/000312 |  | 1 | SPINE PRODUCTS\TITAN\INSTRUMENTS | 0 | CHANGED STATUS TO INACTIVE Y AS PER ECR E0051020 ON 21OCT2020 | Y | Implant Trials |  | No | No | Yes | No | Yes | N. A.
J0160 | J0160.10 | ZETA BULLET CAGE TRIAL, THICKNESS 10.0MM |  | J0160.10 | 00 | 2012-03-27 | N. A. | N. A. | N. A. | QPF/J0160 | N. A. | N. A. | N. A. | N. A. | N. A. | PS/J0160 | N. A. | N. A. | N. A. | N. A. | N. A. | J0160 | TF-IN | IU/5 | Class B | FINISHED GOODS | ZETA™ | BULLET CAGE TRIAL | THICKNESS 10.0MM | 17 | No | Yes |  | No | N. A. | No | N. A. | No | Yes | No | No | M. L.: MFG/MD/2023/000312 |  | 1 | SPINE PRODUCTS\TITAN\INSTRUMENTS | 0 | CHANGED STATUS TO INACTIVE Y AS PER ECR E0051020 ON 21OCT2020 | Y | Implant Trials |  | No | No | Yes | No | Yes | N. A.
J0160 | J0160.1022 | ZETA BULLET CAGE TRIAL, THICKNESS 10.0MM, LENGTH 22MM |  | J0160.1022 | #N/A | #N/A | N. A. | N. A. | N. A. | QPF/J0160 | #N/A | #N/A | #N/A | #N/A | #N/A | PS/J0160 | #N/A | #N/A | #N/A | #N/A | #N/A | J0160 | TF-IN | IU/5 | Class B | FINISHED GOODS | ZETA™ | BULLET CAGE TRIAL | THICKNESS 10.0MM, LENGTH 22MM | 17 | No | Yes |  | No | N. A. | No | N. A. | No | Yes | No | No | M. L.: MFG/MD/2023/000312 |  | 1 | SPINE PRODUCTS\TITAN\INSTRUMENTS | 0 | CHANGED PRODUCT BRAND DETAILS, FAMILY NAME & SNN DESCRIPTION AS PER EMAIL FROM ASP DTD 04JUN2020 ON 06JUN2020 | Y | Implant Trials |  | No | No | Yes | No | Yes | N. A.
J0160 | J0160.1026 | ZETA BULLET CAGE TRIAL, THICKNESS 10.0MM, LENGTH 26MM |  | J0160.1026 | N. A. | N. A. | N. A. | N. A. | N. A. | QPF/J0160 | 00 | 2012-04-04 | N. A. | N. A. | N. A. | PS/J0160 | N. A. | N. A. | N. A. | N. A. | N. A. | J0160 | TF-IN | IU/5 | Class B | FINISHED GOODS | ZETA™ | BULLET CAGE TRIAL | THICKNESS 10.0MM, LENGTH 26MM | 17 | No | Yes |  | No | N. A. | No | N. A. | No | Yes | No | No | M. L.: MFG/MD/2023/000312 |  | 1 | SPINE PRODUCTS\TITAN\INSTRUMENTS | 0 | CHANGED STATUS TO INACTIVE Y AS PER ECR E0051020 ON 21OCT2020 | Y | Implant Trials |  | No | No | Yes | No | Yes | N. A.
J0160 | J0160.12 | ZETA BULLET CAGE TRIAL, THICKNESS 12.0MM |  | J0160.12 | 00 | 2012-03-27 | N. A. | N. A. | N. A. | QPF/J0160 | 00 | 2012-04-04 | N. A. | N. A. | N. A. | PS/J0160 | N. A. | N. A. | N. A. | N. A. | N. A. | J0160 | TF-IN | IU/5 | Class B | FINISHED GOODS | ZETA™ | BULLET CAGE TRIAL | THICKNESS 12.0MM | 17 | No | Yes |  | No | N. A. | No | N. A. | No | Yes | No | No | M. L.: MFG/MD/2023/000312 |  | 1 | SPINE PRODUCTS\TITAN\INSTRUMENTS | 0 | CHANGED STATUS TO INACTIVE Y AS PER ECR E0051020 ON 21OCT2020 | Y | Implant Trials |  | No | No | Yes | No | Yes | N. A.
J0160 | J0160.1222 | ZETA BULLET CAGE TRIAL, THICKNESS 12.0MM, LENGTH 22MM |  | J0160.1222 | #N/A | #N/A | N. A. | N. A. | N. A. | QPF/J0160 | #N/A | #N/A | #N/A | #N/A | #N/A | PS/J0160 | #N/A | #N/A | #N/A | #N/A | #N/A | J0160 | TF-IN | IU/5 | Class B | FINISHED GOODS | ZETA™ | BULLET CAGE TRIAL | THICKNESS 12.0MM, LENGTH 22MM | 17 | No | Yes |  | No | N. A. | No | N. A. | No | Yes | No | No | M. L.: MFG/MD/2023/000312 |  | 1 | SPINE PRODUCTS\TITAN\INSTRUMENTS | 0 | CHANGED PRODUCT BRAND DETAILS, FAMILY NAME & SNN DESCRIPTION AS PER EMAIL FROM ASP DTD 04JUN2020 ON 06JUN2020 | Y | Implant Trials |  | No | No | Yes | No | Yes | N. A.
J0160 | J0160.1226 | ZETA BULLET CAGE TRIAL, THICKNESS 12.0MM, LENGTH 26MM |  | J0160.1226 | N. A. | N. A. | N. A. | N. A. | N. A. | QPF/J0160 | 00 | 2012-04-04 | N. A. | N. A. | N. A. | PS/J0160 | N. A. | N. A. | N. A. | N. A. | N. A. | J0160 | TF-IN | IU/5 | Class B | FINISHED GOODS | ZETA™ | BULLET CAGE TRIAL | THICKNESS 12.0MM, LENGTH 26MM | 17 | No | Yes |  | No | N. A. | No | N. A. | No | Yes | No | No | M. L.: MFG/MD/2023/000312 |  | 1 | SPINE PRODUCTS\TITAN\INSTRUMENTS | 0 | CHANGED STATUS TO INACTIVE Y AS PER ECR E0051020 ON 21OCT2020 | Y | Implant Trials |  | No | No | Yes | No | Yes | N. A.
J0167.00 | J0167.00.01.01 | LUMBAR LOCALIZING PIN, GUIDE SLEEVE SUB ASSEMBLY, DISCS |  | J0167.00.01.01 | 00 | N. A. | N. A. | N. A. | N. A. | N. A. | N. A. | N. A. | N. A. | N. A. | N. A. | PS/J0167.00.01.01 | 00 | #N/A | #N/A | #N/A | #N/A | J0167.00 | TF-IN | IU/5 | Class A | SEMIFINISHED GOODS | N. A. | N. A. |  |  | N. A. | N. A. |  | N. A. | N. A. | N. A. | N. A. | N. A. | N. A. | N. A. | N. A. | N. A. | N. A. |  |  |  | Added on 10NOV2022 | N | Sleeves and its attachment |  | No | No | N. A. | N. A. | N. A. | N. A.
J0167.00 | J0167.00.01.02 | LUMBAR LOCALIZING PIN, GUIDE SLEEVE SUB ASSEMBLY, GUIDE SLEEVE |  | J0167.00.01.02 | 00 | N. A. | N. A. | N. A. | N. A. | N. A. | N. A. | N. A. | N. A. | N. A. | N. A. | PS/J0167.00.01.02 | 00 | #N/A | #N/A | #N/A | #N/A | J0167.00 | TF-IN | IU/5 | Class A | SEMIFINISHED GOODS | N. A. | N. A. |  |  | N. A. | N. A. |  | N. A. | N. A. | N. A. | N. A. | N. A. | N. A. | N. A. | N. A. | N. A. | N. A. |  |  |  | Added on 10NOV2022 | N | Sleeves and its attachment |  | No | No | N. A. | N. A. | N. A. | N. A.
J0163.00 | J0163.00 | NERVE HOOK 90 DEG., ENDOSPINE |  | J0163.00 | 00 | N. A. | N. A. | N. A. | N. A. | QPF/J0163.00 | N. A. | N. A. | N. A. | N. A. | N. A. | PS/J0163.00 | 00 | #N/A | #N/A | #N/A | #N/A | J0163.00 | TF-IN | IU/5 | Class A | FINISHED GOODS | ADLER™ | HOOK | NERVE HOOK, 90 DEG., ENDOSPINE | 17 | No | Yes |  | No | N. A. | No | N. A. | No | Yes | No | No | M. L.: MFG/MD/2022/63252 |  | 1 | NERVE HOOK 90 DEG., ENDOSPINE | 0 | Added on 10NOV2022 | N | Spinal Instrument |  | No | No | Yes | No | Yes | N. A.
J0164.00 | J0164.00 | NERVE HOOK 135 DEG, ENDOSPINE |  | J0164.00 | 00 | N. A. | N. A. | N. A. | N. A. | QPF/J0164.00 | N. A. | N. A. | N. A. | N. A. | N. A. | PS/J0164.00 | 00 | #N/A | #N/A | #N/A | #N/A | J0164.00 | TF-IN | IU/5 | Class A | FINISHED GOODS | ADLER™ | HOOK | NERVE HOOK, 135 DEG, ENDOSPINE | 17 | No | Yes |  | No | N. A. | No | N. A. | No | Yes | No | No | M. L.: MFG/MD/2022/63252 |  | 1 | NERVE HOOK 135 DEG, ENDOSPINE | 0 | Added on 10NOV2022 | N | Spinal Instrument |  | No | No | Yes | No | Yes | N. A.
J0165.00 | J0165.00 | PENFIELD DISSECTOR SIZE 3, ENDOSPINE |  | J0165.00 | 00 | N. A. | N. A. | N. A. | N. A. | QPF/J0165.00 | N. A. | N. A. | N. A. | N. A. | N. A. | PS/J0165.00 | 00 | #N/A | #N/A | #N/A | #N/A | J0165.00 | TF-IN | IU/5 | Class A | FINISHED GOODS | ADLER™ | DISSECTOR | PENFIELD DISSECTOR SIZE 3, ENDOSPINE | 17 | No | Yes |  | No | N. A. | No | N. A. | No | Yes | No | No | M. L.: MFG/MD/2022/63252 |  | 1 | N. A. | 0 | Added on 10NOV2022 | N | Spinal Instrument |  | No | No | Yes | No | Yes | N. A.
J0167.00 | J0167.00.01.03 | LUMBAR LOCALIZING PIN, GUIDE SLEEVE SUB ASSEMBLY, GUIDE SLEEVE END |  | J0167.00.01.03 | 00 | N. A. | N. A. | N. A. | N. A. | N. A. | N. A. | N. A. | N. A. | N. A. | N. A. | PS/J0167.00.01.03 | 00 | #N/A | #N/A | #N/A | #N/A | J0167.00 | TF-IN | IU/5 | Class A | SEMIFINISHED GOODS | N. A. | N. A. |  |  | N. A. | N. A. |  | N. A. | N. A. | N. A. | N. A. | N. A. | N. A. | N. A. | N. A. | N. A. | N. A. |  |  |  | Added on 10NOV2022 | N | Sleeves and its attachment |  | No | No | N. A. | N. A. | N. A. | N. A.
J0167.00 | J0167.00.02 | LUMBAR LOCALIZING PIN, PIN |  | J0167.00.02 | 00 | N. A. | N. A. | N. A. | N. A. | N. A. | N. A. | N. A. | N. A. | N. A. | N. A. | PS/J0167.00.02 | 00 | #N/A | #N/A | #N/A | #N/A | J0167.00 | TF-IN | IU/5 | Class A | SEMIFINISHED GOODS | N. A. | N. A. |  |  | N. A. | N. A. |  | N. A. | N. A. | N. A. | N. A. | N. A. | N. A. | N. A. | N. A. | N. A. | N. A. |  |  |  | Added on 10NOV2022 | N | Sleeves and its attachment |  | No | No | N. A. | N. A. | N. A. | N. A.
J0168.00 | J0168.00 | BENT CHISEL, ENDOSPINE |  | J0168.00 | 00 | N. A. | N. A. | N. A. | N. A. | QPF/J0168.00, QPR/J0168.00 | N. A. | N. A. | N. A. | N. A. | N. A. | PS/J0168.00 | 00 | #N/A | #N/A | #N/A | #N/A | J0168.00 | TF-IN | IU/5 | Class A | FINISHED GOODS | ADLER™ | CHISEL | BENT CHISEL, ENDOSPINE | 17 | No | Yes |  | No | N. A. | No | N. A. | No | Yes | No | No | M. L.: MFG/MD/2022/63252 |  | 1 | N. A. | 0 | Added on 10NOV2022 | N | Spinal Instrument |  | No | No | Yes | No | Yes | N. A.
J0169.00 | J0169.00 | SCOOP 3 X 2.5MM, ENDOSPINE |  | J0169.00 | 00 | N. A. | N. A. | N. A. | N. A. | QPF/J0169.00, QPR/J0169.00 | N. A. | N. A. | N. A. | N. A. | N. A. | PS/J0169.00 | 00 | #N/A | #N/A | #N/A | #N/A | J0169.00 | TF-IN | IU/5 | Class A | FINISHED GOODS | ADLER™ | SCOOP | SCOOP 3 X 2.5MM, ENDOSPINE | 17 | No | Yes |  | No | N. A. | No | N. A. | No | Yes | No | No | M. L.: MFG/MD/2022/63252 |  | 1 | N. A. | 0 | Added on 10NOV2022 | N | Spinal Instrument |  | No | No | Yes | No | Yes | N. A.
J0170.00 | J0170.00 | KERRISON BONE PUNCH 2MM, 130 DEG, UPWARDS, ENDOSPINE |  | J0170.00 | 00 | N. A. | N. A. | N. A. | N. A. | QPF/J0170.00, QPR/J0170.00 | N. A. | N. A. | N. A. | N. A. | N. A. | PS/J0170.00 | 00 | #N/A | #N/A | #N/A | #N/A | J0170.00 | TF-IN | IU/5 | Class A | FINISHED GOODS | ADLER™ | BONE PUNCH | KERRISON BONE PUNCH 2MM, 130 DEG, UPWARDS, ENDOSPINE | 17 | No | Yes |  | No | N. A. | No | N. A. | No | Yes | No | No | M. L.: MFG/MD/2022/63252 |  | 1 | KERRISON PUNCH | 0 | Added on 10NOV2022 | N | Spinal Instrument |  | No | No | Yes | No | Yes | N. A.
J0171.00 | J0171.00 | KERRISON BONE PUNCH 3MM, 130 DEG, UPWARDS, ENDOSPINE |  | J0171.00 | 00 | N. A. | N. A. | N. A. | N. A. | QPF/J0171.00, QPR/J0171.00 | N. A. | N. A. | N. A. | N. A. | N. A. | PS/J0171.00 | 00 | #N/A | #N/A | #N/A | #N/A | J0171.00 | TF-IN | IU/5 | Class A | FINISHED GOODS | ADLER™ | BONE PUNCH | KERRISON BONE PUNCH 3MM, 130 DEG, UPWARDS, ENDOSPINE | 17 | No | Yes |  | No | N. A. | No | N. A. | No | Yes | No | No | M. L.: MFG/MD/2022/63252 |  | 1 | KERRISON PUNCH | 0 | Added on 10NOV2022 | N | Spinal Instrument |  | No | No | Yes | No | Yes | N. A.
J0172.00 | J0172.00 | KERRISON BONE PUNCH 3MM, 90 DEG, UPWARDS, ENDOSPINE |  | J0172.00 | 00 | N. A. | N. A. | N. A. | N. A. | QPF/J0172.00, QPR/J0172.00 | N. A. | N. A. | N. A. | N. A. | N. A. | PS/J0172.00 | 00 | #N/A | #N/A | #N/A | #N/A | J0172.00 | TF-IN | IU/5 | Class A | FINISHED GOODS | ADLER™ | BONE PUNCH | KERRISON BONE PUNCH 3MM, 90 DEG, UPWARDS, ENDOSPINE | 17 | No | Yes |  | No | N. A. | No | N. A. | No | Yes | No | No | M. L.: MFG/MD/2022/63252 |  | 1 | KERRISON PUNCH | 0 | Added on 10NOV2022 | N | Spinal Instrument |  | No | No | Yes | No | Yes | N. A.
J0173.00 | J0173.00 | DISC PUNCH 3MM, 40 DEG, UPWARDS, ENDOSPINE |  | J0173.00 | 00 | N. A. | N. A. | N. A. | N. A. | QPF/J0173.00, QPR/J0173.00 | N. A. | N. A. | N. A. | N. A. | N. A. | PS/J0173.00 | 00 | #N/A | #N/A | #N/A | #N/A | J0173.00 | TF-IN | IU/5 | Class A | FINISHED GOODS | ADLER™ | DISC PUNCH | 3MM, 40 DEG, UPWARDS, ENDOSPINE | 17 | No | Yes |  | No | N. A. | No | N. A. | No | Yes | No | No | M. L.: MFG/MD/2022/63252 |  | 1 | DISC PUNCH | 0 | Added on 10NOV2022 | N | Spinal Instrument |  | No | No | Yes | No | Yes | N. A.
J0230 | J0230.4525 | ONELOCK TI, MONOAXIAL SCREW DIA 4.50MM X LENGTH 25MM, 6MM SYSTEM |  | J0230.4500 | 06 | 2016-06-04 | N. A. | N. A. | N. A. | QPF/J0230 | 04 | 2014-02-07 | N. A. | N. A. | N. A. | PS/J0230 | 02 | 2018-02-15 | 2022-11-05 | 2019-11-06 | N. A. | J0230 | TMF-1 | IU/2 | Class C | FINISHED GOODS | ONELOCK™ | MONOAXIAL SCREW, TI, | DIA 4.50MM X LENGTH 25MM, 6MM SYSTEM | 16 | No | Yes |  | No | N. A. | No | N. A. | No | Yes | No | Yes | M. L.: MFG/MD/2021/000369 |  | 1 | SPINE PRODUCTS\ONE LOCK\SCREWS | 0 | Correct family name and SNN description on 28APR2023 | N | SPINE IMPLANTS |  | 1 | No | Yes | Yes | Yes | N. A.
J0230 | J0230.4530 | ONELOCK TI, MONOAXIAL SCREW DIA 4.50MM X LENGTH 30MM, 6MM SYSTEM |  | J0230.4500 | 06 | 2016-06-04 | N. A. | N. A. | N. A. | QPF/J0230 | 04 | 2014-02-07 | N. A. | N. A. | N. A. | PS/J0230 | 02 | 2018-02-15 | 2022-11-05 | 2019-11-06 | N. A. | J0230 | TMF-1 | IU/2 | Class C | FINISHED GOODS | ONELOCK™ | MONOAXIAL SCREW, TI, | DIA 4.50MM X LENGTH 30MM, 6MM SYSTEM | 16 | No | Yes |  | No | N. A. | No | N. A. | No | Yes | No | Yes | M. L.: MFG/MD/2021/000369 |  | 1 | SPINE PRODUCTS\ONE LOCK\SCREWS | 0 | Correct family name and SNN description on 28APR2023 | N | SPINE IMPLANTS |  | 1 | No | Yes | Yes | Yes | N. A.
J0230 | J0230.4535 | ONELOCK TI, MONOAXIAL SCREW DIA 4.50MM X LENGTH 35MM, 6MM SYSTEM |  | J0230.4500 | 06 | 2016-06-04 | N. A. | N. A. | N. A. | QPF/J0230 | 04 | 2014-02-07 | N. A. | N. A. | N. A. | PS/J0230 | 02 | 2018-02-15 | 2022-11-05 | 2019-11-06 | N. A. | J0230 | TMF-1 | IU/2 | Class C | FINISHED GOODS | ONELOCK™ | MONOAXIAL SCREW, TI, | DIA 4.50MM X LENGTH 35MM, 6MM SYSTEM | 16 | No | Yes |  | No | N. A. | No | N. A. | No | Yes | No | Yes | M. L.: MFG/MD/2021/000369 |  | 1 | SPINE PRODUCTS\ONE LOCK\SCREWS | 0 | Correct family name and SNN description on 28APR2023 | N | SPINE IMPLANTS |  | 1 | No | Yes | Yes | Yes | N. A.
J0230 | J0230.4540 | ONELOCK TI, MONOAXIAL SCREW DIA 4.50MM X LENGTH 40MM, 6MM SYSTEM |  | J0230.4500 | 06 | 2016-06-04 | N. A. | N. A. | N. A. | QPF/J0230 | 04 | 2014-02-07 | N. A. | N. A. | N. A. | PS/J0230 | 02 | 2018-02-15 | 2022-11-05 | 2019-11-06 | N. A. | J0230 | TMF-1 | IU/2 | Class C | FINISHED GOODS | ONELOCK™ | MONOAXIAL SCREW, TI, | DIA 4.50MM X LENGTH 40MM, 6MM SYSTEM | 16 | No | Yes |  | No | N. A. | No | N. A. | No | Yes | No | Yes | M. L.: MFG/MD/2021/000369 |  | 1 | SPINE PRODUCTS\ONE LOCK\SCREWS | 0 | Correct family name and SNN description on 28APR2023 | N | SPINE IMPLANTS |  | 1 | No | Yes | Yes | Yes | N. A.
J0230 | J0230.4545 | ONELOCK TI, MONOAXIAL SCREW DIA 4.50MM X LENGTH 45MM, 6MM SYSTEM |  | J0230.4500 | 06 | 2016-06-04 | N. A. | N. A. | N. A. | QPF/J0230 | 04 | 2014-02-07 | N. A. | N. A. | N. A. | PS/J0230 | 02 | 2018-02-15 | 2022-11-05 | 2019-11-06 | N. A. | J0230 | TMF-1 | IU/2 | Class C | FINISHED GOODS | ONELOCK™ | MONOAXIAL SCREW, TI, | DIA 4.50MM X LENGTH 45MM, 6MM SYSTEM | 16 | No | Yes |  | No | N. A. | No | N. A. | No | Yes | No | Yes | M. L.: MFG/MD/2021/000369 |  | 1 | SPINE PRODUCTS\ONE LOCK\SCREWS | 0 | Correct family name and SNN description on 28APR2023 | N | SPINE IMPLANTS |  | 1 | No | Yes | Yes | Yes | N. A.
J0230 | J0230.4550 | ONELOCK TI, MONOAXIAL SCREW DIA 4.50MM X LENGTH 50MM, 6MM SYSTEM |  | J0230.4500 | 06 | 2016-06-04 | N. A. | N. A. | N. A. | QPF/J0230 | 04 | 2014-02-07 | N. A. | N. A. | N. A. | PS/J0230 | 02 | 2018-02-15 | 2022-11-05 | 2019-11-06 | N. A. | J0230 | TMF-1 | IU/2 | Class C | FINISHED GOODS | ONELOCK™ | MONOAXIAL SCREW, TI, | DIA 4.50MM X LENGTH 50MM, 6MM SYSTEM | 16 | No | Yes |  | No | N. A. | No | N. A. | No | Yes | No | Yes | M. L.: MFG/MD/2021/000369 |  | 1 | SPINE PRODUCTS\ONE LOCK\SCREWS | 0 | Correct family name and SNN description on 28APR2023 | N | SPINE IMPLANTS |  | 1 | No | Yes | Yes | Yes | N. A.
J0230 | J0230.5525 | ONELOCK TI, MONOAXIAL SCREW DIA 5.50MM X LENGTH 25MM, 6MM SYSTEM |  | J0230.5500 | 06 | 2016-06-04 | N. A. | N. A. | N. A. | QPF/J0230 | 04 | 2014-02-07 | N. A. | N. A. | N. A. | PS/J0230 | 02 | 2018-02-15 | 2022-11-05 | 2019-11-06 | N. A. | J0230 | TMF-1 | IU/2 | Class C | FINISHED GOODS | ONELOCK™ | MONOAXIAL SCREW, TI, | DIA 5.50MM X LENGTH 25MM, 6MM SYSTEM | 16 | No | Yes |  | No | N. A. | No | N. A. | No | Yes | No | Yes | M. L.: MFG/MD/2021/000369 |  | 1 | SPINE PRODUCTS\ONE LOCK\SCREWS | 0 | Correct family name and SNN description on 28APR2023 | N | SPINE IMPLANTS |  | 1 | No | Yes | Yes | Yes | N. A.
J0230 | J0230.5530 | ONELOCK TI, MONOAXIAL SCREW DIA 5.50MM X LENGTH 30MM, 6MM SYSTEM |  | J0230.5500 | 06 | 2016-06-04 | N. A. | N. A. | N. A. | QPF/J0230 | 04 | 2014-02-07 | N. A. | N. A. | N. A. | PS/J0230 | 02 | 2018-02-15 | 2022-11-05 | 2019-11-06 | N. A. | J0230 | TMF-1 | IU/2 | Class C | FINISHED GOODS | ONELOCK™ | MONOAXIAL SCREW, TI, | DIA 5.50MM X LENGTH 30MM, 6MM SYSTEM | 16 | No | Yes |  | No | N. A. | No | N. A. | No | Yes | No | Yes | M. L.: MFG/MD/2021/000369 |  | 1 | SPINE PRODUCTS\ONE LOCK\SCREWS | 0 | Correct family name and SNN description on 28APR2023 | N | SPINE IMPLANTS |  | 1 | No | Yes | Yes | Yes | N. A.
J0230 | J0230.5535 | ONELOCK TI, MONOAXIAL SCREW DIA 5.50MM X LENGTH 35MM, 6MM SYSTEM |  | J0230.5500 | 06 | 2016-06-04 | N. A. | N. A. | N. A. | QPF/J0230 | 04 | 2014-02-07 | N. A. | N. A. | N. A. | PS/J0230 | 02 | 2018-02-15 | 2022-11-05 | 2019-11-06 | N. A. | J0230 | TMF-1 | IU/2 | Class C | FINISHED GOODS | ONELOCK™ | MONOAXIAL SCREW, TI, | DIA 5.50MM X LENGTH 35MM, 6MM SYSTEM | 16 | No | Yes |  | No | N. A. | No | N. A. | No | Yes | No | Yes | M. L.: MFG/MD/2021/000369 |  | 1 | SPINE PRODUCTS\ONE LOCK\SCREWS | 0 | Correct family name and SNN description on 28APR2023 | N | SPINE IMPLANTS |  | 1 | No | Yes | Yes | Yes | N. A.
J0230 | J0230.5540 | ONELOCK TI, MONOAXIAL SCREW DIA 5.50MM X LENGTH 40MM, 6MM SYSTEM |  | J0230.5500 | 06 | 2016-06-04 | N. A. | N. A. | N. A. | QPF/J0230 | 04 | 2014-02-07 | N. A. | N. A. | N. A. | PS/J0230 | 02 | 2018-02-15 | 2022-11-05 | 2019-11-06 | N. A. | J0230 | TMF-1 | IU/2 | Class C | FINISHED GOODS | ONELOCK™ | MONOAXIAL SCREW, TI, | DIA 5.50MM X LENGTH 40MM, 6MM SYSTEM | 16 | No | Yes |  | No | N. A. | No | N. A. | No | Yes | No | Yes | M. L.: MFG/MD/2021/000369 |  | 1 | SPINE PRODUCTS\ONE LOCK\SCREWS | 0 | Correct family name and SNN description on 28APR2023 | N | SPINE IMPLANTS |  | 1 | No | Yes | Yes | Yes | N. A.
J0230 | J0230.5545 | ONELOCK TI, MONOAXIAL SCREW DIA 5.50MM X LENGTH 45MM, 6MM SYSTEM |  | J0230.5500 | 06 | 2016-06-04 | N. A. | N. A. | N. A. | QPF/J0230 | 04 | 2014-02-07 | N. A. | N. A. | N. A. | PS/J0230 | 02 | 2018-02-15 | 2022-11-05 | 2019-11-06 | N. A. | J0230 | TMF-1 | IU/2 | Class C | FINISHED GOODS | ONELOCK™ | MONOAXIAL SCREW, TI, | DIA 5.50MM X LENGTH 45MM, 6MM SYSTEM | 16 | No | Yes |  | No | N. A. | No | N. A. | No | Yes | No | Yes | M. L.: MFG/MD/2021/000369 |  | 1 | SPINE PRODUCTS\ONE LOCK\SCREWS | 0 | Correct family name and SNN description on 28APR2023 | N | SPINE IMPLANTS |  | 1 | No | Yes | Yes | Yes | N. A.
J0230 | J0230.5550 | ONELOCK TI, MONOAXIAL SCREW DIA 5.50MM X LENGTH 50MM, 6MM SYSTEM |  | J0230.5500 | 06 | 2016-06-04 | N. A. | N. A. | N. A. | QPF/J0230 | 04 | 2014-02-07 | N. A. | N. A. | N. A. | PS/J0230 | 02 | 2018-02-15 | 2022-11-05 | 2019-11-06 | N. A. | J0230 | TMF-1 | IU/2 | Class C | FINISHED GOODS | ONELOCK™ | MONOAXIAL SCREW, TI, | DIA 5.50MM X LENGTH 50MM, 6MM SYSTEM | 16 | No | Yes |  | No | N. A. | No | N. A. | No | Yes | No | Yes | M. L.: MFG/MD/2021/000369 |  | 1 | SPINE PRODUCTS\ONE LOCK\SCREWS | 0 | Correct family name and SNN description on 28APR2023 | N | SPINE IMPLANTS |  | 1 | No | Yes | Yes | Yes | N. A.
J0230 | J0230.6225 | ONELOCK TI, MONOAXIAL SCREW DIA 6.25MM X LENGTH 25MM, 6MM SYSTEM |  | J0230.6200 | 06 | 2016-06-04 | N. A. | N. A. | N. A. | QPF/J0230 | 04 | 2014-02-07 | N. A. | N. A. | N. A. | PS/J0230 | 02 | 2018-02-15 | 2022-11-05 | 2019-11-06 | N. A. | J0230 | TMF-1 | IU/2 | Class C | FINISHED GOODS | ONELOCK™ | MONOAXIAL SCREW, TI, | DIA 6.25MM X LENGTH 25MM, 6MM SYSTEM | 16 | No | Yes |  | No | N. A. | No | N. A. | No | Yes | No | Yes | M. L.: MFG/MD/2021/000369 |  | 1 | SPINE PRODUCTS\ONE LOCK\SCREWS | 0 | Correct family name and SNN description on 28APR2023 | Y | SPINE IMPLANTS |  | 1 | No | Yes | Yes | Yes | N. A.
J0230 | J0230.6230 | ONELOCK TI, MONOAXIAL SCREW DIA 6.25MM X LENGTH 30MM, 6MM SYSTEM |  | J0230.6200 | 06 | 2016-06-04 | N. A. | N. A. | N. A. | QPF/J0230 | 04 | 2014-02-07 | N. A. | N. A. | N. A. | PS/J0230 | 02 | 2018-02-15 | 2022-11-05 | 2019-11-06 | N. A. | J0230 | TMF-1 | IU/2 | Class C | FINISHED GOODS | ONELOCK™ | MONOAXIAL SCREW, TI, | DIA 6.25MM X LENGTH 30MM, 6MM SYSTEM | 16 | No | Yes |  | No | N. A. | No | N. A. | No | Yes | No | Yes | M. L.: MFG/MD/2021/000369 |  | 1 | SPINE PRODUCTS\ONE LOCK\SCREWS | 0 | Correct family name and SNN description on 28APR2023 | N | SPINE IMPLANTS |  | 1 | No | Yes | Yes | Yes | N. A.
J0230 | J0230.6235 | ONELOCK TI, MONOAXIAL SCREW DIA 6.25MM X LENGTH 35MM, 6MM SYSTEM |  | J0230.6200 | 06 | 2016-06-04 | N. A. | N. A. | N. A. | QPF/J0230 | 04 | 2014-02-07 | N. A. | N. A. | N. A. | PS/J0230 | 02 | 2018-02-15 | 2022-11-05 | 2019-11-06 | N. A. | J0230 | TMF-1 | IU/2 | Class C | FINISHED GOODS | ONELOCK™ | MONOAXIAL SCREW, TI, | DIA 6.25MM X LENGTH 35MM, 6MM SYSTEM | 16 | No | Yes |  | No | N. A. | No | N. A. | No | Yes | No | Yes | M. L.: MFG/MD/2021/000369 |  | 1 | SPINE PRODUCTS\ONE LOCK\SCREWS | 0 | Correct family name and SNN description on 28APR2023 | N | SPINE IMPLANTS |  | 1 | No | Yes | Yes | Yes | N. A.
J0230 | J0230.6240 | ONELOCK TI, MONOAXIAL SCREW DIA 6.25MM X LENGTH 40MM, 6MM SYSTEM |  | J0230.6200 | 06 | 2016-06-04 | N. A. | N. A. | N. A. | QPF/J0230 | 04 | 2014-02-07 | N. A. | N. A. | N. A. | PS/J0230 | 02 | 2018-02-15 | 2022-11-05 | 2019-11-06 | N. A. | J0230 | TMF-1 | IU/2 | Class C | FINISHED GOODS | ONELOCK™ | MONOAXIAL SCREW, TI, | DIA 6.25MM X LENGTH 40MM, 6MM SYSTEM | 16 | No | Yes |  | No | N. A. | No | N. A. | No | Yes | No | Yes | M. L.: MFG/MD/2021/000369 |  | 1 | SPINE PRODUCTS\ONE LOCK\SCREWS | 0 | Correct family name and SNN description on 28APR2023 | N | SPINE IMPLANTS |  | 1 | No | Yes | Yes | Yes | N. A.
J0230 | J0230.6245 | ONELOCK TI, MONOAXIAL SCREW DIA 6.25MM X LENGTH 45MM, 6MM SYSTEM |  | J0230.6200 | 06 | 2016-06-04 | N. A. | N. A. | N. A. | QPF/J0230 | 04 | 2014-02-07 | N. A. | N. A. | N. A. | PS/J0230 | 02 | 2018-02-15 | 2022-11-05 | 2019-11-06 | N. A. | J0230 | TMF-1 | IU/2 | Class C | FINISHED GOODS | ONELOCK™ | MONOAXIAL SCREW, TI, | DIA 6.25MM X LENGTH 45MM, 6MM SYSTEM | 16 | No | Yes |  | No | N. A. | No | N. A. | No | Yes | No | Yes | M. L.: MFG/MD/2021/000369 |  | 1 | SPINE PRODUCTS\ONE LOCK\SCREWS | 0 | Correct family name and SNN description on 28APR2023 | N | SPINE IMPLANTS |  | 1 | No | Yes | Yes | Yes | N. A.
J0230 | J0230.6250 | ONELOCK TI, MONOAXIAL SCREW DIA 6.25MM X LENGTH 50MM, 6MM SYSTEM |  | J0230.6200 | 06 | 2016-06-04 | N. A. | N. A. | N. A. | QPF/J0230 | 04 | 2014-02-07 | N. A. | N. A. | N. A. | PS/J0230 | 02 | 2018-02-15 | 2022-11-05 | 2019-11-06 | N. A. | J0230 | TMF-1 | IU/2 | Class C | FINISHED GOODS | ONELOCK™ | MONOAXIAL SCREW, TI, | DIA 6.25MM X LENGTH 50MM, 6MM SYSTEM | 16 | No | Yes |  | No | N. A. | No | N. A. | No | Yes | No | Yes | M. L.: MFG/MD/2021/000369 |  | 1 | SPINE PRODUCTS\ONE LOCK\SCREWS | 0 | Correct family name and SNN description on 28APR2023 | N | SPINE IMPLANTS |  | 1 | No | Yes | Yes | Yes | N. A.
J0230 | J0230.7030 | ONELOCK TI, MONOAXIAL SCREW DIA 7.00MM X LENGTH 30MM, 6MM SYSTEM |  | J0231.7000 | 05 | 2016-02-11 | N. A. | N. A. | N. A. | QPF/J0230 | 04 | 2014-02-07 | N. A. | N. A. | N. A. | PS/J0230 | 02 | 2018-02-15 | 2022-11-05 | 2019-11-06 | N. A. | J0230 | TMF-1 | IU/2 | Class C | FINISHED GOODS | ONELOCK™ | MONOAXIAL SCREW, TI, | DIA 7.00MM X LENGTH 30MM, 6MM SYSTEM | 16 | No | Yes |  | No | N. A. | No | N. A. | No | Yes | No | Yes | M. L.: MFG/MD/2021/000369 |  | 1 | SPINE PRODUCTS\ONE LOCK\SCREWS | 0 | Correct family name and SNN description on 28APR2023 | Y | SPINE IMPLANTS |  | 1 | No | Yes | Yes | Yes | N. A.
J0230 | J0230.7035 | ONELOCK TI, MONOAXIAL SCREW DIA 7.00MM X LENGTH 35MM, 6MM SYSTEM |  | J0231.7000 | 05 | 2016-02-11 | N. A. | N. A. | N. A. | QPF/J0230 | 04 | 2014-02-07 | N. A. | N. A. | N. A. | PS/J0230 | 02 | 2018-02-15 | 2022-11-05 | 2019-11-06 | N. A. | J0230 | TMF-1 | IU/2 | Class C | FINISHED GOODS | ONELOCK™ | MONOAXIAL SCREW, TI, | DIA 7.00MM X LENGTH 35MM, 6MM SYSTEM | 16 | No | Yes |  | No | N. A. | No | N. A. | No | Yes | No | Yes | M. L.: MFG/MD/2021/000369 |  | 1 | SPINE PRODUCTS\ONE LOCK\SCREWS | 0 | Correct family name and SNN description on 28APR2023 | N | SPINE IMPLANTS |  | 1 | No | Yes | Yes | Yes | N. A.
J0230 | J0230.7040 | ONELOCK TI, MONOAXIAL SCREW DIA 7.00MM X LENGTH 40MM, 6MM SYSTEM |  | J0231.7000 | 05 | 2016-02-11 | N. A. | N. A. | N. A. | QPF/J0230 | 04 | 2014-02-07 | N. A. | N. A. | N. A. | PS/J0230 | 02 | 2018-02-15 | 2022-11-05 | 2019-11-06 | N. A. | J0230 | TMF-1 | IU/2 | Class C | FINISHED GOODS | ONELOCK™ | MONOAXIAL SCREW, TI, | DIA 7.00MM X LENGTH 40MM, 6MM SYSTEM | 16 | No | Yes |  | No | N. A. | No | N. A. | No | Yes | No | Yes | M. L.: MFG/MD/2021/000369 |  | 1 | SPINE PRODUCTS\ONE LOCK\SCREWS | 0 | Correct family name and SNN description on 28APR2023 | N | SPINE IMPLANTS |  | 1 | No | Yes | Yes | Yes | N. A.
J0230 | J0230.7045 | ONELOCK TI, MONOAXIAL SCREW DIA 7.00MM X LENGTH 45MM, 6MM SYSTEM |  | J0231.7000 | 05 | 2016-02-11 | N. A. | N. A. | N. A. | QPF/J0230 | 04 | 2014-02-07 | N. A. | N. A. | N. A. | PS/J0230 | 02 | 2018-02-15 | 2022-11-05 | 2019-11-06 | N. A. | J0230 | TMF-1 | IU/2 | Class C | FINISHED GOODS | ONELOCK™ | MONOAXIAL SCREW, TI, | DIA 7.00MM X LENGTH 45MM, 6MM SYSTEM | 16 | No | Yes |  | No | N. A. | No | N. A. | No | Yes | No | Yes | M. L.: MFG/MD/2021/000369 |  | 1 | SPINE PRODUCTS\ONE LOCK\SCREWS | 0 | Correct family name and SNN description on 28APR2023 | N | SPINE IMPLANTS |  | 1 | No | Yes | Yes | Yes | N. A.
J0230 | J0230.7050 | ONELOCK TI, MONOAXIAL SCREW DIA 7.00MM X LENGTH 50MM, 6MM SYSTEM |  | J0231.7000 | 05 | 2016-02-11 | N. A. | N. A. | N. A. | QPF/J0230 | 04 | 2014-02-07 | N. A. | N. A. | N. A. | PS/J0230 | 02 | 2018-02-15 | 2022-11-05 | 2019-11-06 | N. A. | J0230 | TMF-1 | IU/2 | Class C | FINISHED GOODS | ONELOCK™ | MONOAXIAL SCREW, TI, | DIA 7.00MM X LENGTH 50MM, 6MM SYSTEM | 16 | No | Yes |  | No | N. A. | No | N. A. | No | Yes | No | Yes | M. L.: MFG/MD/2021/000369 |  | 1 | SPINE PRODUCTS\ONE LOCK\SCREWS | 0 | Correct family name and SNN description on 28APR2023 | N | SPINE IMPLANTS |  | 1 | No | Yes | Yes | Yes | N. A.
J0231 | J0231.4520 | ONELOCK TI, MULTIAXIAL SCREW DIA 4.50MM X LENGTH 20MM, 6MM SYSTEM |  | J0231.4520 | 02 | 2016-02-11 | N. A. | N. A. | N. A. | QPF/J0231 | N. A. | N. A. | N. A. | N. A. | N. A. | PS/J0231 | N. A. | N. A. | N. A. | N. A. | N. A. | J0231.XX20 | TMF-1 | IU/2 | Class C | FINISHED GOODS | ONELOCK™ | MULTIAXIAL SCREW, TI, | DIA 4.50MM X LENGTH 20MM, 6MM SYSTEM | 16 | No | Yes |  | No | N. A. | No | N. A. | No | Yes | No | Yes | M. L.: MFG/MD/2021/000369 |  | 1 | SPINE PRODUCTS\ONE LOCK\SCREWS | 0 | Correct family name and SNN description on 28APR2023 | Y | SPINE IMPLANTS |  | 1 | No | Yes | Yes | Yes | N. A.
J0231 | J0231.4525 | ONELOCK TI, MULTIAXIAL SCREW DIA 4.50MM X LENGTH 25MM, 6MM SYSTEM |  | J0231.4520 | 02 | 2016-02-11 | N. A. | N. A. | N. A. | QPF/J0231 | N. A. | N. A. | N. A. | N. A. | N. A. | PS/J0231 | N. A. | N. A. | N. A. | N. A. | N. A. | J0231.XX20 | TMF-1 | IU/2 | Class C | FINISHED GOODS | ONELOCK™ | MULTIAXIAL SCREW, TI, | DIA 4.50MM X LENGTH 25MM, 6MM SYSTEM | 16 | No | Yes |  | No | N. A. | No | N. A. | No | Yes | No | Yes | M. L.: MFG/MD/2021/000369 |  | 1 | SPINE PRODUCTS\ONE LOCK\SCREWS | 0 | Correct family name and SNN description on 28APR2023 | N | SPINE IMPLANTS |  | 1 | No | Yes | Yes | Yes | N. A.
J0231 | J0231.4530 | ONELOCK TI, MULTIAXIAL SCREW DIA 4.50MM X LENGTH 30MM, 6MM SYSTEM |  | J0231.4500 | 02 | 2016-02-11 | N. A. | N. A. | N. A. | QPF/J0231 | N. A. | N. A. | N. A. | N. A. | N. A. | PS/J0231 | N. A. | N. A. | N. A. | N. A. | N. A. | J0231 | TMF-1 | IU/2 | Class C | FINISHED GOODS | ONELOCK™ | MULTIAXIAL SCREW, TI, | DIA 4.50MM X LENGTH 30MM, 6MM SYSTEM | 16 | No | Yes |  | No | N. A. | No | N. A. | No | Yes | No | Yes | M. L.: MFG/MD/2021/000369 |  | 1 | SPINE PRODUCTS\ONE LOCK\SCREWS | 0 | Correct family name and SNN description on 28APR2023 | N | SPINE IMPLANTS |  | 1 | No | Yes | Yes | Yes | N. A.
J0231 | J0231.4535 | ONELOCK TI, MULTIAXIAL SCREW DIA 4.50MM X LENGTH 35MM, 6MM SYSTEM |  | J0231.4500 | 02 | 2016-02-11 | N. A. | N. A. | N. A. | QPF/J0231 | N. A. | N. A. | N. A. | N. A. | N. A. | PS/J0231 | N. A. | N. A. | N. A. | N. A. | N. A. | J0231 | TMF-1 | IU/2 | Class C | FINISHED GOODS | ONELOCK™ | MULTIAXIAL SCREW, TI, | DIA 4.50MM X LENGTH 35MM, 6MM SYSTEM | 16 | No | Yes |  | No | N. A. | No | N. A. | No | Yes | No | Yes | M. L.: MFG/MD/2021/000369 |  | 1 | SPINE PRODUCTS\ONE LOCK\SCREWS | 0 | Correct family name and SNN description on 28APR2023 | N | SPINE IMPLANTS |  | 1 | No | Yes | Yes | Yes | N. A.
J0231 | J0231.4540 | ONELOCK TI, MULTIAXIAL SCREW DIA 4.50MM X LENGTH 40MM, 6MM SYSTEM |  | J0231.4500 | 02 | 2016-02-11 | N. A. | N. A. | N. A. | QPF/J0231 | N. A. | N. A. | N. A. | N. A. | N. A. | PS/J0231 | N. A. | N. A. | N. A. | N. A. | N. A. | J0231 | TMF-1 | IU/2 | Class C | FINISHED GOODS | ONELOCK™ | MULTIAXIAL SCREW, TI, | DIA 4.50MM X LENGTH 40MM, 6MM SYSTEM | 16 | No | Yes |  | No | N. A. | No | N. A. | No | Yes | No | Yes | M. L.: MFG/MD/2021/000369 |  | 1 | SPINE PRODUCTS\ONE LOCK\SCREWS | 0 | Correct family name and SNN description on 28APR2023 | N | SPINE IMPLANTS |  | 1 | No | Yes | Yes | Yes | N. A.
J0231 | J0231.4545 | ONELOCK TI, MULTIAXIAL SCREW DIA 4.50MM X LENGTH 45MM, 6MM SYSTEM |  | J0231.4500 | 02 | 2016-02-11 | N. A. | N. A. | N. A. | QPF/J0231 | N. A. | N. A. | N. A. | N. A. | N. A. | PS/J0231 | N. A. | N. A. | N. A. | N. A. | N. A. | J0231 | TMF-1 | IU/2 | Class C | FINISHED GOODS | ONELOCK™ | MULTIAXIAL SCREW, TI, | DIA 4.50MM X LENGTH 45MM, 6MM SYSTEM | 16 | No | Yes |  | No | N. A. | No | N. A. | No | Yes | No | Yes | M. L.: MFG/MD/2021/000369 |  | 1 | SPINE PRODUCTS\ONE LOCK\SCREWS | 0 | Correct family name and SNN description on 28APR2023 | N | SPINE IMPLANTS |  | 1 | No | Yes | Yes | Yes | N. A.
J0231 | J0231.4550 | ONELOCK TI, MULTIAXIAL SCREW DIA 4.50MM X LENGTH 50MM, 6MM SYSTEM |  | J0231.4500 | 02 | 2016-02-11 | N. A. | N. A. | N. A. | QPF/J0231 | N. A. | N. A. | N. A. | N. A. | N. A. | PS/J0231 | N. A. | N. A. | N. A. | N. A. | N. A. | J0231 | TMF-1 | IU/2 | Class C | FINISHED GOODS | ONELOCK™ | MULTIAXIAL SCREW, TI, | DIA 4.50MM X LENGTH 50MM, 6MM SYSTEM | 16 | No | Yes |  | No | N. A. | No | N. A. | No | Yes | No | Yes | M. L.: MFG/MD/2021/000369 |  | 1 | SPINE PRODUCTS\ONE LOCK\SCREWS | 0 | Correct family name and SNN description on 28APR2023 | N | SPINE IMPLANTS |  | 1 | No | Yes | Yes | Yes | N. A.
J0231 | J0231.4555 | ONELOCK TI, MULTIAXIAL SCREW DIA 4.50MM X LENGTH 55MM, 6MM SYSTEM |  | J0231.4500 | 02 | 2016-02-11 | N. A. | N. A. | N. A. | QPF/J0231 | N. A. | N. A. | N. A. | N. A. | N. A. | PS/J0231 | N. A. | N. A. | N. A. | N. A. | N. A. | J0231 | TMF-1 | IU/2 | Class C | FINISHED GOODS | ONELOCK™ | MULTIAXIAL SCREW, TI, | DIA 4.50MM X LENGTH 55MM, 6MM SYSTEM | 16 | No | Yes |  | No | N. A. | No | N. A. | No | Yes | No | Yes | M. L.: MFG/MD/2021/000369 |  | 1 | SPINE PRODUCTS\ONE LOCK\SCREWS | 0 | Correct family name and SNN description on 28APR2023 | Y | SPINE IMPLANTS |  | 1 | No | Yes | Yes | Yes | N. A.
J0231 | J0231.4560 | ONELOCK TI, MULTIAXIAL SCREW DIA 4.50MM X LENGTH 60MM, 6MM SYSTEM |  | J0231.4500 | 02 | 2016-02-11 | N. A. | N. A. | N. A. | QPF/J0231 | N. A. | N. A. | N. A. | N. A. | N. A. | PS/J0231 | N. A. | N. A. | N. A. | N. A. | N. A. | J0231 | TMF-1 | IU/2 | Class C | FINISHED GOODS | ONELOCK™ | MULTIAXIAL SCREW, TI, | DIA 4.50MM X LENGTH 60MM, 6MM SYSTEM | 16 | No | Yes |  | No | N. A. | No | N. A. | No | Yes | No | Yes | M. L.: MFG/MD/2021/000369 |  | 1 | SPINE PRODUCTS\ONE LOCK\SCREWS | 0 | Correct family name and SNN description on 28APR2023 | Y | SPINE IMPLANTS |  | 1 | No | Yes | Yes | Yes | N. A.
J0231 | J0231.5520 | ONELOCK TI, MULTIAXIAL SCREW DIA 5.50MM X LENGTH 20MM, 6MM SYSTEM |  | J0231.5520 | 02 | 2016-02-11 | N. A. | N. A. | N. A. | QPF/J0231 | N. A. | N. A. | N. A. | N. A. | N. A. | PS/J0231 | N. A. | N. A. | N. A. | N. A. | N. A. | J0231.XX20 | TMF-1 | IU/2 | Class C | FINISHED GOODS | ONELOCK™ | MULTIAXIAL SCREW, TI, | DIA 5.50MM X LENGTH 20MM, 6MM SYSTEM | 16 | No | Yes |  | No | N. A. | No | N. A. | No | Yes | No | Yes | M. L.: MFG/MD/2021/000369 |  | 1 | SPINE PRODUCTS\ONE LOCK\SCREWS | 0 | Correct family name and SNN description on 28APR2023 | Y | SPINE IMPLANTS |  | 1 | No | Yes | Yes | Yes | N. A.
J0231 | J0231.5525 | ONELOCK TI, MULTIAXIAL SCREW DIA 5.50MM X LENGTH 25MM, 6MM SYSTEM |  | J0231.5520 | 02 | 2016-02-11 | N. A. | N. A. | N. A. | QPF/J0231 | N. A. | N. A. | N. A. | N. A. | N. A. | PS/J0231 | N. A. | N. A. | N. A. | N. A. | N. A. | J0231.XX20 | TMF-1 | IU/2 | Class C | FINISHED GOODS | ONELOCK™ | MULTIAXIAL SCREW, TI, | DIA 5.50MM X LENGTH 25MM, 6MM SYSTEM | 16 | No | Yes |  | No | N. A. | No | N. A. | No | Yes | No | Yes | M. L.: MFG/MD/2021/000369 |  | 1 | SPINE PRODUCTS\ONE LOCK\SCREWS | 0 | Correct family name and SNN description on 28APR2023 | N | SPINE IMPLANTS |  | 1 | No | Yes | Yes | Yes | N. A.
J0231 | J0231.5530 | ONELOCK TI, MULTIAXIAL SCREW DIA 5.50MM X LENGTH 30MM, 6MM SYSTEM |  | J0231.5500 | 06 | 2016-02-11 | N. A. | N. A. | N. A. | QPF/J0231 | N. A. | N. A. | N. A. | N. A. | N. A. | PS/J0231 | N. A. | N. A. | N. A. | N. A. | N. A. | J0231 | TMF-1 | IU/2 | Class C | FINISHED GOODS | ONELOCK™ | MULTIAXIAL SCREW, TI, | DIA 5.50MM X LENGTH 30MM, 6MM SYSTEM | 16 | No | Yes |  | No | N. A. | No | N. A. | No | Yes | No | Yes | M. L.: MFG/MD/2021/000369 |  | 1 | SPINE PRODUCTS\ONE LOCK\SCREWS | 0 | Correct family name and SNN description on 28APR2023 | N | SPINE IMPLANTS |  | 1 | No | Yes | Yes | Yes | N. A.
J0231 | J0231.5535 | ONELOCK TI, MULTIAXIAL SCREW DIA 5.50MM X LENGTH 35MM, 6MM SYSTEM |  | J0231.5500 | 06 | 2016-02-11 | N. A. | N. A. | N. A. | QPF/J0231 | N. A. | N. A. | N. A. | N. A. | N. A. | PS/J0231 | N. A. | N. A. | N. A. | N. A. | N. A. | J0231 | TMF-1 | IU/2 | Class C | FINISHED GOODS | ONELOCK™ | MULTIAXIAL SCREW, TI, | DIA 5.50MM X LENGTH 35MM, 6MM SYSTEM | 16 | No | Yes |  | No | N. A. | No | N. A. | No | Yes | No | Yes | M. L.: MFG/MD/2021/000369 |  | 1 | SPINE PRODUCTS\ONE LOCK\SCREWS | 0 | Correct family name and SNN description on 28APR2023 | N | SPINE IMPLANTS |  | 1 | No | Yes | Yes | Yes | N. A.
J0231 | J0231.5540 | ONELOCK TI, MULTIAXIAL SCREW DIA 5.50MM X LENGTH 40MM, 6MM SYSTEM |  | J0231.5500 | 06 | 2016-02-11 | N. A. | N. A. | N. A. | QPF/J0231 | N. A. | N. A. | N. A. | N. A. | N. A. | PS/J0231 | N. A. | N. A. | N. A. | N. A. | N. A. | J0231 | TMF-1 | IU/2 | Class C | FINISHED GOODS | ONELOCK™ | MULTIAXIAL SCREW, TI, | DIA 5.50MM X LENGTH 40MM, 6MM SYSTEM | 16 | No | Yes |  | No | N. A. | No | N. A. | No | Yes | No | Yes | M. L.: MFG/MD/2021/000369 |  | 1 | SPINE PRODUCTS\ONE LOCK\SCREWS | 0 | Correct family name and SNN description on 28APR2023 | N | SPINE IMPLANTS |  | 1 | No | Yes | Yes | Yes | N. A.
J0231 | J0231.5545 | ONELOCK TI, MULTIAXIAL SCREW DIA 5.50MM X LENGTH 45MM, 6MM SYSTEM |  | J0231.5500 | 06 | 2016-02-11 | N. A. | N. A. | N. A. | QPF/J0231 | N. A. | N. A. | N. A. | N. A. | N. A. | PS/J0231 | N. A. | N. A. | N. A. | N. A. | N. A. | J0231 | TMF-1 | IU/2 | Class C | FINISHED GOODS | ONELOCK™ | MULTIAXIAL SCREW, TI, | DIA 5.50MM X LENGTH 45MM, 6MM SYSTEM | 16 | No | Yes |  | No | N. A. | No | N. A. | No | Yes | No | Yes | M. L.: MFG/MD/2021/000369 |  | 1 | SPINE PRODUCTS\ONE LOCK\SCREWS | 0 | Correct family name and SNN description on 28APR2023 | N | SPINE IMPLANTS |  | 1 | No | Yes | Yes | Yes | N. A.
J0231 | J0231.5550 | ONELOCK TI, MULTIAXIAL SCREW DIA 5.50MM X LENGTH 50MM, 6MM SYSTEM |  | J0231.5500 | 06 | 2016-02-11 | N. A. | N. A. | N. A. | QPF/J0231 | N. A. | N. A. | N. A. | N. A. | N. A. | PS/J0231 | N. A. | N. A. | N. A. | N. A. | N. A. | J0231 | TMF-1 | IU/2 | Class C | FINISHED GOODS | ONELOCK™ | MULTIAXIAL SCREW, TI, | DIA 5.50MM X LENGTH 50MM, 6MM SYSTEM | 16 | No | Yes |  | No | N. A. | No | N. A. | No | Yes | No | Yes | M. L.: MFG/MD/2021/000369 |  | 1 | SPINE PRODUCTS\ONE LOCK\SCREWS | 0 | Correct family name and SNN description on 28APR2023 | N | SPINE IMPLANTS |  | 1 | No | Yes | Yes | Yes | N. A.
J0231 | J0231.5555 | ONELOCK TI, MULTIAXIAL SCREW DIA 5.50MM X LENGTH 55MM, 6MM SYSTEM |  | J0231.5500 | 06 | 2016-02-11 | N. A. | N. A. | N. A. | QPF/J0231 | N. A. | N. A. | N. A. | N. A. | N. A. | PS/J0231 | N. A. | N. A. | N. A. | N. A. | N. A. | J0231 | TMF-1 | IU/2 | Class C | FINISHED GOODS | ONELOCK™ | MULTIAXIAL SCREW, TI, | DIA 5.50MM X LENGTH 55MM, 6MM SYSTEM | 16 | No | Yes |  | No | N. A. | No | N. A. | No | Yes | No | Yes | M. L.: MFG/MD/2021/000369 |  | 1 | SPINE PRODUCTS\ONE LOCK\SCREWS | 0 | Correct family name and SNN description on 28APR2023 | N | SPINE IMPLANTS |  | 1 | No | Yes | Yes | Yes | N. A.
J0231 | J0231.5560 | ONELOCK TI, MULTIAXIAL SCREW DIA 5.50MM X LENGTH 60MM, 6MM SYSTEM |  | J0231.5500 | 06 | 2016-02-11 | N. A. | N. A. | N. A. | QPF/J0231 | N. A. | N. A. | N. A. | N. A. | N. A. | PS/J0231 | N. A. | N. A. | N. A. | N. A. | N. A. | J0231 | TMF-1 | IU/2 | Class C | FINISHED GOODS | ONELOCK™ | MULTIAXIAL SCREW, TI, | DIA 5.50MM X LENGTH 60MM, 6MM SYSTEM | 16 | No | Yes |  | No | N. A. | No | N. A. | No | Yes | No | Yes | M. L.: MFG/MD/2021/000369 |  | 1 | SPINE PRODUCTS\ONE LOCK\SCREWS | 0 | Correct family name and SNN description on 28APR2023 | Y | SPINE IMPLANTS |  | 1 | No | Yes | Yes | Yes | N. A.
J0231 | J0231.6220 | ONELOCK TI, MULTIAXIAL SCREW DIA 6.25MM X LENGTH 20MM, 6MM SYSTEM |  | J0231.6220 | 03 | 2016-02-11 | N. A. | N. A. | N. A. | QPF/J0231 | N. A. | N. A. | N. A. | N. A. | N. A. | PS/J0231 | N. A. | N. A. | N. A. | N. A. | N. A. | J0231.XX20 | TMF-1 | IU/2 | Class C | FINISHED GOODS | ONELOCK™ | MULTIAXIAL SCREW, TI, | DIA 6.25MM X LENGTH 20MM, 6MM SYSTEM | 16 | No | Yes |  | No | N. A. | No | N. A. | No | Yes | No | Yes | M. L.: MFG/MD/2021/000369 |  | 1 | SPINE PRODUCTS\ONE LOCK\SCREWS | 0 | Correct family name and SNN description on 28APR2023 | Y | SPINE IMPLANTS |  | 1 | No | Yes | Yes | Yes | N. A.
J0231 | J0231.6225 | ONELOCK TI, MULTIAXIAL SCREW DIA 6.25MM X LENGTH 25MM, 6MM SYSTEM |  | J0231.6220 | 02 | 2016-02-11 | N. A. | N. A. | N. A. | QPF/J0231 | N. A. | N. A. | N. A. | N. A. | N. A. | PS/J0231 | N. A. | N. A. | N. A. | N. A. | N. A. | J0231.XX20 | TMF-1 | IU/2 | Class C | FINISHED GOODS | ONELOCK™ | MULTIAXIAL SCREW, TI, | DIA 6.25MM X LENGTH 25MM, 6MM SYSTEM | 16 | No | Yes |  | No | N. A. | No | N. A. | No | Yes | No | Yes | M. L.: MFG/MD/2021/000369 |  | 1 | SPINE PRODUCTS\ONE LOCK\SCREWS | 0 | Correct family name and SNN description on 28APR2023 | Y | SPINE IMPLANTS |  | 1 | No | Yes | Yes | Yes | N. A.
J0231 | J0231.6230 | ONELOCK TI, MULTIAXIAL SCREW DIA 6.25MM X LENGTH 30MM, 6MM SYSTEM |  | J0231.6200 | 06 | 2016-02-11 | N. A. | N. A. | N. A. | QPF/J0231 | N. A. | N. A. | N. A. | N. A. | N. A. | PS/J0231 | N. A. | N. A. | N. A. | N. A. | N. A. | J0231 | TMF-1 | IU/2 | Class C | FINISHED GOODS | ONELOCK™ | MULTIAXIAL SCREW, TI, | DIA 6.25MM X LENGTH 30MM, 6MM SYSTEM | 16 | No | Yes |  | No | N. A. | No | N. A. | No | Yes | No | Yes | M. L.: MFG/MD/2021/000369 |  | 1 | SPINE PRODUCTS\ONE LOCK\SCREWS | 0 | Correct family name and SNN description on 28APR2023 | N | SPINE IMPLANTS |  | 1 | No | Yes | Yes | Yes | N. A.
J0231 | J0231.6235 | ONELOCK TI, MULTIAXIAL SCREW DIA 6.25MM X LENGTH 35MM, 6MM SYSTEM |  | J0231.6200 | 06 | 2016-02-11 | N. A. | N. A. | N. A. | QPF/J0231 | N. A. | N. A. | N. A. | N. A. | N. A. | PS/J0231 | N. A. | N. A. | N. A. | N. A. | N. A. | J0231 | TMF-1 | IU/2 | Class C | FINISHED GOODS | ONELOCK™ | MULTIAXIAL SCREW, TI, | DIA 6.25MM X LENGTH 35MM, 6MM SYSTEM | 16 | No | Yes |  | No | N. A. | No | N. A. | No | Yes | No | Yes | M. L.: MFG/MD/2021/000369 |  | 1 | SPINE PRODUCTS\ONE LOCK\SCREWS | 0 | Correct family name and SNN description on 28APR2023 | N | SPINE IMPLANTS |  | 1 | No | Yes | Yes | Yes | N. A.
J0231 | J0231.6240 | ONELOCK TI, MULTIAXIAL SCREW DIA 6.25MM X LENGTH 40MM, 6MM SYSTEM |  | J0231.6200 | 06 | 2016-02-11 | N. A. | N. A. | N. A. | QPF/J0231 | N. A. | N. A. | N. A. | N. A. | N. A. | PS/J0231 | N. A. | N. A. | N. A. | N. A. | N. A. | J0231 | TMF-1 | IU/2 | Class C | FINISHED GOODS | ONELOCK™ | MULTIAXIAL SCREW, TI, | DIA 6.25MM X LENGTH 40MM, 6MM SYSTEM | 16 | No | Yes |  | No | N. A. | No | N. A. | No | Yes | No | Yes | M. L.: MFG/MD/2021/000369 |  | 1 | SPINE PRODUCTS\ONE LOCK\SCREWS | 0 | Correct family name and SNN description on 28APR2023 | N | SPINE IMPLANTS |  | 1 | No | Yes | Yes | Yes | N. A.
J0231 | J0231.6245 | ONELOCK TI, MULTIAXIAL SCREW DIA 6.25MM X LENGTH 45MM, 6MM SYSTEM |  | J0231.6200 | 06 | 2016-02-11 | N. A. | N. A. | N. A. | QPF/J0231 | N. A. | N. A. | N. A. | N. A. | N. A. | PS/J0231 | N. A. | N. A. | N. A. | N. A. | N. A. | J0231 | TMF-1 | IU/2 | Class C | FINISHED GOODS | ONELOCK™ | MULTIAXIAL SCREW, TI, | DIA 6.25MM X LENGTH 45MM, 6MM SYSTEM | 16 | No | Yes |  | No | N. A. | No | N. A. | No | Yes | No | Yes | M. L.: MFG/MD/2021/000369 |  | 1 | SPINE PRODUCTS\ONE LOCK\SCREWS | 0 | Correct family name and SNN description on 28APR2023 | N | SPINE IMPLANTS |  | 1 | No | Yes | Yes | Yes | N. A.
J0231 | J0231.6250 | ONELOCK TI, MULTIAXIAL SCREW DIA 6.25MM X LENGTH 50MM, 6MM SYSTEM |  | J0231.6200 | 06 | 2016-02-11 | N. A. | N. A. | N. A. | QPF/J0231 | N. A. | N. A. | N. A. | N. A. | N. A. | PS/J0231 | N. A. | N. A. | N. A. | N. A. | N. A. | J0231 | TMF-1 | IU/2 | Class C | FINISHED GOODS | ONELOCK™ | MULTIAXIAL SCREW, TI, | DIA 6.25MM X LENGTH 50MM , 6MM SYSTEM | 16 | No | Yes |  | No | N. A. | No | N. A. | No | Yes | No | Yes | M. L.: MFG/MD/2021/000369 |  | 1 | SPINE PRODUCTS\ONE LOCK\SCREWS | 0 | Correct family name and SNN description on 28APR2023 | N | SPINE IMPLANTS |  | 1 | No | Yes | Yes | Yes | N. A.
J0231 | J0231.6255 | ONELOCK TI, MULTIAXIAL SCREW DIA 6.25MM X LENGTH 55MM , 6MM SYSTEM |  | J0231.6200 | 06 | 2016-02-11 | N. A. | N. A. | N. A. | QPF/J0231 | N. A. | N. A. | N. A. | N. A. | N. A. | PS/J0231 | N. A. | N. A. | N. A. | N. A. | N. A. | J0231 | TMF-1 | IU/2 | Class C | FINISHED GOODS | ONELOCK™ | MULTIAXIAL SCREW, TI, | DIA 6.25MM X LENGTH 55MM , 6MM SYSTEM | 16 | No | Yes |  | No | N. A. | No | N. A. | No | Yes | No | Yes | M. L.: MFG/MD/2021/000369 |  | 1 | SPINE PRODUCTS\ONE LOCK\SCREWS | 0 | Correct family name and SNN description on 28APR2023 | N | SPINE IMPLANTS |  | 1 | No | Yes | Yes | Yes | N. A.
J0231 | J0231.6260 | ONELOCK TI, MULTIAXIAL SCREW DIA 6.25MM X LENGTH 60MM , 6MM SYSTEM |  | J0231.6200 | 06 | 2016-02-11 | N. A. | N. A. | N. A. | QPF/J0231 | N. A. | N. A. | N. A. | N. A. | N. A. | PS/J0231 | N. A. | N. A. | N. A. | N. A. | N. A. | J0231 | TMF-1 | IU/2 | Class C | FINISHED GOODS | ONELOCK™ | MULTIAXIAL SCREW, TI, | DIA 6.25MM X LENGTH 60MM , 6MM SYSTEM | 16 | No | Yes |  | No | N. A. | No | N. A. | No | Yes | No | Yes | M. L.: MFG/MD/2021/000369 |  | 1 | SPINE PRODUCTS\ONE LOCK\SCREWS | 0 | Correct family name and SNN description on 28APR2023 | Y | SPINE IMPLANTS |  | 1 | No | Yes | Yes | Yes | N. A.
J0231 | J0231.7020 | ONELOCK TI, MULTIAXIAL SCREW DIA 7.00MM X LENGTH 20MM, 6MM SYSTEM |  | J0231.7020 | 02 | 2016-02-11 | N. A. | N. A. | N. A. | QPF/J0231 | N. A. | N. A. | N. A. | N. A. | N. A. | PS/J0231 | N. A. | N. A. | N. A. | N. A. | N. A. | J0231.XX20 | TMF-1 | IU/2 | Class C | FINISHED GOODS | ONELOCK™ | MULTIAXIAL SCREW, TI, | DIA 7.00MM X LENGTH 20MM, 6MM SYSTEM | 16 | No | Yes |  | No | N. A. | No | N. A. | No | Yes | No | Yes | M. L.: MFG/MD/2021/000369 |  | 1 | SPINE PRODUCTS\ONE LOCK\SCREWS | 0 | Correct family name and SNN description on 28APR2023 | Y | SPINE IMPLANTS |  | 1 | No | Yes | Yes | Yes | N. A.
J0231 | J0231.7025 | ONELOCK TI, MULTIAXIAL SCREW DIA 7.00MM X LENGTH 25MM, 6MM SYSTEM |  | J0231.7020 | 02 | 2016-02-11 | N. A. | N. A. | N. A. | QPF/J0231 | N. A. | N. A. | N. A. | N. A. | N. A. | PS/J0231 | N. A. | N. A. | N. A. | N. A. | N. A. | J0231.XX20 | TMF-1 | IU/2 | Class C | FINISHED GOODS | ONELOCK™ | MULTIAXIAL SCREW, TI, | DIA 7.00MM X LENGTH 25MM, 6MM SYSTEM | 16 | No | Yes |  | No | N. A. | No | N. A. | No | Yes | No | Yes | M. L.: MFG/MD/2021/000369 |  | 1 | SPINE PRODUCTS\ONE LOCK\SCREWS | 0 | Correct family name and SNN description on 28APR2023 | Y | SPINE IMPLANTS |  | 1 | No | Yes | Yes | Yes | N. A.
J0231 | J0231.7030 | ONELOCK TI, MULTIAXIAL SCREW DIA 7.00MM X LENGTH 30MM, 6MM SYSTEM |  | J0231.7000 | 05 | 2016-02-11 | N. A. | N. A. | N. A. | QPF/J0231 | N. A. | N. A. | N. A. | N. A. | N. A. | PS/J0231 | N. A. | N. A. | N. A. | N. A. | N. A. | J0231 | TMF-1 | IU/2 | Class C | FINISHED GOODS | ONELOCK™ | MULTIAXIAL SCREW, TI, | DIA 7.00MM X LENGTH 30MM, 6MM SYSTEM | 16 | No | Yes |  | No | N. A. | No | N. A. | No | Yes | No | Yes | M. L.: MFG/MD/2021/000369 |  | 1 | SPINE PRODUCTS\ONE LOCK\SCREWS | 0 | Correct family name and SNN description on 28APR2023 | N | SPINE IMPLANTS |  | 1 | No | Yes | Yes | Yes | N. A.
J0231 | J0231.7035 | ONELOCK TI, MULTIAXIAL SCREW DIA 7.00MM X LENGTH 35MM, 6MM SYSTEM |  | J0231.7000 | 05 | 2016-02-11 | N. A. | N. A. | N. A. | QPF/J0231 | N. A. | N. A. | N. A. | N. A. | N. A. | PS/J0231 | N. A. | N. A. | N. A. | N. A. | N. A. | J0231 | TMF-1 | IU/2 | Class C | FINISHED GOODS | ONELOCK™ | MULTIAXIAL SCREW, TI, | DIA 7.00MM X LENGTH 35MM, 6MM SYSTEM | 16 | No | Yes |  | No | N. A. | No | N. A. | No | Yes | No | Yes | M. L.: MFG/MD/2021/000369 |  | 1 | SPINE PRODUCTS\ONE LOCK\SCREWS | 0 | Correct family name and SNN description on 28APR2023 | N | SPINE IMPLANTS |  | 1 | No | Yes | Yes | Yes | N. A.
J0231 | J0231.7040 | ONELOCK TI, MULTIAXIAL SCREW DIA 7.00MM X LENGTH 40MM, 6MM SYSTEM |  | J0231.7000 | 05 | 2016-02-11 | N. A. | N. A. | N. A. | QPF/J0231 | N. A. | N. A. | N. A. | N. A. | N. A. | PS/J0231 | N. A. | N. A. | N. A. | N. A. | N. A. | J0231 | TMF-1 | IU/2 | Class C | FINISHED GOODS | ONELOCK™ | MULTIAXIAL SCREW, TI, | DIA 7.00MM X LENGTH 40MM, 6MM SYSTEM | 16 | No | Yes |  | No | N. A. | No | N. A. | No | Yes | No | Yes | M. L.: MFG/MD/2021/000369 |  | 1 | SPINE PRODUCTS\ONE LOCK\SCREWS | 0 | Correct family name and SNN description on 28APR2023 | N | SPINE IMPLANTS |  | 1 | No | Yes | Yes | Yes | N. A.
J0231 | J0231.7045 | ONELOCK TI, MULTIAXIAL SCREW DIA 7.00MM X LENGTH 45MM, 6MM SYSTEM |  | J0231.7000 | 05 | 2016-02-11 | N. A. | N. A. | N. A. | QPF/J0231 | N. A. | N. A. | N. A. | N. A. | N. A. | PS/J0231 | N. A. | N. A. | N. A. | N. A. | N. A. | J0231 | TMF-1 | IU/2 | Class C | FINISHED GOODS | ONELOCK™ | MULTIAXIAL SCREW, TI, | DIA 7.00MM X LENGTH 45MM, 6MM SYSTEM | 16 | No | Yes |  | No | N. A. | No | N. A. | No | Yes | No | Yes | M. L.: MFG/MD/2021/000369 |  | 1 | SPINE PRODUCTS\ONE LOCK\SCREWS | 0 | Correct family name and SNN description on 28APR2023 | N | SPINE IMPLANTS |  | 1 | No | Yes | Yes | Yes | N. A.
J0231 | J0231.7050 | ONELOCK TI, MULTIAXIAL SCREW DIA 7.00MM X LENGTH 50MM, 6MM SYSTEM |  | J0231.7000 | 05 | 2016-02-11 | N. A. | N. A. | N. A. | QPF/J0231 | N. A. | N. A. | N. A. | N. A. | N. A. | PS/J0231 | N. A. | N. A. | N. A. | N. A. | N. A. | J0231 | TMF-1 | IU/2 | Class C | FINISHED GOODS | ONELOCK™ | MULTIAXIAL SCREW, TI, | DIA 7.00MM X LENGTH 50MM, 6MM SYSTEM | 16 | No | Yes |  | No | N. A. | No | N. A. | No | Yes | No | Yes | M. L.: MFG/MD/2021/000369 |  | 1 | SPINE PRODUCTS\ONE LOCK\SCREWS | 0 | Correct family name and SNN description on 28APR2023 | N | SPINE IMPLANTS |  | 1 | No | Yes | Yes | Yes | N. A.
J0231 | J0231.7055 | ONELOCK TI, MULTIAXIAL SCREW DIA 7.00MM X LENGTH 55MM , 6MM SYSTEM |  | J0231.7000 | 05 | 2016-02-11 | N. A. | N. A. | N. A. | QPF/J0231 | N. A. | N. A. | N. A. | N. A. | N. A. | PS/J0231 | N. A. | N. A. | N. A. | N. A. | N. A. | J0231 | TMF-1 | IU/2 | Class C | FINISHED GOODS | ONELOCK™ | MULTIAXIAL SCREW, TI, | DIA 7.00MM X LENGTH 55MM , 6MM SYSTEM | 16 | No | Yes |  | No | N. A. | No | N. A. | No | Yes | No | Yes | M. L.: MFG/MD/2021/000369 |  | 1 | SPINE PRODUCTS\ONE LOCK\SCREWS | 0 | Correct family name and SNN description on 28APR2023 | Y | SPINE IMPLANTS |  | 1 | No | Yes | Yes | Yes | N. A.
J0231 | J0231.7060 | ONELOCK TI, MULTIAXIAL SCREW DIA 7.00MM X LENGTH 60MM, 6MM SYSTEM |  | J0231.7000 | 05 | 2016-02-11 | N. A. | N. A. | N. A. | QPF/J0231 | N. A. | N. A. | N. A. | N. A. | N. A. | PS/J0231 | N. A. | N. A. | N. A. | N. A. | N. A. | J0231 | TMF-1 | IU/2 | Class C | FINISHED GOODS | ONELOCK™ | MULTIAXIAL SCREW, TI, | DIA 7.00MM X LENGTH 60MM, 6MM SYSTEM | 16 | No | Yes |  | No | N. A. | No | N. A. | No | Yes | No | Yes | M. L.: MFG/MD/2021/000369 |  | 1 | SPINE PRODUCTS\ONE LOCK\SCREWS | 0 | Correct family name and SNN description on 28APR2023 | Y | SPINE IMPLANTS |  | 1 | No | Yes | Yes | Yes | N. A.
J0232 | J0232.4520 | ONELOCK TI, REDUCTION SCREW, DIA 4.50MM X 20MM LENGTH, 6MM SYSTEM |  | J0232.4520 | N. A. | N. A. | N. A. | N. A. | N. A. | QPF/J0232 | N. A. | N. A. | N. A. | N. A. | N. A. | PS/J0232 | N. A. | N. A. | N. A. | N. A. | N. A. | J0232 | TMF-1 | IU/2 | Class C | FINISHED GOODS | ONELOCK™ | REDUCTION SCREW, TI, | DIA 4.50MM X 20MM LENGTH, 6MM SYSTEM | 16 | No | Yes |  | No | N. A. | No | N. A. | No | Yes | No | Yes | M. L.: MFG/MD/2021/000369 |  | 1 | SPINE PRODUCTS\ONE LOCK\SCREWS | 0 | Correct family name and SNN description on 28APR2023 | Y | SPINE IMPLANTS |  | 1 | No | Yes | Yes | Yes | N. A.
J0232 | J0232.4525 | ONELOCK TI, REDUCTION SCREW, DIA 4.50MM X 25MM LENGTH, 6MM SYSTEM |  | J0232.4520 | N. A. | N. A. | N. A. | N. A. | N. A. | QPF/J0232 | N. A. | N. A. | N. A. | N. A. | N. A. | PS/J0232 | N. A. | N. A. | N. A. | N. A. | N. A. | J0232 | TMF-1 | IU/2 | Class C | FINISHED GOODS | ONELOCK™ | REDUCTION SCREW, TI, | DIA 4.50MM X 25MM LENGTH, 6MM SYSTEM | 16 | No | Yes |  | No | N. A. | No | N. A. | No | Yes | No | Yes | M. L.: MFG/MD/2021/000369 |  | 1 | SPINE PRODUCTS\ONE LOCK\SCREWS | 0 | Correct family name and SNN description on 28APR2023 | N | SPINE IMPLANTS |  | 1 | No | Yes | Yes | Yes | N. A.
J0232 | J0232.4530 | ONELOCK TI, REDUCTION SCREW, DIA 4.50MM X 30MM LENGTH, 6MM SYSTEM |  | J0232.4500 | N. A. | N. A. | N. A. | N. A. | N. A. | QPF/J0232 | N. A. | N. A. | N. A. | N. A. | N. A. | PS/J0232 | N. A. | N. A. | N. A. | N. A. | N. A. | J0232 | TMF-1 | IU/2 | Class C | FINISHED GOODS | ONELOCK™ | REDUCTION SCREW, TI, | DIA 4.50MM X 30MM LENGTH, 6MM SYSTEM | 16 | No | Yes |  | No | N. A. | No | N. A. | No | Yes | No | Yes | M. L.: MFG/MD/2021/000369 |  | 1 | SPINE PRODUCTS\ONE LOCK\SCREWS | 0 | Correct family name and SNN description on 28APR2023 | N | SPINE IMPLANTS |  | 1 | No | Yes | Yes | Yes | N. A.
J0232 | J0232.4535 | ONELOCK TI, REDUCTION SCREW, DIA 4.50MM X 35MM LENGTH, 6MM SYSTEM |  | J0232.4500 | N. A. | N. A. | N. A. | N. A. | N. A. | QPF/J0232 | N. A. | N. A. | N. A. | N. A. | N. A. | PS/J0232 | N. A. | N. A. | N. A. | N. A. | N. A. | J0232 | TMF-1 | IU/2 | Class C | FINISHED GOODS | ONELOCK™ | REDUCTION SCREW, TI, | DIA 4.50MM X 35MM LENGTH, 6MM SYSTEM | 16 | No | Yes |  | No | N. A. | No | N. A. | No | Yes | No | Yes | M. L.: MFG/MD/2021/000369 |  | 1 | SPINE PRODUCTS\ONE LOCK\SCREWS | 0 | Correct family name and SNN description on 28APR2023 | N | SPINE IMPLANTS |  | 1 | No | Yes | Yes | Yes | N. A.
J0232 | J0232.4540 | ONELOCK TI, REDUCTION SCREW, DIA 4.50MM X 40MM LENGTH, 6MM SYSTEM |  | J0232.4500 | N. A. | N. A. | N. A. | N. A. | N. A. | QPF/J0232 | N. A. | N. A. | N. A. | N. A. | N. A. | PS/J0232 | N. A. | N. A. | N. A. | N. A. | N. A. | J0232 | TMF-1 | IU/2 | Class C | FINISHED GOODS | ONELOCK™ | REDUCTION SCREW, TI, | DIA 4.50MM X 40MM LENGTH, 6MM SYSTEM | 16 | No | Yes |  | No | N. A. | No | N. A. | No | Yes | No | Yes | M. L.: MFG/MD/2021/000369 |  | 1 | SPINE PRODUCTS\ONE LOCK\SCREWS | 0 | Correct family name and SNN description on 28APR2023 | Y | SPINE IMPLANTS |  | 1 | No | Yes | Yes | Yes | N. A.
J0232 | J0232.4545 | ONELOCK TI, REDUCTION SCREW, DIA 4.50MM X 45MM LENGTH, 6MM SYSTEM |  | J0232.4500 | N. A. | N. A. | N. A. | N. A. | N. A. | QPF/J0232 | N. A. | N. A. | N. A. | N. A. | N. A. | PS/J0232 | N. A. | N. A. | N. A. | N. A. | N. A. | J0232 | TMF-1 | IU/2 | Class C | FINISHED GOODS | ONELOCK™ | REDUCTION SCREW, TI, | DIA 4.50MM X 45MM LENGTH, 6MM SYSTEM | 16 | No | Yes |  | No | N. A. | No | N. A. | No | Yes | No | Yes | M. L.: MFG/MD/2021/000369 |  | 1 | SPINE PRODUCTS\ONE LOCK\SCREWS | 0 | Correct family name and SNN description on 28APR2023 | Y | SPINE IMPLANTS |  | 1 | No | Yes | Yes | Yes | N. A.
J0232 | J0232.4550 | ONELOCK TI, REDUCTION SCREW, DIA 4.50MM X 50MM LENGTH, 6MM SYSTEM |  | J0232.4500 | N. A. | N. A. | N. A. | N. A. | N. A. | QPF/J0232 | N. A. | N. A. | N. A. | N. A. | N. A. | PS/J0232 | N. A. | N. A. | N. A. | N. A. | N. A. | J0232 | TMF-1 | IU/2 | Class C | FINISHED GOODS | ONELOCK™ | REDUCTION SCREW, TI, | DIA 4.50MM X 50MM LENGTH, 6MM SYSTEM | 16 | No | Yes |  | No | N. A. | No | N. A. | No | Yes | No | Yes | M. L.: MFG/MD/2021/000369 |  | 1 | SPINE PRODUCTS\ONE LOCK\SCREWS | 0 | Correct family name and SNN description on 28APR2023 | Y | SPINE IMPLANTS |  | 1 | No | Yes | Yes | Yes | N. A.
J0232 | J0232.4555 | ONELOCK TI, REDUCTION SCREW, DIA 4.50MM X 55MM LENGTH, 6MM SYSTEM |  | J0232.4500 | N. A. | N. A. | N. A. | N. A. | N. A. | QPF/J0232 | N. A. | N. A. | N. A. | N. A. | N. A. | PS/J0232 | N. A. | N. A. | N. A. | N. A. | N. A. | J0232 | TMF-1 | IU/2 | Class C | FINISHED GOODS | ONELOCK™ | REDUCTION SCREW, TI, | DIA 4.50MM X 55MM LENGTH, 6MM SYSTEM | 16 | No | Yes |  | No | N. A. | No | N. A. | No | Yes | No | Yes | M. L.: MFG/MD/2021/000369 |  | 1 | SPINE PRODUCTS\ONE LOCK\SCREWS | 0 | Correct family name and SNN description on 28APR2023 | Y | SPINE IMPLANTS |  | 1 | No | Yes | Yes | Yes | N. A.
J0232 | J0232.4560 | ONELOCK TI, REDUCTION SCREW, DIA 4.50MM X 60MM LENGTH, 6MM SYSTEM |  | J0232.4500 | N. A. | N. A. | N. A. | N. A. | N. A. | QPF/J0232 | N. A. | N. A. | N. A. | N. A. | N. A. | PS/J0232 | N. A. | N. A. | N. A. | N. A. | N. A. | J0232 | TMF-1 | IU/2 | Class C | FINISHED GOODS | ONELOCK™ | REDUCTION SCREW, TI, | DIA 4.50MM X 60MM LENGTH, 6MM SYSTEM | 16 | No | Yes |  | No | N. A. | No | N. A. | No | Yes | No | Yes | M. L.: MFG/MD/2021/000369 |  | 1 | SPINE PRODUCTS\ONE LOCK\SCREWS | 0 | Correct family name and SNN description on 28APR2023 | Y | SPINE IMPLANTS |  | 1 | No | Yes | Yes | Yes | N. A.
J0232 | J0232.5520 | ONELOCK TI, REDUCTION SCREW, DIA 5.50MM X 20MM LENGTH, 6MM SYSTEM |  | J0232.5520 | 02 | 2016-02-11 | N. A. | N. A. | N. A. | QPF/J0232 | N. A. | N. A. | N. A. | N. A. | N. A. | PS/J0232 | N. A. | N. A. | N. A. | N. A. | N. A. | J0232 | TMF-1 | IU/2 | Class C | FINISHED GOODS | ONELOCK™ | REDUCTION SCREW, TI, | DIA 5.50MM X 20MM LENGTH, 6MM SYSTEM | 16 | No | Yes |  | No | N. A. | No | N. A. | No | Yes | No | Yes | M. L.: MFG/MD/2021/000369 |  | 1 | SPINE PRODUCTS\ONE LOCK\SCREWS | 0 | Correct family name and SNN description on 28APR2023 | Y | SPINE IMPLANTS |  | 1 | No | Yes | Yes | Yes | N. A.
J0232 | J0232.5525 | ONELOCK TI, REDUCTION SCREW, DIA 5.50MM X 25MM LENGTH, 6MM SYSTEM |  | J0232.5520 | 02 | 2016-02-11 | N. A. | N. A. | N. A. | QPF/J0232 | N. A. | N. A. | N. A. | N. A. | N. A. | PS/J0232 | N. A. | N. A. | N. A. | N. A. | N. A. | J0232 | TMF-1 | IU/2 | Class C | FINISHED GOODS | ONELOCK™ | REDUCTION SCREW, TI, | DIA 5.50MM X 25MM LENGTH, 6MM SYSTEM | 16 | No | Yes |  | No | N. A. | No | N. A. | No | Yes | No | Yes | M. L.: MFG/MD/2021/000369 |  | 1 | SPINE PRODUCTS\ONE LOCK\SCREWS | 0 | Correct family name and SNN description on 28APR2023 | N | SPINE IMPLANTS |  | 1 | No | Yes | Yes | Yes | N. A.
J0232 | J0232.5530 | ONELOCK TI, REDUCTION SCREW, DIA 5.50MM X 30MM LENGTH, 6MM SYSTEM |  | J0232.5500 | 03 | 2016-02-11 | N. A. | N. A. | N. A. | QPF/J0232 | N. A. | N. A. | N. A. | N. A. | N. A. | PS/J0232 | N. A. | N. A. | N. A. | N. A. | N. A. | J0232 | TMF-1 | IU/2 | Class C | FINISHED GOODS | ONELOCK™ | REDUCTION SCREW, TI, | DIA 5.50MM X 30MM LENGTH, 6MM SYSTEM | 16 | No | Yes |  | No | N. A. | No | N. A. | No | Yes | No | Yes | M. L.: MFG/MD/2021/000369 |  | 1 | SPINE PRODUCTS\ONE LOCK\SCREWS | 0 | Correct family name and SNN description on 28APR2023 | N | SPINE IMPLANTS |  | 1 | No | Yes | Yes | Yes | N. A.
J0232 | J0232.5535 | ONELOCK TI, REDUCTION SCREW, DIA 5.50MM X 35MM LENGTH, 6MM SYSTEM |  | J0232.5500 | 03 | 2016-02-11 | N. A. | N. A. | N. A. | QPF/J0232 | N. A. | N. A. | N. A. | N. A. | N. A. | PS/J0232 | N. A. | N. A. | N. A. | N. A. | N. A. | J0232 | TMF-1 | IU/2 | Class C | FINISHED GOODS | ONELOCK™ | REDUCTION SCREW, TI, | DIA 5.50MM X 35MM LENGTH, 6MM SYSTEM | 16 | No | Yes |  | No | N. A. | No | N. A. | No | Yes | No | Yes | M. L.: MFG/MD/2021/000369 |  | 1 | SPINE PRODUCTS\ONE LOCK\SCREWS | 0 | Correct family name and SNN description on 28APR2023 | N | SPINE IMPLANTS |  | 1 | No | Yes | Yes | Yes | N. A.
J0232 | J0232.5540 | ONELOCK TI, REDUCTION SCREW, DIA 5.50MM X 40MM LENGTH, 6MM SYSTEM |  | J0232.5500 | 03 | 2016-02-11 | N. A. | N. A. | N. A. | QPF/J0232 | N. A. | N. A. | N. A. | N. A. | N. A. | PS/J0232 | N. A. | N. A. | N. A. | N. A. | N. A. | J0232 | TMF-1 | IU/2 | Class C | FINISHED GOODS | ONELOCK™ | REDUCTION SCREW, TI, | DIA 5.50MM X 40MM LENGTH, 6MM SYSTEM | 16 | No | Yes |  | No | N. A. | No | N. A. | No | Yes | No | Yes | M. L.: MFG/MD/2021/000369 |  | 1 | SPINE PRODUCTS\ONE LOCK\SCREWS | 0 | Correct family name and SNN description on 28APR2023 | N | SPINE IMPLANTS |  | 1 | No | Yes | Yes | Yes | N. A.
J0232 | J0232.5545 | ONELOCK TI, REDUCTION SCREW, DIA 5.50MM X 45MM LENGTH, 6MM SYSTEM |  | J0232.5500 | 03 | 2016-02-11 | N. A. | N. A. | N. A. | QPF/J0232 | N. A. | N. A. | N. A. | N. A. | N. A. | PS/J0232 | N. A. | N. A. | N. A. | N. A. | N. A. | J0232 | TMF-1 | IU/2 | Class C | FINISHED GOODS | ONELOCK™ | REDUCTION SCREW, TI, | DIA 5.50MM X 45MM LENGTH, 6MM SYSTEM | 16 | No | Yes |  | No | N. A. | No | N. A. | No | Yes | No | Yes | M. L.: MFG/MD/2021/000369 |  | 1 | SPINE PRODUCTS\ONE LOCK\SCREWS | 0 | Correct family name and SNN description on 28APR2023 | N | SPINE IMPLANTS |  | 1 | No | Yes | Yes | Yes | N. A.
J0232 | J0232.5550 | ONELOCK TI, REDUCTION SCREW, DIA 5.50MM X 50MM LENGTH, 6MM SYSTEM |  | J0232.5500 | 03 | 2016-02-11 | N. A. | N. A. | N. A. | QPF/J0232 | N. A. | N. A. | N. A. | N. A. | N. A. | PS/J0232 | N. A. | N. A. | N. A. | N. A. | N. A. | J0232 | TMF-1 | IU/2 | Class C | FINISHED GOODS | ONELOCK™ | REDUCTION SCREW, TI, | DIA 5.50MM X 50MM LENGTH, 6MM SYSTEM | 16 | No | Yes |  | No | N. A. | No | N. A. | No | Yes | No | Yes | M. L.: MFG/MD/2021/000369 |  | 1 | SPINE PRODUCTS\ONE LOCK\SCREWS | 0 | Correct family name and SNN description on 28APR2023 | N | SPINE IMPLANTS |  | 1 | No | Yes | Yes | Yes | N. A.
J0232 | J0232.5555 | ONELOCK TI, REDUCTION SCREW, DIA 5.50MM X 55MM LENGTH, 6MM SYSTEM |  | J0232.5500 | 03 | 2016-02-11 | N. A. | N. A. | N. A. | QPF/J0232 | N. A. | N. A. | N. A. | N. A. | N. A. | PS/J0232 | N. A. | N. A. | N. A. | N. A. | N. A. | J0232 | TMF-1 | IU/2 | Class C | FINISHED GOODS | ONELOCK™ | REDUCTION SCREW, TI, | DIA 5.50MM X 55MM LENGTH, 6MM SYSTEM | 16 | No | Yes |  | No | N. A. | No | N. A. | No | Yes | No | Yes | M. L.: MFG/MD/2021/000369 |  | 1 | SPINE PRODUCTS\ONE LOCK\SCREWS | 0 | Correct family name and SNN description on 28APR2023 | Y | SPINE IMPLANTS |  | 1 | No | Yes | Yes | Yes | N. A.
J0232 | J0232.5560 | ONELOCK TI, REDUCTION SCREW, DIA 5.50MM X 60MM LENGTH, 6MM SYSTEM |  | J0232.5500 | 03 | 2016-02-11 | N. A. | N. A. | N. A. | QPF/J0232 | N. A. | N. A. | N. A. | N. A. | N. A. | PS/J0232 | N. A. | N. A. | N. A. | N. A. | N. A. | J0232 | TMF-1 | IU/2 | Class C | FINISHED GOODS | ONELOCK™ | REDUCTION SCREW, TI, | DIA 5.50MM X 60MM LENGTH, 6MM SYSTEM | 16 | No | Yes |  | No | N. A. | No | N. A. | No | Yes | No | Yes | M. L.: MFG/MD/2021/000369 |  | 1 | SPINE PRODUCTS\ONE LOCK\SCREWS | 0 | Correct family name and SNN description on 28APR2023 | Y | SPINE IMPLANTS |  | 1 | No | Yes | Yes | Yes | N. A.
J0232 | J0232.6220 | ONELOCK TI, REDUCTION SCREW, DIA 6.25MM X 20MM LENGTH, 6MM SYSTEM |  | J0232.6220 | 03 | 2016-02-11 | N. A. | N. A. | N. A. | QPF/J0232 | N. A. | N. A. | N. A. | N. A. | N. A. | PS/J0232 | N. A. | N. A. | N. A. | N. A. | N. A. | J0232 | TMF-1 | IU/2 | Class C | FINISHED GOODS | ONELOCK™ | REDUCTION SCREW, TI, | DIA 6.25MM X 20MM LENGTH, 6MM SYSTEM | 16 | No | Yes |  | No | N. A. | No | N. A. | No | Yes | No | Yes | M. L.: MFG/MD/2021/000369 |  | 1 | SPINE PRODUCTS\ONE LOCK\SCREWS | 0 | Correct family name and SNN description on 28APR2023 | Y | SPINE IMPLANTS |  | 1 | No | Yes | Yes | Yes | N. A.
J0232 | J0232.6225 | ONELOCK TI, REDUCTION SCREW, DIA 6.25MM X 25MM LENGTH, 6MM SYSTEM |  | J0232.6220 | 03 | 2016-02-11 | N. A. | N. A. | N. A. | QPF/J0232 | N. A. | N. A. | N. A. | N. A. | N. A. | PS/J0232 | N. A. | N. A. | N. A. | N. A. | N. A. | J0232 | TMF-1 | IU/2 | Class C | FINISHED GOODS | ONELOCK™ | REDUCTION SCREW, TI, | DIA 6.25MM X 25MM LENGTH, 6MM SYSTEM | 16 | No | Yes |  | No | N. A. | No | N. A. | No | Yes | No | Yes | M. L.: MFG/MD/2021/000369 |  | 1 | SPINE PRODUCTS\ONE LOCK\SCREWS | 0 | Correct family name and SNN description on 28APR2023 | Y | SPINE IMPLANTS |  | 1 | No | Yes | Yes | Yes | N. A.
J0232 | J0232.6230 | ONELOCK TI, REDUCTION SCREW, DIA 6.25MM X 30MM LENGTH, 6MM SYSTEM |  | J0232.6200 | 06 | 2016-02-11 | N. A. | N. A. | N. A. | QPF/J0232 | N. A. | N. A. | N. A. | N. A. | N. A. | PS/J0232 | N. A. | N. A. | N. A. | N. A. | N. A. | J0232 | TMF-1 | IU/2 | Class C | FINISHED GOODS | ONELOCK™ | REDUCTION SCREW, TI, | DIA 6.25MM X 30MM LENGTH, 6MM SYSTEM | 16 | No | Yes |  | No | N. A. | No | N. A. | No | Yes | No | Yes | M. L.: MFG/MD/2021/000369 |  | 1 | SPINE PRODUCTS\ONE LOCK\SCREWS | 0 | Correct family name and SNN description on 28APR2023 | Y | SPINE IMPLANTS |  | 1 | No | Yes | Yes | Yes | N. A.
J0232 | J0232.6235 | ONELOCK TI, REDUCTION SCREW, DIA 6.25MM X 35MM LENGTH, 6MM SYSTEM |  | J0232.6200 | 06 | 2016-02-11 | N. A. | N. A. | N. A. | QPF/J0232 | N. A. | N. A. | N. A. | N. A. | N. A. | PS/J0232 | N. A. | N. A. | N. A. | N. A. | N. A. | J0232 | TMF-1 | IU/2 | Class C | FINISHED GOODS | ONELOCK™ | REDUCTION SCREW, TI, | DIA 6.25MM X 35MM LENGTH, 6MM SYSTEM | 16 | No | Yes |  | No | N. A. | No | N. A. | No | Yes | No | Yes | M. L.: MFG/MD/2021/000369 |  | 1 | SPINE PRODUCTS\ONE LOCK\SCREWS | 0 | Correct family name and SNN description on 28APR2023 | N | SPINE IMPLANTS |  | 1 | No | Yes | Yes | Yes | N. A.
J0232 | J0232.6240 | ONELOCK TI, REDUCTION SCREW, DIA 6.25MM X 40MM LENGTH, 6MM SYSTEM |  | J0232.6200 | 06 | 2016-02-11 | N. A. | N. A. | N. A. | QPF/J0232 | N. A. | N. A. | N. A. | N. A. | N. A. | PS/J0232 | N. A. | N. A. | N. A. | N. A. | N. A. | J0232 | TMF-1 | IU/2 | Class C | FINISHED GOODS | ONELOCK™ | REDUCTION SCREW, TI, | DIA 6.25MM X 40MM LENGTH, 6MM SYSTEM | 16 | No | Yes |  | No | N. A. | No | N. A. | No | Yes | No | Yes | M. L.: MFG/MD/2021/000369 |  | 1 | SPINE PRODUCTS\ONE LOCK\SCREWS | 0 | Correct family name and SNN description on 28APR2023 | N | SPINE IMPLANTS |  | 1 | No | Yes | Yes | Yes | N. A.
J0232 | J0232.6245 | ONELOCK TI, REDUCTION SCREW, DIA 6.25MM X 45MM LENGTH, 6MM SYSTEM |  | J0232.6200 | 06 | 2016-02-11 | N. A. | N. A. | N. A. | QPF/J0232 | N. A. | N. A. | N. A. | N. A. | N. A. | PS/J0232 | N. A. | N. A. | N. A. | N. A. | N. A. | J0232 | TMF-1 | IU/2 | Class C | FINISHED GOODS | ONELOCK™ | REDUCTION SCREW, TI, | DIA 6.25MM X 45MM LENGTH, 6MM SYSTEM | 16 | No | Yes |  | No | N. A. | No | N. A. | No | Yes | No | Yes | M. L.: MFG/MD/2021/000369 |  | 1 | SPINE PRODUCTS\ONE LOCK\SCREWS | 0 | Correct family name and SNN description on 28APR2023 | N | SPINE IMPLANTS |  | 1 | No | Yes | Yes | Yes | N. A.
J0232 | J0232.6250 | ONELOCK TI, REDUCTION SCREW, DIA 6.25MM X 50MM LENGTH, 6MM SYSTEM |  | J0232.6200 | 06 | 2016-02-11 | N. A. | N. A. | N. A. | QPF/J0232 | N. A. | N. A. | N. A. | N. A. | N. A. | PS/J0232 | N. A. | N. A. | N. A. | N. A. | N. A. | J0232 | TMF-1 | IU/2 | Class C | FINISHED GOODS | ONELOCK™ | REDUCTION SCREW, TI, | DIA 6.25MM X 50MM LENGTH, 6MM SYSTEM | 16 | No | Yes |  | No | N. A. | No | N. A. | No | Yes | No | Yes | M. L.: MFG/MD/2021/000369 |  | 1 | SPINE PRODUCTS\ONE LOCK\SCREWS | 0 | Correct family name and SNN description on 28APR2023 | N | SPINE IMPLANTS |  | 1 | No | Yes | Yes | Yes | N. A.
J0232 | J0232.6255 | ONELOCK TI, REDUCTION SCREW, DIA 6.25MM X 55MM LENGTH, 6MM SYSTEM |  | J0232.6200 | 06 | 2016-02-11 | N. A. | N. A. | N. A. | QPF/J0232 | N. A. | N. A. | N. A. | N. A. | N. A. | PS/J0232 | N. A. | N. A. | N. A. | N. A. | N. A. | J0232 | TMF-1 | IU/2 | Class C | FINISHED GOODS | ONELOCK™ | REDUCTION SCREW, TI, | DIA 6.25MM X 55MM LENGTH, 6MM SYSTEM | 16 | No | Yes |  | No | N. A. | No | N. A. | No | Yes | No | Yes | M. L.: MFG/MD/2021/000369 |  | 1 | SPINE PRODUCTS\ONE LOCK\SCREWS | 0 | Correct family name and SNN description on 28APR2023 | Y | SPINE IMPLANTS |  | 1 | No | Yes | Yes | Yes | N. A.
J0232 | J0232.6260 | ONELOCK TI, REDUCTION SCREW, DIA 6.25MM X 60MM LENGTH, 6MM SYSTEM |  | J0232.6200 | 06 | 2016-02-11 | N. A. | N. A. | N. A. | QPF/J0232 | N. A. | N. A. | N. A. | N. A. | N. A. | PS/J0232 | N. A. | N. A. | N. A. | N. A. | N. A. | J0232 | TMF-1 | IU/2 | Class C | FINISHED GOODS | ONELOCK™ | REDUCTION SCREW, TI, | DIA 6.25MM X 60MM LENGTH, 6MM SYSTEM | 16 | No | Yes |  | No | N. A. | No | N. A. | No | Yes | No | Yes | M. L.: MFG/MD/2021/000369 |  | 1 | SPINE PRODUCTS\ONE LOCK\SCREWS | 0 | Correct family name and SNN description on 28APR2023 | Y | SPINE IMPLANTS |  | 1 | No | Yes | Yes | Yes | N. A.
J0232 | J0232.7020 | ONELOCK TI, REDUCTION SCREW, DIA 7.00MM X 20MM LENGTH, 6MM SYSTEM |  | J0232.7020 | 02 | 2016-02-11 | N. A. | N. A. | N. A. | QPF/J0232 | N. A. | N. A. | N. A. | N. A. | N. A. | PS/J0232 | N. A. | N. A. | N. A. | N. A. | N. A. | J0232 | TMF-1 | IU/2 | Class C | FINISHED GOODS | ONELOCK™ | REDUCTION SCREW, TI, | DIA 7.00MM X 20MM LENGTH, 6MM SYSTEM | 16 | No | Yes |  | No | N. A. | No | N. A. | No | Yes | No | Yes | M. L.: MFG/MD/2021/000369 |  | 1 | SPINE PRODUCTS\ONE LOCK\SCREWS | 0 | Correct family name and SNN description on 28APR2023 | Y | SPINE IMPLANTS |  | 1 | No | Yes | Yes | Yes | N. A.
J0232 | J0232.7025 | ONELOCK TI, REDUCTION SCREW, DIA 7.00MM X 25MM LENGTH, 6MM SYSTEM |  | J0232.7020 | 02 | 2016-02-11 | N. A. | N. A. | N. A. | QPF/J0232 | N. A. | N. A. | N. A. | N. A. | N. A. | PS/J0232 | N. A. | N. A. | N. A. | N. A. | N. A. | J0232 | TMF-1 | IU/2 | Class C | FINISHED GOODS | ONELOCK™ | REDUCTION SCREW, TI, | DIA 7.00MM X 25MM LENGTH, 6MM SYSTEM | 16 | No | Yes |  | No | N. A. | No | N. A. | No | Yes | No | Yes | M. L.: MFG/MD/2021/000369 |  | 1 | SPINE PRODUCTS\ONE LOCK\SCREWS | 0 | Correct family name and SNN description on 28APR2023 | Y | SPINE IMPLANTS |  | 1 | No | Yes | Yes | Yes | N. A.
J0232 | J0232.7030 | ONELOCK TI, REDUCTION SCREW, DIA 7.00MM X 30MM LENGTH, 6MM SYSTEM |  | J0232.7000 | 05 | 2016-02-11 | N. A. | N. A. | N. A. | QPF/J0232 | N. A. | N. A. | N. A. | N. A. | N. A. | PS/J0232 | N. A. | N. A. | N. A. | N. A. | N. A. | J0232 | TMF-1 | IU/2 | Class C | FINISHED GOODS | ONELOCK™ | REDUCTION SCREW, TI, | DIA 7.00MM X 30MM LENGTH, 6MM SYSTEM | 16 | No | Yes |  | No | N. A. | No | N. A. | No | Yes | No | Yes | M. L.: MFG/MD/2021/000369 |  | 1 | SPINE PRODUCTS\ONE LOCK\SCREWS | 0 | Correct family name and SNN description on 28APR2023 | Y | SPINE IMPLANTS |  | 1 | No | Yes | Yes | Yes | N. A.
J0232 | J0232.7035 | ONELOCK TI, REDUCTION SCREW, DIA 7.00MM X 35MM LENGTH, 6MM SYSTEM |  | J0232.7000 | 05 | 2016-02-11 | N. A. | N. A. | N. A. | QPF/J0232 | N. A. | N. A. | N. A. | N. A. | N. A. | PS/J0232 | N. A. | N. A. | N. A. | N. A. | N. A. | J0232 | TMF-1 | IU/2 | Class C | FINISHED GOODS | ONELOCK™ | REDUCTION SCREW, TI, | DIA 7.00MM X 35MM LENGTH, 6MM SYSTEM | 16 | No | Yes |  | No | N. A. | No | N. A. | No | Yes | No | Yes | M. L.: MFG/MD/2021/000369 |  | 1 | SPINE PRODUCTS\ONE LOCK\SCREWS | 0 | Correct family name and SNN description on 28APR2023 | N | SPINE IMPLANTS |  | 1 | No | Yes | Yes | Yes | N. A.
J0232 | J0232.7040 | ONELOCK TI, REDUCTION SCREW, DIA 7.00MM X 40MM LENGTH, 6MM SYSTEM |  | J0232.7000 | 05 | 2016-02-11 | N. A. | N. A. | N. A. | QPF/J0232 | N. A. | N. A. | N. A. | N. A. | N. A. | PS/J0232 | N. A. | N. A. | N. A. | N. A. | N. A. | J0232 | TMF-1 | IU/2 | Class C | FINISHED GOODS | ONELOCK™ | REDUCTION SCREW, TI, | DIA 7.00MM X 40MM LENGTH, 6MM SYSTEM | 16 | No | Yes |  | No | N. A. | No | N. A. | No | Yes | No | Yes | M. L.: MFG/MD/2021/000369 |  | 1 | SPINE PRODUCTS\ONE LOCK\SCREWS | 0 | Correct family name and SNN description on 28APR2023 | N | SPINE IMPLANTS |  | 1 | No | Yes | Yes | Yes | N. A.
J0232 | J0232.7045 | ONELOCK TI, REDUCTION SCREW, DIA 7.00MM X 45MM LENGTH, 6MM SYSTEM |  | J0232.7000 | 05 | 2016-02-11 | N. A. | N. A. | N. A. | QPF/J0232 | N. A. | N. A. | N. A. | N. A. | N. A. | PS/J0232 | N. A. | N. A. | N. A. | N. A. | N. A. | J0232 | TMF-1 | IU/2 | Class C | FINISHED GOODS | ONELOCK™ | REDUCTION SCREW, TI, | DIA 7.00MM X 45MM LENGTH, 6MM SYSTEM | 16 | No | Yes |  | No | N. A. | No | N. A. | No | Yes | No | Yes | M. L.: MFG/MD/2021/000369 |  | 1 | SPINE PRODUCTS\ONE LOCK\SCREWS | 0 | Correct family name and SNN description on 28APR2023 | N | SPINE IMPLANTS |  | 1 | No | Yes | Yes | Yes | N. A.
J0232 | J0232.7050 | ONELOCK TI, REDUCTION SCREW, DIA 7.00MM X 50MM LENGTH, 6MM SYSTEM |  | J0232.7000 | 05 | 2016-02-11 | N. A. | N. A. | N. A. | QPF/J0232 | N. A. | N. A. | N. A. | N. A. | N. A. | PS/J0232 | N. A. | N. A. | N. A. | N. A. | N. A. | J0232 | TMF-1 | IU/2 | Class C | FINISHED GOODS | ONELOCK™ | REDUCTION SCREW, TI, | DIA 7.00MM X 50MM LENGTH, 6MM SYSTEM | 16 | No | Yes |  | No | N. A. | No | N. A. | No | Yes | No | Yes | M. L.: MFG/MD/2021/000369 |  | 1 | SPINE PRODUCTS\ONE LOCK\SCREWS | 0 | Correct family name and SNN description on 28APR2023 | N | SPINE IMPLANTS |  | 1 | No | Yes | Yes | Yes | N. A.
J0232 | J0232.7055 | ONELOCK TI, REDUCTION SCREW, DIA 7.00MM X 55MM LENGTH, 6MM SYSTEM |  | J0232.7000 | 05 | 2016-02-11 | N. A. | N. A. | N. A. | QPF/J0232 | N. A. | N. A. | N. A. | N. A. | N. A. | PS/J0232 | N. A. | N. A. | N. A. | N. A. | N. A. | J0232 | TMF-1 | IU/2 | Class C | FINISHED GOODS | ONELOCK™ | REDUCTION SCREW, TI, | DIA 7.00MM X 55MM LENGTH, 6MM SYSTEM | 16 | No | Yes |  | No | N. A. | No | N. A. | No | Yes | No | Yes | M. L.: MFG/MD/2021/000369 |  | 1 | SPINE PRODUCTS\ONE LOCK\SCREWS | 0 | Correct family name and SNN description on 28APR2023 | Y | SPINE IMPLANTS |  | 1 | No | Yes | Yes | Yes | N. A.
J0232 | J0232.7060 | ONELOCK TI, REDUCTION SCREW, DIA 7.00MM X 60MM LENGTH, 6MM SYSTEM |  | J0232.7000 | 05 | 2016-02-11 | N. A. | N. A. | N. A. | QPF/J0232 | N. A. | N. A. | N. A. | N. A. | N. A. | PS/J0232 | N. A. | N. A. | N. A. | N. A. | N. A. | J0232 | TMF-1 | IU/2 | Class C | FINISHED GOODS | ONELOCK™ | REDUCTION SCREW, TI, | DIA 7.00MM X 60MM LENGTH, 6MM SYSTEM | 16 | No | Yes |  | No | N. A. | No | N. A. | No | Yes | No | Yes | M. L.: MFG/MD/2021/000369 |  | 1 | SPINE PRODUCTS\ONE LOCK\SCREWS | 0 | Correct family name and SNN description on 28APR2023 | Y | SPINE IMPLANTS |  | 1 | No | Yes | Yes | Yes | N. A.
J0233 | J0233.4525 | ONELOCK TI, MONOAXIAL SCREW DIA 4.50MM X LENGTH 25MM, 6MM SYSTEM, DUALTHREAD |  | J0233.4500 | 05 | 2016-06-04 | N. A. | N. A. | N. A. | QPF/J0233 | 02 | 2014-01-17 | N. A. | N. A. | N. A. | PS/J0233 | 01 | 2018-02-15 | N. A. | N. A. | N. A. | J0233 | TMF-1 | IU/2 | Class C | FINISHED GOODS | ONELOCK™ | MONOAXIAL SCREW, TI, | DIA 4.50MM X LENGTH 25MM, 6MM SYSTEM, DUALTHREAD | 16 | No | Yes |  | No | N. A. | No | N. A. | No | Yes | No | Yes | M. L.: MFG/MD/2021/000369 |  | 1 | SPINE PRODUCTS\ONE LOCK\SCREWS | 0 | Correct family name and SNN description on 28APR2023 | Y | SPINE IMPLANTS |  | 1 | No | Yes | Yes | Yes | N. A.
J0233 | J0233.4530 | ONELOCK TI, MONOAXIAL SCREW DIA 4.50MM X LENGTH 30MM, 6MM SYSTEM, DUALTHREAD |  | J0233.4500 | 05 | 2016-06-04 | N. A. | N. A. | N. A. | QPF/J0233 | 02 | 2014-01-17 | N. A. | N. A. | N. A. | PS/J0233 | 01 | 2018-02-15 | N. A. | N. A. | N. A. | J0233 | TMF-1 | IU/2 | Class C | FINISHED GOODS | ONELOCK™ | MONOAXIAL SCREW, TI, | DIA 4.50MM X LENGTH 30MM, 6MM SYSTEM, DUALTHREAD | 16 | No | Yes |  | No | N. A. | No | N. A. | No | Yes | No | Yes | M. L.: MFG/MD/2021/000369 |  | 1 | SPINE PRODUCTS\ONE LOCK\SCREWS | 0 | Correct family name and SNN description on 28APR2023 | N | SPINE IMPLANTS |  | 1 | No | Yes | Yes | Yes | N. A.
J0233 | J0233.4535 | ONELOCK TI, MONOAXIAL SCREW DIA 4.50MM X LENGTH 35MM, 6MM SYSTEM, DUALTHREAD |  | J0233.4500 | 05 | 2016-06-04 | N. A. | N. A. | N. A. | QPF/J0233 | 02 | 2014-01-17 | N. A. | N. A. | N. A. | PS/J0233 | 01 | 2018-02-15 | N. A. | N. A. | N. A. | J0233 | TMF-1 | IU/2 | Class C | FINISHED GOODS | ONELOCK™ | MONOAXIAL SCREW, TI, | DIA 4.50MM X LENGTH 35MM, 6MM SYSTEM, DUALTHREAD | 16 | No | Yes |  | No | N. A. | No | N. A. | No | Yes | No | Yes | M. L.: MFG/MD/2021/000369 |  | 1 | SPINE PRODUCTS\ONE LOCK\SCREWS | 0 | Correct family name and SNN description on 28APR2023 | Y | SPINE IMPLANTS |  | 1 | No | Yes | Yes | Yes | N. A.
J0233 | J0233.4540 | ONELOCK TI, MONOAXIAL SCREW DIA 4.50MM X LENGTH 40MM, 6MM SYSTEM, DUALTHREAD |  | J0233.4500 | 05 | 2016-06-04 | N. A. | N. A. | N. A. | QPF/J0233 | 02 | 2014-01-17 | N. A. | N. A. | N. A. | PS/J0233 | 01 | 2018-02-15 | N. A. | N. A. | N. A. | J0233 | TMF-1 | IU/2 | Class C | FINISHED GOODS | ONELOCK™ | MONOAXIAL SCREW, TI, | DIA 4.50MM X LENGTH 40MM, 6MM SYSTEM, DUALTHREAD | 16 | No | Yes |  | No | N. A. | No | N. A. | No | Yes | No | Yes | M. L.: MFG/MD/2021/000369 |  | 1 | SPINE PRODUCTS\ONE LOCK\SCREWS | 0 | Correct family name and SNN description on 28APR2023 | Y | SPINE IMPLANTS |  | 1 | No | Yes | Yes | Yes | N. A.
J0233 | J0233.4545 | ONELOCK TI, MONOAXIAL SCREW DIA 4.50MM X LENGTH 45MM, 6MM SYSTEM, DUALTHREAD |  | J0233.4500 | 05 | 2016-06-04 | N. A. | N. A. | N. A. | QPF/J0233 | 02 | 2014-01-17 | N. A. | N. A. | N. A. | PS/J0233 | 01 | 2018-02-15 | N. A. | N. A. | N. A. | J0233 | TMF-1 | IU/2 | Class C | FINISHED GOODS | ONELOCK™ | MONOAXIAL SCREW, TI, | DIA 4.50MM X LENGTH 45MM, 6MM SYSTEM, DUALTHREAD | 16 | No | Yes |  | No | N. A. | No | N. A. | No | Yes | No | Yes | M. L.: MFG/MD/2021/000369 |  | 1 | SPINE PRODUCTS\ONE LOCK\SCREWS | 0 | Correct family name and SNN description on 28APR2023 | Y | SPINE IMPLANTS |  | 1 | No | Yes | Yes | Yes | N. A.
J0233 | J0233.4550 | ONELOCK TI, MONOAXIAL SCREW DIA 4.50MM X LENGTH 50MM, 6MM SYSTEM, DUALTHREAD |  | J0233.4500 | 05 | 2016-06-04 | N. A. | N. A. | N. A. | QPF/J0233 | 02 | 2014-01-17 | N. A. | N. A. | N. A. | PS/J0233 | 01 | 2018-02-15 | N. A. | N. A. | N. A. | J0233 | TMF-1 | IU/2 | Class C | FINISHED GOODS | ONELOCK™ | MONOAXIAL SCREW, TI, | DIA 4.50MM X LENGTH 50MM, 6MM SYSTEM, DUALTHREAD | 16 | No | Yes |  | No | N. A. | No | N. A. | No | Yes | No | Yes | M. L.: MFG/MD/2021/000369 |  | 1 | SPINE PRODUCTS\ONE LOCK\SCREWS | 0 | Correct family name and SNN description on 28APR2023 | Y | SPINE IMPLANTS |  | 1 | No | Yes | Yes | Yes | N. A.
J0233 | J0233.5525 | ONELOCK TI, MONOAXIAL SCREW DIA 5.50MM X LENGTH 25MM, 6MM SYSTEM, DUALTHREAD |  | J0233.5500 | 05 | 2016-06-04 | N. A. | N. A. | N. A. | QPF/J0233 | 02 | 2014-01-17 | N. A. | N. A. | N. A. | PS/J0233 | 01 | 2018-02-15 | N. A. | N. A. | N. A. | J0233 | TMF-1 | IU/2 | Class C | FINISHED GOODS | ONELOCK™ | MONOAXIAL SCREW, TI, | DIA 5.50MM X LENGTH 25MM, 6MM SYSTEM, DUALTHREAD | 16 | No | Yes |  | No | N. A. | No | N. A. | No | Yes | No | Yes | M. L.: MFG/MD/2021/000369 |  | 1 | SPINE PRODUCTS\ONE LOCK\SCREWS | 0 | Correct family name and SNN description on 28APR2023 | Y | SPINE IMPLANTS |  | 1 | No | Yes | Yes | Yes | N. A.
J0233 | J0233.5530 | ONELOCK TI, MONOAXIAL SCREW DIA 5.50MM X LENGTH 30MM, 6MM SYSTEM, DUALTHREAD |  | J0233.5500 | 05 | 2016-06-04 | N. A. | N. A. | N. A. | QPF/J0233 | 02 | 2014-01-17 | N. A. | N. A. | N. A. | PS/J0233 | 01 | 2018-02-15 | N. A. | N. A. | N. A. | J0233 | TMF-1 | IU/2 | Class C | FINISHED GOODS | ONELOCK™ | MONOAXIAL SCREW, TI, | DIA 5.50MM X LENGTH 30MM, 6MM SYSTEM, DUALTHREAD | 16 | No | Yes |  | No | N. A. | No | N. A. | No | Yes | No | Yes | M. L.: MFG/MD/2021/000369 |  | 1 | SPINE PRODUCTS\ONE LOCK\SCREWS | 0 | Correct family name and SNN description on 28APR2023 | Y | SPINE IMPLANTS |  | 1 | No | Yes | Yes | Yes | N. A.
J0233 | J0233.5535 | ONELOCK TI, MONOAXIAL SCREW DIA 5.50MM X LENGTH 35MM, 6MM SYSTEM, DUALTHREAD |  | J0233.5500 | 05 | 2016-06-04 | N. A. | N. A. | N. A. | QPF/J0233 | 02 | 2014-01-17 | N. A. | N. A. | N. A. | PS/J0233 | 01 | 2018-02-15 | N. A. | N. A. | N. A. | J0233 | TMF-1 | IU/2 | Class C | FINISHED GOODS | ONELOCK™ | MONOAXIAL SCREW, TI, | DIA 5.50MM X LENGTH 35MM, 6MM SYSTEM, DUALTHREAD | 16 | No | Yes |  | No | N. A. | No | N. A. | No | Yes | No | Yes | M. L.: MFG/MD/2021/000369 |  | 1 | SPINE PRODUCTS\ONE LOCK\SCREWS | 0 | Correct family name and SNN description on 28APR2023 | N | SPINE IMPLANTS |  | 1 | No | Yes | Yes | Yes | N. A.
J0233 | J0233.5540 | ONELOCK TI, MONOAXIAL SCREW DIA 5.50MM X LENGTH 40MM, 6MM SYSTEM, DUALTHREAD |  | J0233.5500 | 05 | 2016-06-04 | N. A. | N. A. | N. A. | QPF/J0233 | 02 | 2014-01-17 | N. A. | N. A. | N. A. | PS/J0233 | 01 | 2018-02-15 | N. A. | N. A. | N. A. | J0233 | TMF-1 | IU/2 | Class C | FINISHED GOODS | ONELOCK™ | MONOAXIAL SCREW, TI, | DIA 5.50MM X LENGTH 40MM, 6MM SYSTEM, DUALTHREAD | 16 | No | Yes |  | No | N. A. | No | N. A. | No | Yes | No | Yes | M. L.: MFG/MD/2021/000369 |  | 1 | SPINE PRODUCTS\ONE LOCK\SCREWS | 0 | Correct family name and SNN description on 28APR2023 | Y | SPINE IMPLANTS |  | 1 | No | Yes | Yes | Yes | N. A.
J0233 | J0233.5545 | ONELOCK TI, MONOAXIAL SCREW DIA 5.50MM X LENGTH 45MM, 6MM SYSTEM, DUALTHREAD |  | J0233.5500 | 05 | 2016-06-04 | N. A. | N. A. | N. A. | QPF/J0233 | 02 | 2014-01-17 | N. A. | N. A. | N. A. | PS/J0233 | 01 | 2018-02-15 | N. A. | N. A. | N. A. | J0233 | TMF-1 | IU/2 | Class C | FINISHED GOODS | ONELOCK™ | MONOAXIAL SCREW, TI, | DIA 5.50MM X LENGTH 45MM, 6MM SYSTEM, DUALTHREAD | 16 | No | Yes |  | No | N. A. | No | N. A. | No | Yes | No | Yes | M. L.: MFG/MD/2021/000369 |  | 1 | SPINE PRODUCTS\ONE LOCK\SCREWS | 0 | Correct family name and SNN description on 28APR2023 | Y | SPINE IMPLANTS |  | 1 | No | Yes | Yes | Yes | N. A.
J0233 | J0233.5550 | ONELOCK TI, MONOAXIAL SCREW DIA 5.50MM X LENGTH 50MM, 6MM SYSTEM, DUALTHREAD |  | J0233.5500 | 05 | 2016-06-04 | N. A. | N. A. | N. A. | QPF/J0233 | 02 | 2014-01-17 | N. A. | N. A. | N. A. | PS/J0233 | 01 | 2018-02-15 | N. A. | N. A. | N. A. | J0233 | TMF-1 | IU/2 | Class C | FINISHED GOODS | ONELOCK™ | MONOAXIAL SCREW, TI, | DIA 5.50MM X LENGTH 50MM, 6MM SYSTEM, DUALTHREAD | 16 | No | Yes |  | No | N. A. | No | N. A. | No | Yes | No | Yes | M. L.: MFG/MD/2021/000369 |  | 1 | SPINE PRODUCTS\ONE LOCK\SCREWS | 0 | Correct family name and SNN description on 28APR2023 | Y | SPINE IMPLANTS |  | 1 | No | Yes | Yes | Yes | N. A.
J0233 | J0233.6225 | ONELOCK TI, MONOAXIAL SCREW DIA 6.25MM X LENGTH 25MM, 6MM SYSTEM, DUALTHREAD |  | J0233.6200 | 05 | 2016-06-04 | N. A. | N. A. | N. A. | QPF/J0233 | 02 | 2014-01-17 | N. A. | N. A. | N. A. | PS/J0233 | 01 | 2018-02-15 | N. A. | N. A. | N. A. | J0233 | TMF-1 | IU/2 | Class C | FINISHED GOODS | ONELOCK™ | MONOAXIAL SCREW, TI, | DIA 6.25MM X LENGTH 25MM, 6MM SYSTEM, DUALTHREAD | 16 | No | Yes |  | No | N. A. | No | N. A. | No | Yes | No | Yes | M. L.: MFG/MD/2021/000369 |  | 1 | SPINE PRODUCTS\ONE LOCK\SCREWS | 0 | Correct family name and SNN description on 28APR2023 | Y | SPINE IMPLANTS |  | 1 | No | Yes | Yes | Yes | N. A.
J0233 | J0233.6230 | ONELOCK TI, MONOAXIAL SCREW DIA 6.25MM X LENGTH 30MM, 6MM SYSTEM, DUALTHREAD |  | J0233.6200 | 05 | 2016-06-04 | N. A. | N. A. | N. A. | QPF/J0233 | 02 | 2014-01-17 | N. A. | N. A. | N. A. | PS/J0233 | 01 | 2018-02-15 | N. A. | N. A. | N. A. | J0233 | TMF-1 | IU/2 | Class C | FINISHED GOODS | ONELOCK™ | MONOAXIAL SCREW, TI, | DIA 6.25MM X LENGTH 30MM, 6MM SYSTEM, DUALTHREAD | 16 | No | Yes |  | No | N. A. | No | N. A. | No | Yes | No | Yes | M. L.: MFG/MD/2021/000369 |  | 1 | SPINE PRODUCTS\ONE LOCK\SCREWS | 0 | Correct family name and SNN description on 28APR2023 | Y | SPINE IMPLANTS |  | 1 | No | Yes | Yes | Yes | N. A.
J0233 | J0233.6235 | ONELOCK TI, MONOAXIAL SCREW DIA 6.25MM X LENGTH 35MM, 6MM SYSTEM, DUALTHREAD |  | J0233.6200 | 05 | 2016-06-04 | N. A. | N. A. | N. A. | QPF/J0233 | 02 | 2014-01-17 | N. A. | N. A. | N. A. | PS/J0233 | 01 | 2018-02-15 | N. A. | N. A. | N. A. | J0233 | TMF-1 | IU/2 | Class C | FINISHED GOODS | ONELOCK™ | MONOAXIAL SCREW, TI, | DIA 6.25MM X LENGTH 35MM, 6MM SYSTEM, DUALTHREAD | 16 | No | Yes |  | No | N. A. | No | N. A. | No | Yes | No | Yes | M. L.: MFG/MD/2021/000369 |  | 1 | SPINE PRODUCTS\ONE LOCK\SCREWS | 0 | Correct family name and SNN description on 28APR2023 | Y | SPINE IMPLANTS |  | 1 | No | Yes | Yes | Yes | N. A.
J0233 | J0233.6240 | ONELOCK TI, MONOAXIAL SCREW DIA 6.25MM X LENGTH 40MM, 6MM SYSTEM, DUALTHREAD |  | J0233.6200 | 05 | 2016-06-04 | N. A. | N. A. | N. A. | QPF/J0233 | 02 | 2014-01-17 | N. A. | N. A. | N. A. | PS/J0233 | 01 | 2018-02-15 | N. A. | N. A. | N. A. | J0233 | TMF-1 | IU/2 | Class C | FINISHED GOODS | ONELOCK™ | MONOAXIAL SCREW, TI, | DIA 6.25MM X LENGTH 40MM, 6MM SYSTEM, DUALTHREAD | 16 | No | Yes |  | No | N. A. | No | N. A. | No | Yes | No | Yes | M. L.: MFG/MD/2021/000369 |  | 1 | SPINE PRODUCTS\ONE LOCK\SCREWS | 0 | Correct family name and SNN description on 28APR2023 | N | SPINE IMPLANTS |  | 1 | No | Yes | Yes | Yes | N. A.
J0233 | J0233.6245 | ONELOCK TI, MONOAXIAL SCREW DIA 6.25MM X LENGTH 45MM, 6MM SYSTEM, DUALTHREAD |  | J0233.6200 | 05 | 2016-06-04 | N. A. | N. A. | N. A. | QPF/J0233 | 02 | 2014-01-17 | N. A. | N. A. | N. A. | PS/J0233 | 01 | 2018-02-15 | N. A. | N. A. | N. A. | J0233 | TMF-1 | IU/2 | Class C | FINISHED GOODS | ONELOCK™ | MONOAXIAL SCREW, TI, | DIA 6.25MM X LENGTH 45MM, 6MM SYSTEM, DUALTHREAD | 16 | No | Yes |  | No | N. A. | No | N. A. | No | Yes | No | Yes | M. L.: MFG/MD/2021/000369 |  | 1 | SPINE PRODUCTS\ONE LOCK\SCREWS | 0 | Correct family name and SNN description on 28APR2023 | Y | SPINE IMPLANTS |  | 1 | No | Yes | Yes | Yes | N. A.
J0233 | J0233.6250 | ONELOCK TI, MONOAXIAL SCREW DIA 6.25MM X LENGTH 50MM, 6MM SYSTEM, DUALTHREAD |  | J0233.6200 | 05 | 2016-06-04 | N. A. | N. A. | N. A. | QPF/J0233 | 02 | 2014-01-17 | N. A. | N. A. | N. A. | PS/J0233 | 01 | 2018-02-15 | N. A. | N. A. | N. A. | J0233 | TMF-1 | IU/2 | Class C | FINISHED GOODS | ONELOCK™ | MONOAXIAL SCREW, TI, | DIA 6.25MM X LENGTH 50MM, 6MM SYSTEM, DUALTHREAD | 16 | No | Yes |  | No | N. A. | No | N. A. | No | Yes | No | Yes | M. L.: MFG/MD/2021/000369 |  | 1 | SPINE PRODUCTS\ONE LOCK\SCREWS | 0 | Correct family name and SNN description on 28APR2023 | Y | SPINE IMPLANTS |  | 1 | No | Yes | Yes | Yes | N. A.
J0233 | J0233.7030 | ONELOCK TI, MONOAXIAL SCREW DIA 7.00MM X LENGTH 30MM, 6MM SYSTEM, DUALTHREAD |  | J0234.7000 | 05 | 2016-02-11 | N. A. | N. A. | N. A. | QPF/J0233 | 02 | 2014-01-17 | N. A. | N. A. | N. A. | PS/J0233 | 01 | 2018-02-15 | N. A. | N. A. | N. A. | J0233 | TMF-1 | IU/2 | Class C | FINISHED GOODS | ONELOCK™ | MONOAXIAL SCREW, TI, | DIA 7.00MM X LENGTH 30MM, 6MM SYSTEM, DUALTHREAD | 16 | No | Yes |  | No | N. A. | No | N. A. | No | Yes | No | Yes | M. L.: MFG/MD/2021/000369 |  | 1 | SPINE PRODUCTS\ONE LOCK\SCREWS | 0 | Correct family name and SNN description on 28APR2023 | Y | SPINE IMPLANTS |  | 1 | No | Yes | Yes | Yes | N. A.
J0233 | J0233.7035 | ONELOCK TI, MONOAXIAL SCREW DIA 7.00MM X LENGTH 35MM, 6MM SYSTEM, DUALTHREAD |  | J0234.7000 | 05 | 2016-02-11 | N. A. | N. A. | N. A. | QPF/J0233 | 02 | 2014-01-17 | N. A. | N. A. | N. A. | PS/J0233 | 01 | 2018-02-15 | N. A. | N. A. | N. A. | J0233 | TMF-1 | IU/2 | Class C | FINISHED GOODS | ONELOCK™ | MONOAXIAL SCREW, TI, | DIA 7.00MM X LENGTH 35MM, 6MM SYSTEM, DUALTHREAD | 16 | No | Yes |  | No | N. A. | No | N. A. | No | Yes | No | Yes | M. L.: MFG/MD/2021/000369 |  | 1 | SPINE PRODUCTS\ONE LOCK\SCREWS | 0 | Correct family name and SNN description on 28APR2023 | Y | SPINE IMPLANTS |  | 1 | No | Yes | Yes | Yes | N. A.
J0233 | J0233.7040 | ONELOCK TI, MONOAXIAL SCREW DIA 7.00MM X LENGTH 40MM, 6MM SYSTEM, DUALTHREAD |  | J0234.7000 | 05 | 2016-02-11 | N. A. | N. A. | N. A. | QPF/J0233 | 02 | 2014-01-17 | N. A. | N. A. | N. A. | PS/J0233 | 01 | 2018-02-15 | N. A. | N. A. | N. A. | J0233 | TMF-1 | IU/2 | Class C | FINISHED GOODS | ONELOCK™ | MONOAXIAL SCREW, TI, | DIA 7.00MM X LENGTH 40MM, 6MM SYSTEM, DUALTHREAD | 16 | No | Yes |  | No | N. A. | No | N. A. | No | Yes | No | Yes | M. L.: MFG/MD/2021/000369 |  | 1 | SPINE PRODUCTS\ONE LOCK\SCREWS | 0 | Correct family name and SNN description on 28APR2023 | Y | SPINE IMPLANTS |  | 1 | No | Yes | Yes | Yes | N. A.
J0233 | J0233.7045 | ONELOCK TI, MONOAXIAL SCREW DIA 7.00MM X LENGTH 45MM, 6MM SYSTEM, DUALTHREAD |  | J0234.7000 | 05 | 2016-02-11 | N. A. | N. A. | N. A. | QPF/J0233 | 02 | 2014-01-17 | N. A. | N. A. | N. A. | PS/J0233 | 01 | 2018-02-15 | N. A. | N. A. | N. A. | J0233 | TMF-1 | IU/2 | Class C | FINISHED GOODS | ONELOCK™ | MONOAXIAL SCREW, TI, | DIA 7.00MM X LENGTH 45MM, 6MM SYSTEM, DUALTHREAD | 16 | No | Yes |  | No | N. A. | No | N. A. | No | Yes | No | Yes | M. L.: MFG/MD/2021/000369 |  | 1 | SPINE PRODUCTS\ONE LOCK\SCREWS | 0 | Correct family name and SNN description on 28APR2023 | Y | SPINE IMPLANTS |  | 1 | No | Yes | Yes | Yes | N. A.
J0233 | J0233.7050 | ONELOCK TI, MONOAXIAL SCREW DIA 7.00MM X LENGTH 50MM, 6MM SYSTEM, DUALTHREAD |  | J0234.7000 | 05 | 2016-02-11 | N. A. | N. A. | N. A. | QPF/J0233 | 02 | 2014-01-17 | N. A. | N. A. | N. A. | PS/J0233 | 01 | 2018-02-15 | N. A. | N. A. | N. A. | J0233 | TMF-1 | IU/2 | Class C | FINISHED GOODS | ONELOCK™ | MONOAXIAL SCREW, TI, | DIA 7.00MM X LENGTH 50MM, 6MM SYSTEM, DUALTHREAD | 16 | No | Yes |  | No | N. A. | No | N. A. | No | Yes | No | Yes | M. L.: MFG/MD/2021/000369 |  | 1 | SPINE PRODUCTS\ONE LOCK\SCREWS | 0 | Correct family name and SNN description on 28APR2023 | Y | SPINE IMPLANTS |  | 1 | No | Yes | Yes | Yes | N. A.
J0234 | J0234.4520 | ONELOCK TI, MULTIAXIAL SCREW DIA 4.50MM X LENGTH 20MM, 6MM SYSTEM, DUALTHREAD |  | J0234.4520 | 03 | 2016-02-11 | N. A. | N. A. | N. A. | QPF/J0234 | N. A. | N. A. | N. A. | N. A. | N. A. | PS/J0231 | N. A. | N. A. | N. A. | N. A. | N. A. | J0234.XX20 | TMF-1 | IU/2 | Class C | FINISHED GOODS | ONELOCK™ | MULTIAXIAL SCREW, TI, | DIA 4.50MM X LENGTH 20MM, 6MM SYSTEM, DUALTHREAD | 16 | No | Yes |  | No | N. A. | No | N. A. | No | Yes | No | Yes | M. L.: MFG/MD/2021/000369 |  | 1 | SPINE PRODUCTS\ONE LOCK\SCREWS | 0 | Replaced new manufacturing license number MFG/MD/2021/000369 | Y | SPINE IMPLANTS |  | 1 | No | Yes | Yes | Yes | N. A.
J0234 | J0234.4525 | ONELOCK TI, MULTIAXIAL SCREW DIA 4.50MM X LENGTH 25MM, 6MM SYSTEM, DUALTHREAD |  | J0234.4520 | 03 | 2016-02-11 | N. A. | N. A. | N. A. | QPF/J0234 | N. A. | N. A. | N. A. | N. A. | N. A. | PS/J0231 | N. A. | N. A. | N. A. | N. A. | N. A. | J0234.XX20 | TMF-1 | IU/2 | Class C | FINISHED GOODS | ONELOCK™ | MULTIAXIAL SCREW, TI, | DIA 4.50MM X LENGTH 25MM, 6MM SYSTEM, DUALTHREAD | 16 | No | Yes |  | No | N. A. | No | N. A. | No | Yes | No | Yes | M. L.: MFG/MD/2021/000369 |  | 1 | SPINE PRODUCTS\ONE LOCK\SCREWS | 0 | Replaced new manufacturing license number MFG/MD/2021/000369 | N | SPINE IMPLANTS |  | 1 | No | Yes | Yes | Yes | N. A.
J0234 | J0234.4530 | ONELOCK TI, MULTIAXIAL SCREW DIA 4.50MM X LENGTH 30MM, 6MM SYSTEM, DUALTHREAD |  | J0234.4500 | 05 | 2016-02-11 | N. A. | N. A. | N. A. | QPF/J0234 | N. A. | N. A. | N. A. | N. A. | N. A. | PS/J0231 | N. A. | N. A. | N. A. | N. A. | N. A. | J0234 | TMF-1 | IU/2 | Class C | FINISHED GOODS | ONELOCK™ | MULTIAXIAL SCREW, TI, | DIA 4.50MM X LENGTH 30MM, 6MM SYSTEM, DUALTHREAD | 16 | No | Yes |  | No | N. A. | No | N. A. | No | Yes | No | Yes | M. L.: MFG/MD/2021/000369 |  | 1 | SPINE PRODUCTS\ONE LOCK\SCREWS | 0 | Replaced new manufacturing license number MFG/MD/2021/000369 | N | SPINE IMPLANTS |  | 1 | No | Yes | Yes | Yes | N. A.
J0234 | J0234.4535 | ONELOCK TI, MULTIAXIAL SCREW DIA 4.50MM X LENGTH 35MM, 6MM SYSTEM, DUALTHREAD |  | J0234.4500 | 05 | 2016-02-11 | N. A. | N. A. | N. A. | QPF/J0234 | N. A. | N. A. | N. A. | N. A. | N. A. | PS/J0231 | N. A. | N. A. | N. A. | N. A. | N. A. | J0234 | TMF-1 | IU/2 | Class C | FINISHED GOODS | ONELOCK™ | MULTIAXIAL SCREW, TI, | DIA 4.50MM X LENGTH 35MM, 6MM SYSTEM, DUALTHREAD | 16 | No | Yes |  | No | N. A. | No | N. A. | No | Yes | No | Yes | M. L.: MFG/MD/2021/000369 |  | 1 | SPINE PRODUCTS\ONE LOCK\SCREWS | 0 | Correct family name and SNN description on 28APR2023 | N | SPINE IMPLANTS |  | 1 | No | Yes | Yes | Yes | N. A.
J0234 | J0234.4540 | ONELOCK TI, MULTIAXIAL SCREW DIA 4.50MM X LENGTH 40MM, 6MM SYSTEM, DUALTHREAD |  | J0234.4500 | 05 | 2016-02-11 | N. A. | N. A. | N. A. | QPF/J0234 | N. A. | N. A. | N. A. | N. A. | N. A. | PS/J0231 | N. A. | N. A. | N. A. | N. A. | N. A. | J0234 | TMF-1 | IU/2 | Class C | FINISHED GOODS | ONELOCK™ | MULTIAXIAL SCREW, TI, | DIA 4.50MM X LENGTH 40MM, 6MM SYSTEM, DUALTHREAD | 16 | No | Yes |  | No | N. A. | No | N. A. | No | Yes | No | Yes | M. L.: MFG/MD/2021/000369 |  | 1 | SPINE PRODUCTS\ONE LOCK\SCREWS | 0 | Replaced new manufacturing license number MFG/MD/2021/000369 | N | SPINE IMPLANTS |  | 1 | No | Yes | Yes | Yes | N. A.
J0234 | J0234.4545 | ONELOCK TI, MULTIAXIAL SCREW DIA 4.50MM X LENGTH 45MM, 6MM SYSTEM, DUALTHREAD |  | J0234.4500 | 05 | 2016-02-11 | N. A. | N. A. | N. A. | QPF/J0234 | N. A. | N. A. | N. A. | N. A. | N. A. | PS/J0231 | N. A. | N. A. | N. A. | N. A. | N. A. | J0234 | TMF-1 | IU/2 | Class C | FINISHED GOODS | ONELOCK™ | MULTIAXIAL SCREW, TI, | DIA 4.50MM X LENGTH 45MM, 6MM SYSTEM, DUALTHREAD | 16 | No | Yes |  | No | N. A. | No | N. A. | No | Yes | No | Yes | M. L.: MFG/MD/2021/000369 |  | 1 | SPINE PRODUCTS\ONE LOCK\SCREWS | 0 | Replaced new manufacturing license number MFG/MD/2021/000369 | Y | SPINE IMPLANTS |  | 1 | No | Yes | Yes | Yes | N. A.
J0234 | J0234.4550 | ONELOCK TI, MULTIAXIAL SCREW DIA 4.50MM X LENGTH 50MM, 6MM SYSTEM, DUALTHREAD |  | J0234.4500 | 05 | 2016-02-11 | N. A. | N. A. | N. A. | QPF/J0234 | N. A. | N. A. | N. A. | N. A. | N. A. | PS/J0231 | N. A. | N. A. | N. A. | N. A. | N. A. | J0234 | TMF-1 | IU/2 | Class C | FINISHED GOODS | ONELOCK™ | MULTIAXIAL SCREW, TI, | DIA 4.50MM X LENGTH 50MM, 6MM SYSTEM, DUALTHREAD | 16 | No | Yes |  | No | N. A. | No | N. A. | No | Yes | No | Yes | M. L.: MFG/MD/2021/000369 |  | 1 | SPINE PRODUCTS\ONE LOCK\SCREWS | 0 | Replaced new manufacturing license number MFG/MD/2021/000369 | Y | SPINE IMPLANTS |  | 1 | No | Yes | Yes | Yes | N. A.
J0234 | J0234.4555 | ONELOCK TI, MULTIAXIAL SCREW DIA 4.50MM X LENGTH 55MM, 6MM SYSTEM, DUALTHREAD |  | J0234.4500 | 05 | 2016-02-11 | N. A. | N. A. | N. A. | QPF/J0234 | N. A. | N. A. | N. A. | N. A. | N. A. | PS/J0231 | N. A. | N. A. | N. A. | N. A. | N. A. | J0234 | TMF-1 | IU/2 | Class C | FINISHED GOODS | ONELOCK™ | MULTIAXIAL SCREW, TI, | DIA 4.50MM X LENGTH 55MM, 6MM SYSTEM, DUALTHREAD | 16 | No | Yes |  | No | N. A. | No | N. A. | No | Yes | No | Yes | M. L.: MFG/MD/2021/000369 |  | 1 | SPINE PRODUCTS\ONE LOCK\SCREWS | 0 | Replaced new manufacturing license number MFG/MD/2021/000369 | Y | SPINE IMPLANTS |  | 1 | No | Yes | Yes | Yes | N. A.
J0234 | J0234.4560 | ONELOCK TI, MULTIAXIAL SCREW DIA 4.50MM X LENGTH 60MM, 6MM SYSTEM, DUALTHREAD |  | J0234.4500 | 05 | 2016-02-11 | N. A. | N. A. | N. A. | QPF/J0234 | N. A. | N. A. | N. A. | N. A. | N. A. | PS/J0231 | N. A. | N. A. | N. A. | N. A. | N. A. | J0234 | TMF-1 | IU/2 | Class C | FINISHED GOODS | ONELOCK™ | MULTIAXIAL SCREW, TI, | DIA 4.50MM X LENGTH 60MM, 6MM SYSTEM, DUALTHREAD | 16 | No | Yes |  | No | N. A. | No | N. A. | No | Yes | No | Yes | M. L.: MFG/MD/2021/000369 |  | 1 | SPINE PRODUCTS\ONE LOCK\SCREWS | 0 | Replaced new manufacturing license number MFG/MD/2021/000369 | Y | SPINE IMPLANTS |  | 1 | No | Yes | Yes | Yes | N. A.
J0234 | J0234.5520 | ONELOCK TI, MULTIAXIAL SCREW DIA 5.50MM X LENGTH 20MM, 6MM SYSTEM, DUALTHREAD |  | J0234.5520 | 03 | 2016-02-11 | N. A. | N. A. | N. A. | QPF/J0234 | N. A. | N. A. | N. A. | N. A. | N. A. | PS/J0231 | N. A. | N. A. | N. A. | N. A. | N. A. | J0234.XX20 | TMF-1 | IU/2 | Class C | FINISHED GOODS | ONELOCK™ | MULTIAXIAL SCREW, TI, | DIA 5.50MM X LENGTH 20MM, 6MM SYSTEM, DUALTHREAD | 16 | No | Yes |  | No | N. A. | No | N. A. | No | Yes | No | Yes | M. L.: MFG/MD/2021/000369 |  | 1 | SPINE PRODUCTS\ONE LOCK\SCREWS | 0 | Replaced new manufacturing license number MFG/MD/2021/000369 | Y | SPINE IMPLANTS |  | 1 | No | Yes | Yes | Yes | N. A.
J0234 | J0234.5525 | ONELOCK TI, MULTIAXIAL SCREW DIA 5.50MM X LENGTH 25MM, 6MM SYSTEM, DUALTHREAD |  | J0234.5520 | 03 | 2016-02-11 | N. A. | N. A. | N. A. | QPF/J0234 | N. A. | N. A. | N. A. | N. A. | N. A. | PS/J0231 | N. A. | N. A. | N. A. | N. A. | N. A. | J0234.XX20 | TMF-1 | IU/2 | Class C | FINISHED GOODS | ONELOCK™ | MULTIAXIAL SCREW, TI, | DIA 5.50MM X LENGTH 25MM, 6MM SYSTEM, DUALTHREAD | 16 | No | Yes |  | No | N. A. | No | N. A. | No | Yes | No | Yes | M. L.: MFG/MD/2021/000369 |  | 1 | SPINE PRODUCTS\ONE LOCK\SCREWS | 0 | Replaced new manufacturing license number MFG/MD/2021/000369 | Y | SPINE IMPLANTS |  | 1 | No | Yes | Yes | Yes | N. A.
J0234 | J0234.5530 | ONELOCK TI, MULTIAXIAL SCREW DIA 5.50MM X LENGTH 30MM, 6MM SYSTEM, DUALTHREAD |  | J0234.5500 | 05 | 2016-02-11 | N. A. | N. A. | N. A. | QPF/J0234 | N. A. | N. A. | N. A. | N. A. | N. A. | PS/J0231 | N. A. | N. A. | N. A. | N. A. | N. A. | J0234 | TMF-1 | IU/2 | Class C | FINISHED GOODS | ONELOCK™ | MULTIAXIAL SCREW, TI, | DIA 5.50MM X LENGTH 30MM, 6MM SYSTEM, DUALTHREAD | 16 | No | Yes |  | No | N. A. | No | N. A. | No | Yes | No | Yes | M. L.: MFG/MD/2021/000369 |  | 1 | SPINE PRODUCTS\ONE LOCK\SCREWS | 0 | Replaced new manufacturing license number MFG/MD/2021/000369 | N | SPINE IMPLANTS |  | 1 | No | Yes | Yes | Yes | N. A.
J0234 | J0234.5535 | ONELOCK TI, MULTIAXIAL SCREW DIA 5.50MM X LENGTH 35MM, 6MM SYSTEM, DUALTHREAD |  | J0234.5500 | 05 | 2016-02-11 | N. A. | N. A. | N. A. | QPF/J0234 | N. A. | N. A. | N. A. | N. A. | N. A. | PS/J0231 | N. A. | N. A. | N. A. | N. A. | N. A. | J0234 | TMF-1 | IU/2 | Class C | FINISHED GOODS | ONELOCK™ | MULTIAXIAL SCREW, TI, | DIA 5.50MM X LENGTH 35MM, 6MM SYSTEM, DUALTHREAD | 16 | No | Yes |  | No | N. A. | No | N. A. | No | Yes | No | Yes | M. L.: MFG/MD/2021/000369 |  | 1 | SPINE PRODUCTS\ONE LOCK\SCREWS | 0 | Replaced new manufacturing license number MFG/MD/2021/000369 | N | SPINE IMPLANTS |  | 1 | No | Yes | Yes | Yes | N. A.
J0234 | J0234.5540 | ONELOCK TI, MULTIAXIAL SCREW DIA 5.50MM X LENGTH 40MM, 6MM SYSTEM, DUALTHREAD |  | J0234.5500 | 05 | 2016-02-11 | N. A. | N. A. | N. A. | QPF/J0234 | N. A. | N. A. | N. A. | N. A. | N. A. | PS/J0231 | N. A. | N. A. | N. A. | N. A. | N. A. | J0234 | TMF-1 | IU/2 | Class C | FINISHED GOODS | ONELOCK™ | MULTIAXIAL SCREW, TI, | DIA 5.50MM X LENGTH 40MM, 6MM SYSTEM, DUALTHREAD | 16 | No | Yes |  | No | N. A. | No | N. A. | No | Yes | No | Yes | M. L.: MFG/MD/2021/000369 |  | 1 | SPINE PRODUCTS\ONE LOCK\SCREWS | 0 | Replaced new manufacturing license number MFG/MD/2021/000369 | N | SPINE IMPLANTS |  | 1 | No | Yes | Yes | Yes | N. A.
J0234 | J0234.5545 | ONELOCK TI, MULTIAXIAL SCREW DIA 5.50MM X LENGTH 45MM, 6MM SYSTEM, DUALTHREAD |  | J0234.5500 | 05 | 2016-02-11 | N. A. | N. A. | N. A. | QPF/J0234 | N. A. | N. A. | N. A. | N. A. | N. A. | PS/J0231 | N. A. | N. A. | N. A. | N. A. | N. A. | J0234 | TMF-1 | IU/2 | Class C | FINISHED GOODS | ONELOCK™ | MULTIAXIAL SCREW, TI, | DIA 5.50MM X LENGTH 45MM, 6MM SYSTEM, DUALTHREAD | 16 | No | Yes |  | No | N. A. | No | N. A. | No | Yes | No | Yes | M. L.: MFG/MD/2021/000369 |  | 1 | SPINE PRODUCTS\ONE LOCK\SCREWS | 0 | Correct family name and SNN description on 28APR2023 | N | SPINE IMPLANTS |  | 1 | No | Yes | Yes | Yes | N. A.
J0234 | J0234.5550 | ONELOCK TI, MULTIAXIAL SCREW DIA 5.50MM X LENGTH 50MM, 6MM SYSTEM, DUALTHREAD |  | J0234.5500 | 05 | 2016-02-11 | N. A. | N. A. | N. A. | QPF/J0234 | N. A. | N. A. | N. A. | N. A. | N. A. | PS/J0231 | N. A. | N. A. | N. A. | N. A. | N. A. | J0234 | TMF-1 | IU/2 | Class C | FINISHED GOODS | ONELOCK™ | MULTIAXIAL SCREW, TI, | DIA 5.50MM X LENGTH 50MM, 6MM SYSTEM, DUALTHREAD | 16 | No | Yes |  | No | N. A. | No | N. A. | No | Yes | No | Yes | M. L.: MFG/MD/2021/000369 |  | 1 | SPINE PRODUCTS\ONE LOCK\SCREWS | 0 | Replaced new manufacturing license number MFG/MD/2021/000369 | N | SPINE IMPLANTS |  | 1 | No | Yes | Yes | Yes | N. A.
J0234 | J0234.5555 | ONELOCK TI, MULTIAXIAL SCREW DIA 5.50MM X LENGTH 55MM, 6MM SYSTEM, DUALTHREAD |  | J0234.5500 | 05 | 2016-02-11 | N. A. | N. A. | N. A. | QPF/J0234 | N. A. | N. A. | N. A. | N. A. | N. A. | PS/J0231 | N. A. | N. A. | N. A. | N. A. | N. A. | J0234 | TMF-1 | IU/2 | Class C | FINISHED GOODS | ONELOCK™ | MULTIAXIAL SCREW, TI, | DIA 5.50MM X LENGTH 55MM, 6MM SYSTEM, DUALTHREAD | 16 | No | Yes |  | No | N. A. | No | N. A. | No | Yes | No | Yes | M. L.: MFG/MD/2021/000369 |  | 1 | SPINE PRODUCTS\ONE LOCK\SCREWS | 0 | Replaced new manufacturing license number MFG/MD/2021/000369 | Y | SPINE IMPLANTS |  | 1 | No | Yes | Yes | Yes | N. A.
J0234 | J0234.5560 | ONELOCK TI, MULTIAXIAL SCREW DIA 5.50MM X LENGTH 60MM, 6MM SYSTEM, DUALTHREAD |  | J0234.5500 | 05 | 2016-02-11 | N. A. | N. A. | N. A. | QPF/J0234 | N. A. | N. A. | N. A. | N. A. | N. A. | PS/J0231 | N. A. | N. A. | N. A. | N. A. | N. A. | J0234 | TMF-1 | IU/2 | Class C | FINISHED GOODS | ONELOCK™ | MULTIAXIAL SCREW, TI, | DIA 5.50MM X LENGTH 60MM, 6MM SYSTEM, DUALTHREAD | 16 | No | Yes |  | No | N. A. | No | N. A. | No | Yes | No | Yes | M. L.: MFG/MD/2021/000369 |  | 1 | SPINE PRODUCTS\ONE LOCK\SCREWS | 0 | Replaced new manufacturing license number MFG/MD/2021/000369 | Y | SPINE IMPLANTS |  | 1 | No | Yes | Yes | Yes | N. A.
J0234 | J0234.6220 | ONELOCK TI, MULTIAXIAL SCREW DIA 6.25MM X LENGTH 20MM, 6MM SYSTEM, DUALTHREAD |  | J0234.6220 | N. A. | N. A. | N. A. | N. A. | N. A. | QPF/J0234 | N. A. | N. A. | N. A. | N. A. | N. A. | PS/J0231 | N. A. | N. A. | N. A. | N. A. | N. A. | J0234.XX20 | TMF-1 | IU/2 | Class C | FINISHED GOODS | ONELOCK™ | MULTIAXIAL SCREW, TI, | DIA 6.25MM X LENGTH 20MM, 6MM SYSTEM, DUALTHREAD | 16 | No | Yes |  | No | N. A. | No | N. A. | No | Yes | No | Yes | M. L.: MFG/MD/2021/000369 |  | 1 | SPINE PRODUCTS\ONE LOCK\SCREWS | 0 | Replaced new manufacturing license number MFG/MD/2021/000369 | Y | SPINE IMPLANTS |  | 1 | No | Yes | Yes | Yes | N. A.
J0234 | J0234.6225 | ONELOCK TI, MULTIAXIAL SCREW DIA 6.25MM X LENGTH 25MM, 6MM SYSTEM, DUALTHREAD |  | J0234.6220 | N. A. | N. A. | N. A. | N. A. | N. A. | QPF/J0234 | N. A. | N. A. | N. A. | N. A. | N. A. | PS/J0231 | N. A. | N. A. | N. A. | N. A. | N. A. | J0234.XX20 | TMF-1 | IU/2 | Class C | FINISHED GOODS | ONELOCK™ | MULTIAXIAL SCREW, TI, | DIA 6.25MM X LENGTH 25MM, 6MM SYSTEM, DUALTHREAD | 16 | No | Yes |  | No | N. A. | No | N. A. | No | Yes | No | Yes | M. L.: MFG/MD/2021/000369 |  | 1 | SPINE PRODUCTS\ONE LOCK\SCREWS | 0 | Replaced new manufacturing license number MFG/MD/2021/000369 | Y | SPINE IMPLANTS |  | 1 | No | Yes | Yes | Yes | N. A.
J0234 | J0234.6230 | ONELOCK TI, MULTIAXIAL SCREW DIA 6.25MM X LENGTH 30MM, 6MM SYSTEM, DUALTHREAD |  | J0234.6200 | 06 | 2016-02-11 | N. A. | N. A. | N. A. | QPF/J0234 | N. A. | N. A. | N. A. | N. A. | N. A. | PS/J0231 | N. A. | N. A. | N. A. | N. A. | N. A. | J0234 | TMF-1 | IU/2 | Class C | FINISHED GOODS | ONELOCK™ | MULTIAXIAL SCREW, TI, | DIA 6.25MM X LENGTH 30MM, 6MM SYSTEM, DUALTHREAD | 16 | No | Yes |  | No | N. A. | No | N. A. | No | Yes | No | Yes | M. L.: MFG/MD/2021/000369 |  | 1 | SPINE PRODUCTS\ONE LOCK\SCREWS | 0 | Replaced new manufacturing license number MFG/MD/2021/000369 | N | SPINE IMPLANTS |  | 1 | No | Yes | Yes | Yes | N. A.
J0234 | J0234.6235 | ONELOCK TI, MULTIAXIAL SCREW DIA 6.25MM X LENGTH 35MM, 6MM SYSTEM, DUALTHREAD |  | J0234.6200 | 06 | 2016-02-11 | N. A. | N. A. | N. A. | QPF/J0234 | N. A. | N. A. | N. A. | N. A. | N. A. | PS/J0231 | N. A. | N. A. | N. A. | N. A. | N. A. | J0234 | TMF-1 | IU/2 | Class C | FINISHED GOODS | ONELOCK™ | MULTIAXIAL SCREW, TI, | DIA 6.25MM X LENGTH 35MM, 6MM SYSTEM, DUALTHREAD | 16 | No | Yes |  | No | N. A. | No | N. A. | No | Yes | No | Yes | M. L.: MFG/MD/2021/000369 |  | 1 | SPINE PRODUCTS\ONE LOCK\SCREWS | 0 | Correct family name and SNN description on 28APR2023 | N | SPINE IMPLANTS |  | 1 | No | Yes | Yes | Yes | N. A.
J0234 | J0234.6240 | ONELOCK TI, MULTIAXIAL SCREW DIA 6.25MM X LENGTH 40MM, 6MM SYSTEM, DUALTHREAD |  | J0234.6200 | 06 | 2016-02-11 | N. A. | N. A. | N. A. | QPF/J0234 | N. A. | N. A. | N. A. | N. A. | N. A. | PS/J0231 | N. A. | N. A. | N. A. | N. A. | N. A. | J0234 | TMF-1 | IU/2 | Class C | FINISHED GOODS | ONELOCK™ | MULTIAXIAL SCREW, TI, | DIA 6.25MM X LENGTH 40MM, 6MM SYSTEM, DUALTHREAD | 16 | No | Yes |  | No | N. A. | No | N. A. | No | Yes | No | Yes | M. L.: MFG/MD/2021/000369 |  | 1 | SPINE PRODUCTS\ONE LOCK\SCREWS | 0 | Replaced new manufacturing license number MFG/MD/2021/000369 | N | SPINE IMPLANTS |  | 1 | No | Yes | Yes | Yes | N. A.
J0234 | J0234.6245 | ONELOCK TI, MULTIAXIAL SCREW DIA 6.25MM X LENGTH 45MM, 6MM SYSTEM, DUALTHREAD |  | J0234.6200 | 06 | 2016-02-11 | N. A. | N. A. | N. A. | QPF/J0234 | N. A. | N. A. | N. A. | N. A. | N. A. | PS/J0231 | N. A. | N. A. | N. A. | N. A. | N. A. | J0234 | TMF-1 | IU/2 | Class C | FINISHED GOODS | ONELOCK™ | MULTIAXIAL SCREW, TI, | DIA 6.25MM X LENGTH 45MM, 6MM SYSTEM, DUALTHREAD | 16 | No | Yes |  | No | N. A. | No | N. A. | No | Yes | No | Yes | M. L.: MFG/MD/2021/000369 |  | 1 | SPINE PRODUCTS\ONE LOCK\SCREWS | 0 | Replaced new manufacturing license number MFG/MD/2021/000369 | N | SPINE IMPLANTS |  | 1 | No | Yes | Yes | Yes | N. A.
J0234 | J0234.6250 | ONELOCK TI, MULTIAXIAL SCREW DIA 6.25MM X LENGTH 50MM, 6MM SYSTEM, DUALTHREAD |  | J0234.6200 | 06 | 2016-02-11 | N. A. | N. A. | N. A. | QPF/J0234 | N. A. | N. A. | N. A. | N. A. | N. A. | PS/J0231 | N. A. | N. A. | N. A. | N. A. | N. A. | J0234 | TMF-1 | IU/2 | Class C | FINISHED GOODS | ONELOCK™ | MULTIAXIAL SCREW, TI, | DIA 6.25MM X LENGTH 50MM, 6MM SYSTEM, DUALTHREAD | 16 | No | Yes |  | No | N. A. | No | N. A. | No | Yes | No | Yes | M. L.: MFG/MD/2021/000369 |  | 1 | SPINE PRODUCTS\ONE LOCK\SCREWS | 0 | Replaced new manufacturing license number MFG/MD/2021/000369 | N | SPINE IMPLANTS |  | 1 | No | Yes | Yes | Yes | N. A.
J0234 | J0234.6255 | ONELOCK TI, MULTIAXIAL SCREW DIA 6.25MM X LENGTH 55MM , 6MM SYSTEM, DUALTHREAD |  | J0234.6200 | 06 | 2016-02-11 | N. A. | N. A. | N. A. | QPF/J0234 | N. A. | N. A. | N. A. | N. A. | N. A. | PS/J0231 | N. A. | N. A. | N. A. | N. A. | N. A. | J0234 | TMF-1 | IU/2 | Class C | FINISHED GOODS | ONELOCK™ | MULTIAXIAL SCREW, TI, | DIA 6.25MM X LENGTH 55MM , 6MM SYSTEM, DUALTHREAD | 16 | No | Yes |  | No | N. A. | No | N. A. | No | Yes | No | Yes | M. L.: MFG/MD/2021/000369 |  | 1 | SPINE PRODUCTS\ONE LOCK\SCREWS | 0 | Activated on 03JAN2024 | N | SPINE IMPLANTS |  | 1 | No | Yes | Yes | Yes | N. A.
J0234 | J0234.6260 | ONELOCK TI, MULTIAXIAL SCREW DIA 6.25MM X LENGTH 60MM , 6MM SYSTEM, DUALTHREAD |  | J0234.6200 | 06 | 2016-02-11 | N. A. | N. A. | N. A. | QPF/J0234 | N. A. | N. A. | N. A. | N. A. | N. A. | PS/J0231 | N. A. | N. A. | N. A. | N. A. | N. A. | J0234 | TMF-1 | IU/2 | Class C | FINISHED GOODS | ONELOCK™ | MULTIAXIAL SCREW, TI, | DIA 6.25MM X LENGTH 60MM , 6MM SYSTEM, DUALTHREAD | 16 | No | Yes |  | No | N. A. | No | N. A. | No | Yes | No | Yes | M. L.: MFG/MD/2021/000369 |  | 1 | SPINE PRODUCTS\ONE LOCK\SCREWS | 0 | Replaced new manufacturing license number MFG/MD/2021/000369 | Y | SPINE IMPLANTS |  | 1 | No | Yes | Yes | Yes | N. A.
J0234 | J0234.6270 | ONELOCK TI, MULTIAXIAL SCREW DIA 6.25MM X LENGTH 70MM , 6MM SYSTEM, DUALTHREAD |  | J0234.6200 | 06 | 2016-02-11 | N. A. | N. A. | N. A. | QPF/J0234 | N. A. | N. A. | N. A. | N. A. | N. A. | PS/J0231 | N. A. | N. A. | N. A. | N. A. | N. A. | J0234 | TMF-1 | IU/2 | Class C | FINISHED GOODS | ONELOCK™ | MULTIAXIAL SCREW, TI, | DIA 6.25MM X LENGTH 70MM , 6MM SYSTEM, DUALTHREAD | 16 | No | Yes |  | No | N. A. | No | N. A. | No | Yes | No | Yes | M. L.: MFG/MD/2021/000369 |  | 1 | SPINE PRODUCTS\ONE LOCK\SCREWS | 0 | Replaced new manufacturing license number MFG/MD/2021/000369 | Y | SPINE IMPLANTS |  | 1 | No | Yes | Yes | Yes | N. A.
J0234 | J0234.6280 | ONELOCK TI, MULTIAXIAL SCREW DIA 6.25MM X LENGTH 80MM , 6MM SYSTEM, DUALTHREAD |  | J0234.6200 | 06 | 2016-02-11 | N. A. | N. A. | N. A. | QPF/J0234 | N. A. | N. A. | N. A. | N. A. | N. A. | PS/J0231 | N. A. | N. A. | N. A. | N. A. | N. A. | J0234 | TMF-1 | IU/2 | Class C | FINISHED GOODS | ONELOCK™ | MULTIAXIAL SCREW, TI, | DIA 6.25MM X LENGTH 80MM , 6MM SYSTEM, DUALTHREAD | 16 | No | Yes |  | No | N. A. | No | N. A. | No | Yes | No | Yes | M. L.: MFG/MD/2021/000369 |  | 1 | SPINE PRODUCTS\ONE LOCK\SCREWS | 0 | Replaced new manufacturing license number MFG/MD/2021/000369 | Y | SPINE IMPLANTS |  | 1 | No | Yes | Yes | Yes | N. A.
J0234 | J0234.7020 | ONELOCK TI, MULTIAXIAL SCREW DIA 7.00MM X LENGTH 20MM, 6MM SYSTEM, DUALTHREAD |  | J0234.7000 | 05 | 2016-02-11 | N. A. | N. A. | N. A. | QPF/J0234 | N. A. | N. A. | N. A. | N. A. | N. A. | PS/J0231 | N. A. | N. A. | N. A. | N. A. | N. A. | J0234.XX20 | TMF-1 | IU/2 | Class C | FINISHED GOODS | ONELOCK™ | MULTIAXIAL SCREW, TI, | DIA 7.00MM X LENGTH 20MM, 6MM SYSTEM, DUALTHREAD | 16 | No | Yes |  | No | N. A. | No | N. A. | No | Yes | No | Yes | M. L.: MFG/MD/2021/000369 |  | 1 | SPINE PRODUCTS\ONE LOCK\SCREWS | 0 | Replaced new manufacturing license number MFG/MD/2021/000369 | Y | SPINE IMPLANTS |  | 1 | No | Yes | Yes | Yes | N. A.
J0234 | J0234.7025 | ONELOCK TI, MULTIAXIAL SCREW DIA 7.00MM X LENGTH 25MM, 6MM SYSTEM, DUALTHREAD |  | J0234.7000 | 05 | 2016-02-11 | N. A. | N. A. | N. A. | QPF/J0234 | N. A. | N. A. | N. A. | N. A. | N. A. | PS/J0231 | N. A. | N. A. | N. A. | N. A. | N. A. | J0234.XX20 | TMF-1 | IU/2 | Class C | FINISHED GOODS | ONELOCK™ | MULTIAXIAL SCREW, TI, | DIA 7.00MM X LENGTH 25MM, 6MM SYSTEM, DUALTHREAD | 16 | No | Yes |  | No | N. A. | No | N. A. | No | Yes | No | Yes | M. L.: MFG/MD/2021/000369 |  | 1 | SPINE PRODUCTS\ONE LOCK\SCREWS | 0 | Replaced new manufacturing license number MFG/MD/2021/000369 | Y | SPINE IMPLANTS |  | 1 | No | Yes | Yes | Yes | N. A.
J0234 | J0234.7030 | ONELOCK TI, MULTIAXIAL SCREW DIA 7.00MM X LENGTH 30MM, 6MM SYSTEM, DUALTHREAD |  | J0234.7000 | 05 | 2016-02-11 | N. A. | N. A. | N. A. | QPF/J0234 | N. A. | N. A. | N. A. | N. A. | N. A. | PS/J0231 | N. A. | N. A. | N. A. | N. A. | N. A. | J0234 | TMF-1 | IU/2 | Class C | FINISHED GOODS | ONELOCK™ | MULTIAXIAL SCREW, TI, | DIA 7.00MM X LENGTH 30MM, 6MM SYSTEM, DUALTHREAD | 16 | No | Yes |  | No | N. A. | No | N. A. | No | Yes | No | Yes | M. L.: MFG/MD/2021/000369 |  | 1 | SPINE PRODUCTS\ONE LOCK\SCREWS | 0 | Activated on 03JAN2024 | N | SPINE IMPLANTS |  | 1 | No | Yes | Yes | Yes | N. A.
J0234 | J0234.7035 | ONELOCK TI, MULTIAXIAL SCREW DIA 7.00MM X LENGTH 35MM, 6MM SYSTEM, DUALTHREAD |  | J0234.7000 | 05 | 2016-02-11 | N. A. | N. A. | N. A. | QPF/J0234 | N. A. | N. A. | N. A. | N. A. | N. A. | PS/J0231 | N. A. | N. A. | N. A. | N. A. | N. A. | J0234 | TMF-1 | IU/2 | Class C | FINISHED GOODS | ONELOCK™ | MULTIAXIAL SCREW, TI, | DIA 7.00MM X LENGTH 35MM, 6MM SYSTEM, DUALTHREAD | 16 | No | Yes |  | No | N. A. | No | N. A. | No | Yes | No | Yes | M. L.: MFG/MD/2021/000369 |  | 1 | SPINE PRODUCTS\ONE LOCK\SCREWS | 0 | Activated on 03JAN2024 | N | SPINE IMPLANTS |  | 1 | No | Yes | Yes | Yes | N. A.
J0234 | J0234.7040 | ONELOCK TI, MULTIAXIAL SCREW DIA 7.00MM X LENGTH 40MM, 6MM SYSTEM, DUALTHREAD |  | J0234.7000 | 05 | 2016-02-11 | N. A. | N. A. | N. A. | QPF/J0234 | N. A. | N. A. | N. A. | N. A. | N. A. | PS/J0231 | N. A. | N. A. | N. A. | N. A. | N. A. | J0234 | TMF-1 | IU/2 | Class C | FINISHED GOODS | ONELOCK™ | MULTIAXIAL SCREW, TI, | DIA 7.00MM X LENGTH 40MM, 6MM SYSTEM, DUALTHREAD | 16 | No | Yes |  | No | N. A. | No | N. A. | No | Yes | No | Yes | M. L.: MFG/MD/2021/000369 |  | 1 | SPINE PRODUCTS\ONE LOCK\SCREWS | 0 | Activated on 03JAN2024 | N | SPINE IMPLANTS |  | 1 | No | Yes | Yes | Yes | N. A.
J0234 | J0234.7045 | ONELOCK TI, MULTIAXIAL SCREW DIA 7.00MM X LENGTH 45MM, 6MM SYSTEM, DUALTHREAD |  | J0234.7000 | 05 | 2016-02-11 | N. A. | N. A. | N. A. | QPF/J0234 | N. A. | N. A. | N. A. | N. A. | N. A. | PS/J0231 | N. A. | N. A. | N. A. | N. A. | N. A. | J0234 | TMF-1 | IU/2 | Class C | FINISHED GOODS | ONELOCK™ | MULTIAXIAL SCREW, TI, | DIA 7.00MM X LENGTH 45MM, 6MM SYSTEM, DUALTHREAD | 16 | No | Yes |  | No | N. A. | No | N. A. | No | Yes | No | Yes | M. L.: MFG/MD/2021/000369 |  | 1 | SPINE PRODUCTS\ONE LOCK\SCREWS | 0 | Activated on 03JAN2024 | N | SPINE IMPLANTS |  | 1 | No | Yes | Yes | Yes | N. A.
J0234 | J0234.7050 | ONELOCK TI, MULTIAXIAL SCREW DIA 7.00MM X LENGTH 50MM, 6MM SYSTEM, DUALTHREAD |  | J0234.7000 | 05 | 2016-02-11 | N. A. | N. A. | N. A. | QPF/J0234 | N. A. | N. A. | N. A. | N. A. | N. A. | PS/J0231 | N. A. | N. A. | N. A. | N. A. | N. A. | J0234 | TMF-1 | IU/2 | Class C | FINISHED GOODS | ONELOCK™ | MULTIAXIAL SCREW, TI, | DIA 7.00MM X LENGTH 50MM, 6MM SYSTEM, DUALTHREAD | 16 | No | Yes |  | No | N. A. | No | N. A. | No | Yes | No | Yes | M. L.: MFG/MD/2021/000369 |  | 1 | SPINE PRODUCTS\ONE LOCK\SCREWS | 0 | Activated on 03JAN2024 | N | SPINE IMPLANTS |  | 1 | No | Yes | Yes | Yes | N. A.
J0234 | J0234.7055 | ONELOCK TI, MULTIAXIAL SCREW DIA 7.00MM X LENGTH 55MM , 6MM SYSTEM, DUALTHREAD |  | J0234.7000 | 05 | 2016-02-11 | N. A. | N. A. | N. A. | QPF/J0234 | N. A. | N. A. | N. A. | N. A. | N. A. | PS/J0231 | N. A. | N. A. | N. A. | N. A. | N. A. | J0234 | TMF-1 | IU/2 | Class C | FINISHED GOODS | ONELOCK™ | MULTIAXIAL SCREW, TI, | DIA 7.00MM X LENGTH 55MM , 6MM SYSTEM, DUALTHREAD | 16 | No | Yes |  | No | N. A. | No | N. A. | No | Yes | No | Yes | M. L.: MFG/MD/2021/000369 |  | 1 | SPINE PRODUCTS\ONE LOCK\SCREWS | 0 | Activated on 03JAN2024 | N | SPINE IMPLANTS |  | 1 | No | Yes | Yes | Yes | N. A.
J0234 | J0234.7060 | ONELOCK TI, MULTIAXIAL SCREW DIA 7.00MM X LENGTH 60MM, 6MM SYSTEM, DUALTHREAD |  | J0234.7000 | 05 | 2016-02-11 | N. A. | N. A. | N. A. | QPF/J0234 | N. A. | N. A. | N. A. | N. A. | N. A. | PS/J0231 | N. A. | N. A. | N. A. | N. A. | N. A. | J0234 | TMF-1 | IU/2 | Class C | FINISHED GOODS | ONELOCK™ | MULTIAXIAL SCREW, TI, | DIA 7.00MM X LENGTH 60MM, 6MM SYSTEM, DUALTHREAD | 16 | No | Yes |  | No | N. A. | No | N. A. | No | Yes | No | Yes | M. L.: MFG/MD/2021/000369 |  | 1 | SPINE PRODUCTS\ONE LOCK\SCREWS | 0 | Replaced new manufacturing license number MFG/MD/2021/000369 | Y | SPINE IMPLANTS |  | 1 | No | Yes | Yes | Yes | N. A.
J0235 | J0235.4520 | ONELOCK TI, REDUCTION SCREW, DIA 4.50MM X 20MM LENGTH, 6MM SYSTEM, DUALTHREAD |  | J0235.4520 | N. A. | N. A. | N. A. | N. A. | N. A. | QPF/J0235 | 02 | 2012-10-16 | N. A. | N. A. | N. A. | PS/J0232 | N. A. | N. A. | N. A. | N. A. | N. A. | J0235 | TMF-1 | IU/2 | Class C | FINISHED GOODS | ONELOCK™ | REDUCTION SCREW, TI, | DIA 4.50MM X 20MM LENGTH, 6MM SYSTEM, DUALTHREAD | 16 | No | Yes |  | No | N. A. | No | N. A. | No | Yes | No | Yes | M. L.: MFG/MD/2021/000369 |  | 1 | SPINE PRODUCTS\ONE LOCK\SCREWS | 0 | Replaced new manufacturing license number MFG/MD/2021/000369 | Y | SPINE IMPLANTS |  | 1 | No | Yes | Yes | Yes | N. A.
J0235 | J0235.4525 | ONELOCK TI, REDUCTION SCREW, DIA 4.50MM X 25MM LENGTH, 6MM SYSTEM, DUALTHREAD |  | J0235.4520 | N. A. | N. A. | N. A. | N. A. | N. A. | QPF/J0235 | 02 | 2012-10-16 | N. A. | N. A. | N. A. | PS/J0232 | N. A. | N. A. | N. A. | N. A. | N. A. | J0235 | TMF-1 | IU/2 | Class C | FINISHED GOODS | ONELOCK™ | REDUCTION SCREW, TI, | DIA 4.50MM X 25MM LENGTH, 6MM SYSTEM, DUALTHREAD | 16 | No | Yes |  | No | N. A. | No | N. A. | No | Yes | No | Yes | M. L.: MFG/MD/2021/000369 |  | 1 | SPINE PRODUCTS\ONE LOCK\SCREWS | 0 | Replaced new manufacturing license number MFG/MD/2021/000369 | Y | SPINE IMPLANTS |  | 1 | No | Yes | Yes | Yes | N. A.
J0235 | J0235.4530 | ONELOCK TI, REDUCTION SCREW, DIA 4.50MM X 30MM LENGTH, 6MM SYSTEM, DUALTHREAD |  | J0235.4500 | N. A. | N. A. | N. A. | N. A. | N. A. | QPF/J0235 | 02 | 2012-10-16 | N. A. | N. A. | N. A. | PS/J0232 | N. A. | N. A. | N. A. | N. A. | N. A. | J0235 | TMF-1 | IU/2 | Class C | FINISHED GOODS | ONELOCK™ | REDUCTION SCREW, TI, | DIA 4.50MM X 30MM LENGTH, 6MM SYSTEM, DUALTHREAD | 16 | No | Yes |  | No | N. A. | No | N. A. | No | Yes | No | Yes | M. L.: MFG/MD/2021/000369 |  | 1 | SPINE PRODUCTS\ONE LOCK\SCREWS | 0 | Replaced new manufacturing license number MFG/MD/2021/000369 | Y | SPINE IMPLANTS |  | 1 | No | Yes | Yes | Yes | N. A.
J0235 | J0235.4535 | ONELOCK TI, REDUCTION SCREW, DIA 4.50MM X 35MM LENGTH, 6MM SYSTEM, DUALTHREAD |  | J0235.4500 | N. A. | N. A. | N. A. | N. A. | N. A. | QPF/J0235 | 02 | 2012-10-16 | N. A. | N. A. | N. A. | PS/J0232 | N. A. | N. A. | N. A. | N. A. | N. A. | J0235 | TMF-1 | IU/2 | Class C | FINISHED GOODS | ONELOCK™ | REDUCTION SCREW, TI, | DIA 4.50MM X 35MM LENGTH, 6MM SYSTEM, DUALTHREAD | 16 | No | Yes |  | No | N. A. | No | N. A. | No | Yes | No | Yes | M. L.: MFG/MD/2021/000369 |  | 1 | SPINE PRODUCTS\ONE LOCK\SCREWS | 0 | Replaced new manufacturing license number MFG/MD/2021/000369 | Y | SPINE IMPLANTS |  | 1 | No | Yes | Yes | Yes | N. A.
J0235 | J0235.4540 | ONELOCK TI, REDUCTION SCREW, DIA 4.50MM X 40MM LENGTH, 6MM SYSTEM, DUALTHREAD |  | J0235.4500 | N. A. | N. A. | N. A. | N. A. | N. A. | QPF/J0235 | 02 | 2012-10-16 | N. A. | N. A. | N. A. | PS/J0232 | N. A. | N. A. | N. A. | N. A. | N. A. | J0235 | TMF-1 | IU/2 | Class C | FINISHED GOODS | ONELOCK™ | REDUCTION SCREW, TI, | DIA 4.50MM X 40MM LENGTH, 6MM SYSTEM, DUALTHREAD | 16 | No | Yes |  | No | N. A. | No | N. A. | No | Yes | No | Yes | M. L.: MFG/MD/2021/000369 |  | 1 | SPINE PRODUCTS\ONE LOCK\SCREWS | 0 | Replaced new manufacturing license number MFG/MD/2021/000369 | Y | SPINE IMPLANTS |  | 1 | No | Yes | Yes | Yes | N. A.
J0235 | J0235.4545 | ONELOCK TI, REDUCTION SCREW, DIA 4.50MM X 45MM LENGTH, 6MM SYSTEM, DUALTHREAD |  | J0235.4500 | N. A. | N. A. | N. A. | N. A. | N. A. | QPF/J0235 | 02 | 2012-10-16 | N. A. | N. A. | N. A. | PS/J0232 | N. A. | N. A. | N. A. | N. A. | N. A. | J0235 | TMF-1 | IU/2 | Class C | FINISHED GOODS | ONELOCK™ | REDUCTION SCREW, TI, | DIA 4.50MM X 45MM LENGTH, 6MM SYSTEM, DUALTHREAD | 16 | No | Yes |  | No | N. A. | No | N. A. | No | Yes | No | Yes | M. L.: MFG/MD/2021/000369 |  | 1 | SPINE PRODUCTS\ONE LOCK\SCREWS | 0 | Replaced new manufacturing license number MFG/MD/2021/000369 | Y | SPINE IMPLANTS |  | 1 | No | Yes | Yes | Yes | N. A.
J0235 | J0235.4550 | ONELOCK TI, REDUCTION SCREW, DIA 4.50MM X 50MM LENGTH, 6MM SYSTEM, DUALTHREAD |  | J0235.4500 | N. A. | N. A. | N. A. | N. A. | N. A. | QPF/J0235 | 02 | 2012-10-16 | N. A. | N. A. | N. A. | PS/J0232 | N. A. | N. A. | N. A. | N. A. | N. A. | J0235 | TMF-1 | IU/2 | Class C | FINISHED GOODS | ONELOCK™ | REDUCTION SCREW, TI, | DIA 4.50MM X 50MM LENGTH, 6MM SYSTEM, DUALTHREAD | 16 | No | Yes |  | No | N. A. | No | N. A. | No | Yes | No | Yes | M. L.: MFG/MD/2021/000369 |  | 1 | SPINE PRODUCTS\ONE LOCK\SCREWS | 0 | Replaced new manufacturing license number MFG/MD/2021/000369 | Y | SPINE IMPLANTS |  | 1 | No | Yes | Yes | Yes | N. A.
J0235 | J0235.4555 | ONELOCK TI, REDUCTION SCREW, DIA 4.50MM X 55MM LENGTH, 6MM SYSTEM, DUALTHREAD |  | J0235.4500 | N. A. | N. A. | N. A. | N. A. | N. A. | QPF/J0235 | 02 | 2012-10-16 | N. A. | N. A. | N. A. | PS/J0232 | N. A. | N. A. | N. A. | N. A. | N. A. | J0235 | TMF-1 | IU/2 | Class C | FINISHED GOODS | ONELOCK™ | REDUCTION SCREW, TI, | DIA 4.50MM X 55MM LENGTH, 6MM SYSTEM, DUALTHREAD | 16 | No | Yes |  | No | N. A. | No | N. A. | No | Yes | No | Yes | M. L.: MFG/MD/2021/000369 |  | 1 | SPINE PRODUCTS\ONE LOCK\SCREWS | 0 | Replaced new manufacturing license number MFG/MD/2021/000369 | Y | SPINE IMPLANTS |  | 1 | No | Yes | Yes | Yes | N. A.
J0235 | J0235.4560 | ONELOCK TI, REDUCTION SCREW, DIA 4.50MM X 60MM LENGTH, 6MM SYSTEM, DUALTHREAD |  | J0235.4500 | N. A. | N. A. | N. A. | N. A. | N. A. | QPF/J0235 | 02 | 2012-10-16 | N. A. | N. A. | N. A. | PS/J0232 | N. A. | N. A. | N. A. | N. A. | N. A. | J0235 | TMF-1 | IU/2 | Class C | FINISHED GOODS | ONELOCK™ | REDUCTION SCREW, TI, | DIA 4.50MM X 60MM LENGTH, 6MM SYSTEM, DUALTHREAD | 16 | No | Yes |  | No | N. A. | No | N. A. | No | Yes | No | Yes | M. L.: MFG/MD/2021/000369 |  | 1 | SPINE PRODUCTS\ONE LOCK\SCREWS | 0 | Replaced new manufacturing license number MFG/MD/2021/000369 | Y | SPINE IMPLANTS |  | 1 | No | Yes | Yes | Yes | N. A.
J0235 | J0235.5520 | ONELOCK TI, REDUCTION SCREW, DIA 5.50MM X 20MM LENGTH, 6MM SYSTEM, DUALTHREAD |  | J0235.5520 | 03 | 2016-02-11 | N. A. | N. A. | N. A. | QPF/J0235 | 02 | 2012-10-16 | N. A. | N. A. | N. A. | PS/J0232 | N. A. | N. A. | N. A. | N. A. | N. A. | J0235 | TMF-1 | IU/2 | Class C | FINISHED GOODS | ONELOCK™ | REDUCTION SCREW, TI, | DIA 5.50MM X 20MM LENGTH, 6MM SYSTEM, DUALTHREAD | 16 | No | Yes |  | No | N. A. | No | N. A. | No | Yes | No | Yes | M. L.: MFG/MD/2021/000369 |  | 1 | SPINE PRODUCTS\ONE LOCK\SCREWS | 0 | Replaced new manufacturing license number MFG/MD/2021/000369 | Y | SPINE IMPLANTS |  | 1 | No | Yes | Yes | Yes | N. A.
J0235 | J0235.5525 | ONELOCK TI, REDUCTION SCREW, DIA 5.50MM X 25MM LENGTH, 6MM SYSTEM, DUALTHREAD |  | J0235.5520 | 03 | 2016-02-11 | N. A. | N. A. | N. A. | QPF/J0235 | 02 | 2012-10-16 | N. A. | N. A. | N. A. | PS/J0232 | N. A. | N. A. | N. A. | N. A. | N. A. | J0235 | TMF-1 | IU/2 | Class C | FINISHED GOODS | ONELOCK™ | REDUCTION SCREW, TI, | DIA 5.50MM X 25MM LENGTH, 6MM SYSTEM, DUALTHREAD | 16 | No | Yes |  | No | N. A. | No | N. A. | No | Yes | No | Yes | M. L.: MFG/MD/2021/000369 |  | 1 | SPINE PRODUCTS\ONE LOCK\SCREWS | 0 | Replaced new manufacturing license number MFG/MD/2021/000369 | Y | SPINE IMPLANTS |  | 1 | No | Yes | Yes | Yes | N. A.
J0235 | J0235.5530 | ONELOCK TI, REDUCTION SCREW, DIA 5.50MM X 30MM LENGTH, 6MM SYSTEM, DUALTHREAD |  | J0235.5500 | 05 | 2016-02-11 | N. A. | N. A. | N. A. | QPF/J0235 | 02 | 2012-10-16 | N. A. | N. A. | N. A. | PS/J0232 | N. A. | N. A. | N. A. | N. A. | N. A. | J0235 | TMF-1 | IU/2 | Class C | FINISHED GOODS | ONELOCK™ | REDUCTION SCREW, TI, | DIA 5.50MM X 30MM LENGTH, 6MM SYSTEM, DUALTHREAD | 16 | No | Yes |  | No | N. A. | No | N. A. | No | Yes | No | Yes | M. L.: MFG/MD/2021/000369 |  | 1 | SPINE PRODUCTS\ONE LOCK\SCREWS | 0 | Replaced new manufacturing license number MFG/MD/2021/000369 | Y | SPINE IMPLANTS |  | 1 | No | Yes | Yes | Yes | N. A.
J0235 | J0235.5535 | ONELOCK TI, REDUCTION SCREW, DIA 5.50MM X 35MM LENGTH, 6MM SYSTEM, DUALTHREAD |  | J0235.5500 | 05 | 2016-02-11 | N. A. | N. A. | N. A. | QPF/J0235 | 02 | 2012-10-16 | N. A. | N. A. | N. A. | PS/J0232 | N. A. | N. A. | N. A. | N. A. | N. A. | J0235 | TMF-1 | IU/2 | Class C | FINISHED GOODS | ONELOCK™ | REDUCTION SCREW, TI, | DIA 5.50MM X 35MM LENGTH, 6MM SYSTEM, DUALTHREAD | 16 | No | Yes |  | No | N. A. | No | N. A. | No | Yes | No | Yes | M. L.: MFG/MD/2021/000369 |  | 1 | SPINE PRODUCTS\ONE LOCK\SCREWS | 0 | Replaced new manufacturing license number MFG/MD/2021/000369 | Y | SPINE IMPLANTS |  | 1 | No | Yes | Yes | Yes | N. A.
J0235 | J0235.5540 | ONELOCK TI, REDUCTION SCREW, DIA 5.50MM X 40MM LENGTH, 6MM SYSTEM, DUALTHREAD |  | J0235.5500 | 05 | 2016-02-11 | N. A. | N. A. | N. A. | QPF/J0235 | 02 | 2012-10-16 | N. A. | N. A. | N. A. | PS/J0232 | N. A. | N. A. | N. A. | N. A. | N. A. | J0235 | TMF-1 | IU/2 | Class C | FINISHED GOODS | ONELOCK™ | REDUCTION SCREW, TI, | DIA 5.50MM X 40MM LENGTH, 6MM SYSTEM, DUALTHREAD | 16 | No | Yes |  | No | N. A. | No | N. A. | No | Yes | No | Yes | M. L.: MFG/MD/2021/000369 |  | 1 | SPINE PRODUCTS\ONE LOCK\SCREWS | 0 | Replaced new manufacturing license number MFG/MD/2021/000369 | Y | SPINE IMPLANTS |  | 1 | No | Yes | Yes | Yes | N. A.
J0235 | J0235.5545 | ONELOCK TI, REDUCTION SCREW, DIA 5.50MM X 45MM LENGTH, 6MM SYSTEM, DUALTHREAD |  | J0235.5500 | 05 | 2016-02-11 | N. A. | N. A. | N. A. | QPF/J0235 | 02 | 2012-10-16 | N. A. | N. A. | N. A. | PS/J0232 | N. A. | N. A. | N. A. | N. A. | N. A. | J0235 | TMF-1 | IU/2 | Class C | FINISHED GOODS | ONELOCK™ | REDUCTION SCREW, TI, | DIA 5.50MM X 45MM LENGTH, 6MM SYSTEM, DUALTHREAD | 16 | No | Yes |  | No | N. A. | No | N. A. | No | Yes | No | Yes | M. L.: MFG/MD/2021/000369 |  | 1 | SPINE PRODUCTS\ONE LOCK\SCREWS | 0 | Replaced new manufacturing license number MFG/MD/2021/000369 | Y | SPINE IMPLANTS |  | 1 | No | Yes | Yes | Yes | N. A.
J0235 | J0235.5550 | ONELOCK TI, REDUCTION SCREW, DIA 5.50MM X 50MM LENGTH, 6MM SYSTEM, DUALTHREAD |  | J0235.5500 | 05 | 2016-02-11 | N. A. | N. A. | N. A. | QPF/J0235 | 02 | 2012-10-16 | N. A. | N. A. | N. A. | PS/J0232 | N. A. | N. A. | N. A. | N. A. | N. A. | J0235 | TMF-1 | IU/2 | Class C | FINISHED GOODS | ONELOCK™ | REDUCTION SCREW, TI, | DIA 5.50MM X 50MM LENGTH, 6MM SYSTEM, DUALTHREAD | 16 | No | Yes |  | No | N. A. | No | N. A. | No | Yes | No | Yes | M. L.: MFG/MD/2021/000369 |  | 1 | SPINE PRODUCTS\ONE LOCK\SCREWS | 0 | Replaced new manufacturing license number MFG/MD/2021/000369 | Y | SPINE IMPLANTS |  | 1 | No | Yes | Yes | Yes | N. A.
J0235 | J0235.5555 | ONELOCK TI, REDUCTION SCREW, DIA 5.50MM X 55MM LENGTH, 6MM SYSTEM, DUALTHREAD |  | J0235.5500 | 05 | 2016-02-11 | N. A. | N. A. | N. A. | QPF/J0235 | 02 | 2012-10-16 | N. A. | N. A. | N. A. | PS/J0232 | N. A. | N. A. | N. A. | N. A. | N. A. | J0235 | TMF-1 | IU/2 | Class C | FINISHED GOODS | ONELOCK™ | REDUCTION SCREW, TI, | DIA 5.50MM X 55MM LENGTH, 6MM SYSTEM, DUALTHREAD | 16 | No | Yes |  | No | N. A. | No | N. A. | No | Yes | No | Yes | M. L.: MFG/MD/2021/000369 |  | 1 | SPINE PRODUCTS\ONE LOCK\SCREWS | 0 | Replaced new manufacturing license number MFG/MD/2021/000369 | Y | SPINE IMPLANTS |  | 1 | No | Yes | Yes | Yes | N. A.
J0235 | J0235.5560 | ONELOCK TI, REDUCTION SCREW, DIA 5.50MM X 60MM LENGTH, 6MM SYSTEM, DUALTHREAD |  | J0235.5500 | 05 | 2016-02-11 | N. A. | N. A. | N. A. | QPF/J0235 | 02 | 2012-10-16 | N. A. | N. A. | N. A. | PS/J0232 | N. A. | N. A. | N. A. | N. A. | N. A. | J0235 | TMF-1 | IU/2 | Class C | FINISHED GOODS | ONELOCK™ | REDUCTION SCREW, TI, | DIA 5.50MM X 60MM LENGTH, 6MM SYSTEM, DUALTHREAD | 16 | No | Yes |  | No | N. A. | No | N. A. | No | Yes | No | Yes | M. L.: MFG/MD/2021/000369 |  | 1 | SPINE PRODUCTS\ONE LOCK\SCREWS | 0 | Replaced new manufacturing license number MFG/MD/2021/000369 | Y | SPINE IMPLANTS |  | 1 | No | Yes | Yes | Yes | N. A.
J0235 | J0235.6220 | ONELOCK TI, REDUCTION SCREW, DIA 6.25MM X 20MM LENGTH, 6MM SYSTEM, DUALTHREAD |  | J0235.6220 | N. A. | N. A. | N. A. | N. A. | N. A. | QPF/J0235 | 02 | 2012-10-16 | N. A. | N. A. | N. A. | PS/J0232 | N. A. | N. A. | N. A. | N. A. | N. A. | J0235 | TMF-1 | IU/2 | Class C | FINISHED GOODS | ONELOCK™ | REDUCTION SCREW, TI, | DIA 6.25MM X 20MM LENGTH, 6MM SYSTEM, DUALTHREAD | 16 | No | Yes |  | No | N. A. | No | N. A. | No | Yes | No | Yes | M. L.: MFG/MD/2021/000369 |  | 1 | SPINE PRODUCTS\ONE LOCK\SCREWS | 0 | Replaced new manufacturing license number MFG/MD/2021/000369 | Y | SPINE IMPLANTS |  | 1 | No | Yes | Yes | Yes | N. A.
J0235 | J0235.6225 | ONELOCK TI, REDUCTION SCREW, DIA 6.25MM X 25MM LENGTH, 6MM SYSTEM, DUALTHREAD |  | J0235.6220 | N. A. | N. A. | N. A. | N. A. | N. A. | QPF/J0235 | 02 | 2012-10-16 | N. A. | N. A. | N. A. | PS/J0232 | N. A. | N. A. | N. A. | N. A. | N. A. | J0235 | TMF-1 | IU/2 | Class C | FINISHED GOODS | ONELOCK™ | REDUCTION SCREW, TI, | DIA 6.25MM X 25MM LENGTH, 6MM SYSTEM, DUALTHREAD | 16 | No | Yes |  | No | N. A. | No | N. A. | No | Yes | No | Yes | M. L.: MFG/MD/2021/000369 |  | 1 | SPINE PRODUCTS\ONE LOCK\SCREWS | 0 | Replaced new manufacturing license number MFG/MD/2021/000369 | Y | SPINE IMPLANTS |  | 1 | No | Yes | Yes | Yes | N. A.
J0235 | J0235.6230 | ONELOCK TI, REDUCTION SCREW, DIA 6.25MM X 30MM LENGTH, 6MM SYSTEM, DUALTHREAD |  | J0235.6200 | 05 | 2016-02-11 | N. A. | N. A. | N. A. | QPF/J0235 | 02 | 2012-10-16 | N. A. | N. A. | N. A. | PS/J0232 | N. A. | N. A. | N. A. | N. A. | N. A. | J0235 | TMF-1 | IU/2 | Class C | FINISHED GOODS | ONELOCK™ | REDUCTION SCREW, TI, | DIA 6.25MM X 30MM LENGTH, 6MM SYSTEM, DUALTHREAD | 16 | No | Yes |  | No | N. A. | No | N. A. | No | Yes | No | Yes | M. L.: MFG/MD/2021/000369 |  | 1 | SPINE PRODUCTS\ONE LOCK\SCREWS | 0 | Replaced new manufacturing license number MFG/MD/2021/000369 | Y | SPINE IMPLANTS |  | 1 | No | Yes | Yes | Yes | N. A.
J0235 | J0235.6235 | ONELOCK TI, REDUCTION SCREW, DIA 6.25MM X 35MM LENGTH, 6MM SYSTEM, DUALTHREAD |  | J0235.6200 | 05 | 2016-02-11 | N. A. | N. A. | N. A. | QPF/J0235 | 02 | 2012-10-16 | N. A. | N. A. | N. A. | PS/J0232 | N. A. | N. A. | N. A. | N. A. | N. A. | J0235 | TMF-1 | IU/2 | Class C | FINISHED GOODS | ONELOCK™ | REDUCTION SCREW, TI, | DIA 6.25MM X 35MM LENGTH, 6MM SYSTEM, DUALTHREAD | 16 | No | Yes |  | No | N. A. | No | N. A. | No | Yes | No | Yes | M. L.: MFG/MD/2021/000369 |  | 1 | SPINE PRODUCTS\ONE LOCK\SCREWS | 0 | Replaced new manufacturing license number MFG/MD/2021/000369 | Y | SPINE IMPLANTS |  | 1 | No | Yes | Yes | Yes | N. A.
J0235 | J0235.6240 | ONELOCK TI, REDUCTION SCREW, DIA 6.25MM X 40MM LENGTH, 6MM SYSTEM, DUALTHREAD |  | J0235.6200 | 05 | 2016-02-11 | N. A. | N. A. | N. A. | QPF/J0235 | 02 | 2012-10-16 | N. A. | N. A. | N. A. | PS/J0232 | N. A. | N. A. | N. A. | N. A. | N. A. | J0235 | TMF-1 | IU/2 | Class C | FINISHED GOODS | ONELOCK™ | REDUCTION SCREW, TI, | DIA 6.25MM X 40MM LENGTH, 6MM SYSTEM, DUALTHREAD | 16 | No | Yes |  | No | N. A. | No | N. A. | No | Yes | No | Yes | M. L.: MFG/MD/2021/000369 |  | 1 | SPINE PRODUCTS\ONE LOCK\SCREWS | 0 | Replaced new manufacturing license number MFG/MD/2021/000369 | Y | SPINE IMPLANTS |  | 1 | No | Yes | Yes | Yes | N. A.
J0235 | J0235.6245 | ONELOCK TI, REDUCTION SCREW, DIA 6.25MM X 45MM LENGTH, 6MM SYSTEM, DUALTHREAD |  | J0235.6200 | 05 | 2016-02-11 | N. A. | N. A. | N. A. | QPF/J0235 | 02 | 2012-10-16 | N. A. | N. A. | N. A. | PS/J0232 | N. A. | N. A. | N. A. | N. A. | N. A. | J0235 | TMF-1 | IU/2 | Class C | FINISHED GOODS | ONELOCK™ | REDUCTION SCREW, TI, | DIA 6.25MM X 45MM LENGTH, 6MM SYSTEM, DUALTHREAD | 16 | No | Yes |  | No | N. A. | No | N. A. | No | Yes | No | Yes | M. L.: MFG/MD/2021/000369 |  | 1 | SPINE PRODUCTS\ONE LOCK\SCREWS | 0 | Replaced new manufacturing license number MFG/MD/2021/000369 | Y | SPINE IMPLANTS |  | 1 | No | Yes | Yes | Yes | N. A.
J0235 | J0235.6250 | ONELOCK TI, REDUCTION SCREW, DIA 6.25MM X 50MM LENGTH, 6MM SYSTEM, DUALTHREAD |  | J0235.6200 | 05 | 2016-02-11 | N. A. | N. A. | N. A. | QPF/J0235 | 02 | 2012-10-16 | N. A. | N. A. | N. A. | PS/J0232 | N. A. | N. A. | N. A. | N. A. | N. A. | J0235 | TMF-1 | IU/2 | Class C | FINISHED GOODS | ONELOCK™ | REDUCTION SCREW, TI, | DIA 6.25MM X 50MM LENGTH, 6MM SYSTEM, DUALTHREAD | 16 | No | Yes |  | No | N. A. | No | N. A. | No | Yes | No | Yes | M. L.: MFG/MD/2021/000369 |  | 1 | SPINE PRODUCTS\ONE LOCK\SCREWS | 0 | Replaced new manufacturing license number MFG/MD/2021/000369 | Y | SPINE IMPLANTS |  | 1 | No | Yes | Yes | Yes | N. A.
J0235 | J0235.6255 | ONELOCK TI, REDUCTION SCREW, DIA 6.25MM X 55MM LENGTH, 6MM SYSTEM, DUALTHREAD |  | J0235.6200 | 05 | 2016-02-11 | N. A. | N. A. | N. A. | QPF/J0235 | 02 | 2012-10-16 | N. A. | N. A. | N. A. | PS/J0232 | N. A. | N. A. | N. A. | N. A. | N. A. | J0235 | TMF-1 | IU/2 | Class C | FINISHED GOODS | ONELOCK™ | REDUCTION SCREW, TI, | DIA 6.25MM X 55MM LENGTH, 6MM SYSTEM, DUALTHREAD | 16 | No | Yes |  | No | N. A. | No | N. A. | No | Yes | No | Yes | M. L.: MFG/MD/2021/000369 |  | 1 | SPINE PRODUCTS\ONE LOCK\SCREWS | 0 | Replaced new manufacturing license number MFG/MD/2021/000369 | Y | SPINE IMPLANTS |  | 1 | No | Yes | Yes | Yes | N. A.
J0235 | J0235.6260 | ONELOCK TI, REDUCTION SCREW, DIA 6.25MM X 60MM LENGTH, 6MM SYSTEM, DUALTHREAD |  | J0235.6200 | 05 | 2016-02-11 | N. A. | N. A. | N. A. | QPF/J0235 | 02 | 2012-10-16 | N. A. | N. A. | N. A. | PS/J0232 | N. A. | N. A. | N. A. | N. A. | N. A. | J0235 | TMF-1 | IU/2 | Class C | FINISHED GOODS | ONELOCK™ | REDUCTION SCREW, TI, | DIA 6.25MM X 60MM LENGTH, 6MM SYSTEM, DUALTHREAD | 16 | No | Yes |  | No | N. A. | No | N. A. | No | Yes | No | Yes | M. L.: MFG/MD/2021/000369 |  | 1 | SPINE PRODUCTS\ONE LOCK\SCREWS | 0 | Replaced new manufacturing license number MFG/MD/2021/000369 | Y | SPINE IMPLANTS |  | 1 | No | Yes | Yes | Yes | N. A.
J0235 | J0235.7020 | ONELOCK TI, REDUCTION SCREW, DIA 7.00MM X 20MM LENGTH, 6MM SYSTEM, DUALTHREAD |  | J0235.7000 | 05 | 2016-02-11 | N. A. | N. A. | N. A. | QPF/J0235 | 02 | 2012-10-16 | N. A. | N. A. | N. A. | PS/J0232 | N. A. | N. A. | N. A. | N. A. | N. A. | J0235 | TMF-1 | IU/2 | Class C | FINISHED GOODS | ONELOCK™ | REDUCTION SCREW, TI, | DIA 7.00MM X 20MM LENGTH, 6MM SYSTEM, DUALTHREAD | 16 | No | Yes |  | No | N. A. | No | N. A. | No | Yes | No | Yes | M. L.: MFG/MD/2021/000369 |  | 1 | SPINE PRODUCTS\ONE LOCK\SCREWS | 0 | Replaced new manufacturing license number MFG/MD/2021/000369 | Y | SPINE IMPLANTS |  | 1 | No | Yes | Yes | Yes | N. A.
J0235 | J0235.7025 | ONELOCK TI, REDUCTION SCREW, DIA 7.00MM X 25MM LENGTH, 6MM SYSTEM, DUALTHREAD |  | J0235.7000 | 05 | 2016-02-11 | N. A. | N. A. | N. A. | QPF/J0235 | 02 | 2012-10-16 | N. A. | N. A. | N. A. | PS/J0232 | N. A. | N. A. | N. A. | N. A. | N. A. | J0235 | TMF-1 | IU/2 | Class C | FINISHED GOODS | ONELOCK™ | REDUCTION SCREW, TI, | DIA 7.00MM X 25MM LENGTH, 6MM SYSTEM, DUALTHREAD | 16 | No | Yes |  | No | N. A. | No | N. A. | No | Yes | No | Yes | M. L.: MFG/MD/2021/000369 |  | 1 | SPINE PRODUCTS\ONE LOCK\SCREWS | 0 | Replaced new manufacturing license number MFG/MD/2021/000369 | Y | SPINE IMPLANTS |  | 1 | No | Yes | Yes | Yes | N. A.
J0235 | J0235.7030 | ONELOCK TI, REDUCTION SCREW, DIA 7.00MM X 30MM LENGTH, 6MM SYSTEM, DUALTHREAD |  | J0235.7000 | 05 | 2016-02-11 | N. A. | N. A. | N. A. | QPF/J0235 | 02 | 2012-10-16 | N. A. | N. A. | N. A. | PS/J0232 | N. A. | N. A. | N. A. | N. A. | N. A. | J0235 | TMF-1 | IU/2 | Class C | FINISHED GOODS | ONELOCK™ | REDUCTION SCREW, TI, | DIA 7.00MM X 30MM LENGTH, 6MM SYSTEM, DUALTHREAD | 16 | No | Yes |  | No | N. A. | No | N. A. | No | Yes | No | Yes | M. L.: MFG/MD/2021/000369 |  | 1 | SPINE PRODUCTS\ONE LOCK\SCREWS | 0 | Replaced new manufacturing license number MFG/MD/2021/000369 | Y | SPINE IMPLANTS |  | 1 | No | Yes | Yes | Yes | N. A.
J0235 | J0235.7035 | ONELOCK TI, REDUCTION SCREW, DIA 7.00MM X 35MM LENGTH, 6MM SYSTEM, DUALTHREAD |  | J0235.7000 | 05 | 2016-02-11 | N. A. | N. A. | N. A. | QPF/J0235 | 02 | 2012-10-16 | N. A. | N. A. | N. A. | PS/J0232 | N. A. | N. A. | N. A. | N. A. | N. A. | J0235 | TMF-1 | IU/2 | Class C | FINISHED GOODS | ONELOCK™ | REDUCTION SCREW, TI, | DIA 7.00MM X 35MM LENGTH, 6MM SYSTEM, DUALTHREAD | 16 | No | Yes |  | No | N. A. | No | N. A. | No | Yes | No | Yes | M. L.: MFG/MD/2021/000369 |  | 1 | SPINE PRODUCTS\ONE LOCK\SCREWS | 0 | Replaced new manufacturing license number MFG/MD/2021/000369 | Y | SPINE IMPLANTS |  | 1 | No | Yes | Yes | Yes | N. A.
J0235 | J0235.7040 | ONELOCK TI, REDUCTION SCREW, DIA 7.00MM X 40MM LENGTH, 6MM SYSTEM, DUALTHREAD |  | J0235.7000 | 05 | 2016-02-11 | N. A. | N. A. | N. A. | QPF/J0235 | 02 | 2012-10-16 | N. A. | N. A. | N. A. | PS/J0232 | N. A. | N. A. | N. A. | N. A. | N. A. | J0235 | TMF-1 | IU/2 | Class C | FINISHED GOODS | ONELOCK™ | REDUCTION SCREW, TI, | DIA 7.00MM X 40MM LENGTH, 6MM SYSTEM, DUALTHREAD | 16 | No | Yes |  | No | N. A. | No | N. A. | No | Yes | No | Yes | M. L.: MFG/MD/2021/000369 |  | 1 | SPINE PRODUCTS\ONE LOCK\SCREWS | 0 | Replaced new manufacturing license number MFG/MD/2021/000369 | Y | SPINE IMPLANTS |  | 1 | No | Yes | Yes | Yes | N. A.
J0235 | J0235.7045 | ONELOCK TI, REDUCTION SCREW, DIA 7.00MM X 45MM LENGTH, 6MM SYSTEM, DUALTHREAD |  | J0235.7000 | 05 | 2016-02-11 | N. A. | N. A. | N. A. | QPF/J0235 | 02 | 2012-10-16 | N. A. | N. A. | N. A. | PS/J0232 | N. A. | N. A. | N. A. | N. A. | N. A. | J0235 | TMF-1 | IU/2 | Class C | FINISHED GOODS | ONELOCK™ | REDUCTION SCREW, TI, | DIA 7.00MM X 45MM LENGTH, 6MM SYSTEM, DUALTHREAD | 16 | No | Yes |  | No | N. A. | No | N. A. | No | Yes | No | Yes | M. L.: MFG/MD/2021/000369 |  | 1 | SPINE PRODUCTS\ONE LOCK\SCREWS | 0 | Replaced new manufacturing license number MFG/MD/2021/000369 | Y | SPINE IMPLANTS |  | 1 | No | Yes | Yes | Yes | N. A.
J0235 | J0235.7050 | ONELOCK TI, REDUCTION SCREW, DIA 7.00MM X 50MM LENGTH, 6MM SYSTEM, DUALTHREAD |  | J0235.7000 | 05 | 2016-02-11 | N. A. | N. A. | N. A. | QPF/J0235 | 02 | 2012-10-16 | N. A. | N. A. | N. A. | PS/J0232 | N. A. | N. A. | N. A. | N. A. | N. A. | J0235 | TMF-1 | IU/2 | Class C | FINISHED GOODS | ONELOCK™ | REDUCTION SCREW, TI, | DIA 7.00MM X 50MM LENGTH, 6MM SYSTEM, DUALTHREAD | 16 | No | Yes |  | No | N. A. | No | N. A. | No | Yes | No | Yes | M. L.: MFG/MD/2021/000369 |  | 1 | SPINE PRODUCTS\ONE LOCK\SCREWS | 0 | Replaced new manufacturing license number MFG/MD/2021/000369 | Y | SPINE IMPLANTS |  | 1 | No | Yes | Yes | Yes | N. A.
J0235 | J0235.7055 | ONELOCK TI, REDUCTION SCREW, DIA 7.00MM X 55MM LENGTH, 6MM SYSTEM, DUALTHREAD |  | J0235.7000 | 05 | 2016-02-11 | N. A. | N. A. | N. A. | QPF/J0235 | 02 | 2012-10-16 | N. A. | N. A. | N. A. | PS/J0232 | N. A. | N. A. | N. A. | N. A. | N. A. | J0235 | TMF-1 | IU/2 | Class C | FINISHED GOODS | ONELOCK™ | REDUCTION SCREW, TI, | DIA 7.00MM X 55MM LENGTH, 6MM SYSTEM, DUALTHREAD | 16 | No | Yes |  | No | N. A. | No | N. A. | No | Yes | No | Yes | M. L.: MFG/MD/2021/000369 |  | 1 | SPINE PRODUCTS\ONE LOCK\SCREWS | 0 | Replaced new manufacturing license number MFG/MD/2021/000369 | Y | SPINE IMPLANTS |  | 1 | No | Yes | Yes | Yes | N. A.
J0235 | J0235.7060 | ONELOCK TI, REDUCTION SCREW, DIA 7.00MM X 60MM LENGTH, 6MM SYSTEM, DUALTHREAD |  | J0235.7000 | 05 | 2016-02-11 | N. A. | N. A. | N. A. | QPF/J0235 | 02 | 2012-10-16 | N. A. | N. A. | N. A. | PS/J0232 | N. A. | N. A. | N. A. | N. A. | N. A. | J0235 | TMF-1 | IU/2 | Class C | FINISHED GOODS | ONELOCK™ | REDUCTION SCREW, TI, | DIA 7.00MM X 60MM LENGTH, 6MM SYSTEM, DUALTHREAD | 16 | No | Yes |  | No | N. A. | No | N. A. | No | Yes | No | Yes | M. L.: MFG/MD/2021/000369 |  | 1 | SPINE PRODUCTS\ONE LOCK\SCREWS | 0 | Replaced new manufacturing license number MFG/MD/2021/000369 | Y | SPINE IMPLANTS |  | 1 | No | Yes | Yes | Yes | N. A.
J03 | J0311.6050 | ONELOCK PLAIN ROD,TITANIUM, HARD, DIA. 6.0MM, LENGTH 50MM |  | J0300.0000 | N. A. | N. A. | N. A. | N. A. | N. A. | QPF/J03 | 00 | 2007-10-10 | N. A. | N. A. | N. A. | PS/J03 | 00 | 2007-10-26 | N. A. | N. A. | N. A. | J03 | TMF-1 | IU/2 | Class C | FINISHED GOODS | ONELOCK™ | PLAIN ROD,TITANIUM, HARD | DIA. 6.0MM, LENGTH 50MM | 16 | No | Yes |  | No | N. A. | No | N. A. | No | Yes | No | Yes | M. L.: MFG/MD/2021/000369 |  | 1 | SPINE PRODUCTS\ONE LOCK\RODS | 0 | Replaced new manufacturing license number MFG/MD/2021/000369 | N | SPINE IMPLANTS |  | 1 | No | Yes | Yes | Yes | N. A.
J03 | J0311.6060 | ONELOCK PLAIN ROD,TITANIUM, HARD, DIA. 6.0MM, LENGTH 60MM |  | J0300.0000 | N. A. | N. A. | N. A. | N. A. | N. A. | QPF/J03 | 00 | 2007-10-10 | N. A. | N. A. | N. A. | PS/J03 | 00 | 2007-10-26 | N. A. | N. A. | N. A. | J03 | TMF-1 | IU/2 | Class C | FINISHED GOODS | ONELOCK™ | PLAIN ROD,TITANIUM, HARD | DIA. 6.0MM, LENGTH 60MM | 16 | No | Yes |  | No | N. A. | No | N. A. | No | Yes | No | Yes | M. L.: MFG/MD/2021/000369 |  | 1 | SPINE PRODUCTS\ONE LOCK\RODS | 0 | Correct family name and SNN description on 28APR2023 | Y | SPINE IMPLANTS |  | 1 | No | Yes | Yes | Yes | N. A.
J03 | J0311.6070 | ONELOCK PLAIN ROD,TITANIUM, HARD, DIA. 6.0MM, LENGTH 70MM |  | J0300.0000 | N. A. | N. A. | N. A. | N. A. | N. A. | QPF/J03 | 00 | 2007-10-10 | N. A. | N. A. | N. A. | PS/J03 | 00 | 2007-10-26 | N. A. | N. A. | N. A. | J03 | TMF-1 | IU/2 | Class C | FINISHED GOODS | ONELOCK™ | PLAIN ROD,TITANIUM, HARD | DIA. 6.0MM, LENGTH 70MM | 16 | No | Yes |  | No | N. A. | No | N. A. | No | Yes | No | Yes | M. L.: MFG/MD/2021/000369 |  | 1 | SPINE PRODUCTS\ONE LOCK\RODS | 0 | Replaced new manufacturing license number MFG/MD/2021/000369 | N | SPINE IMPLANTS |  | 1 | No | Yes | Yes | Yes | N. A.
J03 | J0311.6080 | ONELOCK PLAIN ROD,TITANIUM, HARD, DIA. 6.0MM, LENGTH 80MM |  | J0300.0000 | N. A. | N. A. | N. A. | N. A. | N. A. | QPF/J03 | 00 | 2007-10-10 | N. A. | N. A. | N. A. | PS/J03 | 00 | 2007-10-26 | N. A. | N. A. | N. A. | J03 | TMF-1 | IU/2 | Class C | FINISHED GOODS | ONELOCK™ | PLAIN ROD,TITANIUM, HARD | DIA. 6.0MM, LENGTH 80MM | 16 | No | Yes |  | No | N. A. | No | N. A. | No | Yes | No | Yes | M. L.: MFG/MD/2021/000369 |  | 1 | SPINE PRODUCTS\ONE LOCK\RODS | 0 | Correct family name and SNN description on 28APR2023 | Y | SPINE IMPLANTS |  | 1 | No | Yes | Yes | Yes | N. A.
J03 | J0311.6090 | ONELOCK PLAIN ROD,TITANIUM, HARD, DIA. 6.0MM, LENGTH 90MM |  | J0300.0000 | N. A. | N. A. | N. A. | N. A. | N. A. | QPF/J03 | 00 | 2007-10-10 | N. A. | N. A. | N. A. | PS/J03 | 00 | 2007-10-26 | N. A. | N. A. | N. A. | J03 | TMF-1 | IU/2 | Class C | FINISHED GOODS | ONELOCK™ | PLAIN ROD,TITANIUM, HARD | DIA. 6.0MM, LENGTH 90MM | 16 | No | Yes |  | No | N. A. | No | N. A. | No | Yes | No | Yes | M. L.: MFG/MD/2021/000369 |  | 1 | SPINE PRODUCTS\ONE LOCK\RODS | 0 | Replaced new manufacturing license number MFG/MD/2021/000369 | N | SPINE IMPLANTS |  | 1 | No | Yes | Yes | Yes | N. A.
J03 | J0311.6100 | ONELOCK PLAIN ROD,TITANIUM, HARD, DIA. 6.0MM, LENGTH 100MM |  | J0300.0000 | N. A. | N. A. | N. A. | N. A. | N. A. | QPF/J03 | 00 | 2007-10-10 | N. A. | N. A. | N. A. | PS/J03 | 00 | 2007-10-26 | N. A. | N. A. | N. A. | J03 | TMF-1 | IU/2 | Class C | FINISHED GOODS | ONELOCK™ | PLAIN ROD,TITANIUM, HARD | DIA. 6.0MM, LENGTH 100MM | 16 | No | Yes |  | No | N. A. | No | N. A. | No | Yes | No | Yes | M. L.: MFG/MD/2021/000369 |  | 1 | SPINE PRODUCTS\ONE LOCK\RODS | 0 | Correct family name and SNN description on 28APR2023 | N | SPINE IMPLANTS |  | 1 | No | Yes | Yes | Yes | N. A.
J03 | J0311.6110 | ONELOCK PLAIN ROD,TITANIUM, HARD, DIA. 6.0MM, LENGTH 110MM |  | J0300.0000 | N. A. | N. A. | N. A. | N. A. | N. A. | QPF/J03 | 00 | 2007-10-10 | N. A. | N. A. | N. A. | PS/J03 | 00 | 2007-10-26 | N. A. | N. A. | N. A. | J03 | TMF-1 | IU/2 | Class C | FINISHED GOODS | ONELOCK™ | PLAIN ROD,TITANIUM, HARD | DIA. 6.0MM, LENGTH 110MM | 16 | No | Yes |  | No | N. A. | No | N. A. | No | Yes | No | Yes | M. L.: MFG/MD/2021/000369 |  | 1 | SPINE PRODUCTS\ONE LOCK\RODS | 0 | Correct family name and SNN description on 28APR2023 | Y | SPINE IMPLANTS |  | 1 | No | Yes | Yes | Yes | N. A.
J03 | J0311.6120 | ONELOCK PLAIN ROD,TITANIUM, HARD, DIA. 6.0MM, LENGTH 120MM |  | J0300.0000 | N. A. | N. A. | N. A. | N. A. | N. A. | QPF/J03 | 00 | 2007-10-10 | N. A. | N. A. | N. A. | PS/J03 | 00 | 2007-10-26 | N. A. | N. A. | N. A. | J03 | TMF-1 | IU/2 | Class C | FINISHED GOODS | ONELOCK™ | PLAIN ROD,TITANIUM, HARD | DIA. 6.0MM, LENGTH 120MM | 16 | No | Yes |  | No | N. A. | No | N. A. | No | Yes | No | Yes | M. L.: MFG/MD/2021/000369 |  | 1 | SPINE PRODUCTS\ONE LOCK\RODS | 0 | Replaced new manufacturing license number MFG/MD/2021/000369 | N | SPINE IMPLANTS |  | 1 | No | Yes | Yes | Yes | N. A.
J03 | J0311.6140 | ONELOCK PLAIN ROD,TITANIUM, HARD, DIA. 6.0MM, LENGTH 140MM |  | J0300.0000 | N. A. | N. A. | N. A. | N. A. | N. A. | QPF/J03 | 00 | 2007-10-10 | N. A. | N. A. | N. A. | PS/J03 | 00 | 2007-10-26 | N. A. | N. A. | N. A. | J03 | TMF-1 | IU/2 | Class C | FINISHED GOODS | ONELOCK™ | PLAIN ROD,TITANIUM, HARD | DIA. 6.0MM, LENGTH 140MM | 16 | No | Yes |  | No | N. A. | No | N. A. | No | Yes | No | Yes | M. L.: MFG/MD/2021/000369 |  | 1 | SPINE PRODUCTS\ONE LOCK\RODS | 0 | Correct family name and SNN description on 28APR2023 | Y | SPINE IMPLANTS |  | 1 | No | Yes | Yes | Yes | N. A.
J03 | J0311.6150 | ONELOCK PLAIN ROD,TITANIUM, HARD, DIA. 6.0MM, LENGTH 150MM |  | J0300.0000 | N. A. | N. A. | N. A. | N. A. | N. A. | QPF/J03 | 00 | 2007-10-10 | N. A. | N. A. | N. A. | PS/J03 | 00 | 2007-10-26 | N. A. | N. A. | N. A. | J03 | TMF-1 | IU/2 | Class C | FINISHED GOODS | ONELOCK™ | PLAIN ROD,TITANIUM, HARD | DIA. 6.0MM, LENGTH 150MM | 16 | No | Yes |  | No | N. A. | No | N. A. | No | Yes | No | Yes | M. L.: MFG/MD/2021/000369 |  | 1 | SPINE PRODUCTS\ONE LOCK\RODS | 0 | Replaced new manufacturing license number MFG/MD/2021/000369 | N | SPINE IMPLANTS |  | 1 | No | Yes | Yes | Yes | N. A.
J03 | J0311.6160 | ONELOCK PLAIN ROD,TITANIUM, HARD, DIA. 6.0MM, LENGTH 160MM |  | J0300.0000 | N. A. | N. A. | N. A. | N. A. | N. A. | QPF/J03 | 00 | 2007-10-10 | N. A. | N. A. | N. A. | PS/J03 | 00 | 2007-10-26 | N. A. | N. A. | N. A. | J03 | TMF-1 | IU/2 | Class C | FINISHED GOODS | ONELOCK™ | PLAIN ROD,TITANIUM, HARD | DIA. 6.0MM, LENGTH 160MM | 16 | No | Yes |  | No | N. A. | No | N. A. | No | Yes | No | Yes | M. L.: MFG/MD/2021/000369 |  | 1 | SPINE PRODUCTS\ONE LOCK\RODS | 0 | Correct family name and SNN description on 28APR2023 | Y | SPINE IMPLANTS |  | 1 | No | Yes | Yes | Yes | N. A.
J03 | J0311.6180 | ONELOCK PLAIN ROD,TITANIUM, HARD, DIA. 6.0MM, LENGTH 180MM |  | J0300.0000 | N. A. | N. A. | N. A. | N. A. | N. A. | QPF/J03 | 00 | 2007-10-10 | N. A. | N. A. | N. A. | PS/J03 | 00 | 2007-10-26 | N. A. | N. A. | N. A. | J03 | TMF-1 | IU/2 | Class C | FINISHED GOODS | ONELOCK™ | PLAIN ROD,TITANIUM, HARD | DIA. 6.0MM, LENGTH 180MM | 16 | No | Yes |  | No | N. A. | No | N. A. | No | Yes | No | Yes | M. L.: MFG/MD/2021/000369 |  | 1 | SPINE PRODUCTS\ONE LOCK\RODS | 0 | Correct family name and SNN description on 28APR2023 | Y | SPINE IMPLANTS |  | 1 | No | Yes | Yes | Yes | N. A.
J03 | J0311.6200 | ONELOCK PLAIN ROD,TITANIUM, HARD, DIA. 6.0MM, LENGTH 200MM |  | J0300.0000 | N. A. | N. A. | N. A. | N. A. | N. A. | QPF/J03 | 00 | 2007-10-10 | N. A. | N. A. | N. A. | PS/J03 | 00 | 2007-10-26 | N. A. | N. A. | N. A. | J03 | TMF-1 | IU/2 | Class C | FINISHED GOODS | ONELOCK™ | PLAIN ROD,TITANIUM, HARD | DIA. 6.0MM, LENGTH 200MM | 16 | No | Yes |  | No | N. A. | No | N. A. | No | Yes | No | Yes | M. L.: MFG/MD/2021/000369 |  | 1 | SPINE PRODUCTS\ONE LOCK\RODS | 0 | Correct family name and SNN description on 28APR2023 | N | SPINE IMPLANTS |  | 1 | No | Yes | Yes | Yes | N. A.
J03 | J0311.6250 | ONELOCK PLAIN ROD,TITANIUM, HARD, DIA. 6.0MM, LENGTH 250MM |  | J0300.0000 | N. A. | N. A. | N. A. | N. A. | N. A. | QPF/J03 | 00 | 2007-10-10 | N. A. | N. A. | N. A. | PS/J03 | 00 | 2007-10-26 | N. A. | N. A. | N. A. | J03 | TMF-1 | IU/2 | Class C | FINISHED GOODS | ONELOCK™ | PLAIN ROD,TITANIUM, HARD | DIA. 6.0MM, LENGTH 250MM | 16 | No | Yes |  | No | N. A. | No | N. A. | No | Yes | No | Yes | M. L.: MFG/MD/2021/000369 |  | 1 | SPINE PRODUCTS\ONE LOCK\RODS | 0 | Correct family name and SNN description on 28APR2023 | N | SPINE IMPLANTS |  | 1 | No | Yes | Yes | Yes | N. A.
J03 | J0311.6300 | ONELOCK PLAIN ROD,TITANIUM, HARD, DIA. 6.0MM, LENGTH 300MM |  | J0300.0000 | N. A. | N. A. | N. A. | N. A. | N. A. | QPF/J03 | 00 | 2007-10-10 | N. A. | N. A. | N. A. | PS/J03 | 00 | 2007-10-26 | N. A. | N. A. | N. A. | J03 | TMF-1 | IU/2 | Class C | FINISHED GOODS | ONELOCK™ | PLAIN ROD,TITANIUM, HARD | DIA. 6.0MM, LENGTH 300MM | 16 | No | Yes |  | No | N. A. | No | N. A. | No | Yes | No | Yes | M. L.: MFG/MD/2021/000369 |  | 1 | SPINE PRODUCTS\ONE LOCK\RODS | 0 | Correct family name and SNN description on 28APR2023 | N | SPINE IMPLANTS |  | 1 | No | Yes | Yes | Yes | N. A.
J03 | J0311.6350 | ONELOCK PLAIN ROD,TITANIUM, HARD, DIA. 6.0MM, LENGTH 350MM |  | J0300.0000 | N. A. | N. A. | N. A. | N. A. | N. A. | QPF/J03 | 00 | 2007-10-10 | N. A. | N. A. | N. A. | PS/J03 | 00 | 2007-10-26 | N. A. | N. A. | N. A. | J03 | TMF-1 | IU/2 | Class C | FINISHED GOODS | ONELOCK™ | PLAIN ROD,TITANIUM, HARD | DIA. 6.0MM, LENGTH 350MM | 16 | No | Yes |  | No | N. A. | No | N. A. | No | Yes | No | Yes | M. L.: MFG/MD/2021/000369 |  | 1 | SPINE PRODUCTS\ONE LOCK\RODS | 0 | Correct family name and SNN description on 28APR2023 | N | SPINE IMPLANTS |  | 1 | No | Yes | Yes | Yes | N. A.
J03 | J0311.6400 | ONELOCK PLAIN ROD,TITANIUM, HARD, DIA. 6.0MM, LENGTH 400MM |  | J0300.0000 | N. A. | N. A. | N. A. | N. A. | N. A. | QPF/J03 | 00 | 2007-10-10 | N. A. | N. A. | N. A. | PS/J03 | 00 | 2007-10-26 | N. A. | N. A. | N. A. | J03 | TMF-1 | IU/2 | Class C | FINISHED GOODS | ONELOCK™ | PLAIN ROD,TITANIUM, HARD | DIA. 6.0MM, LENGTH 400MM | 16 | No | Yes |  | No | N. A. | No | N. A. | No | Yes | No | Yes | M. L.: MFG/MD/2021/000369 |  | 1 | SPINE PRODUCTS\ONE LOCK\RODS | 0 | Correct family name and SNN description on 28APR2023 | Y | SPINE IMPLANTS |  | 1 | No | Yes | Yes | Yes | N. A.
J03 | J0311.6500 | ONELOCK PLAIN ROD,TITANIUM, HARD, DIA. 6.0MM, LENGTH 500MM |  | J0300.0000 | N. A. | N. A. | N. A. | N. A. | N. A. | QPF/J03 | 00 | 2007-10-10 | N. A. | N. A. | N. A. | PS/J03 | 00 | 2007-10-26 | N. A. | N. A. | N. A. | J03 | TMF-1 | IU/2 | Class C | FINISHED GOODS | ONELOCK™ | PLAIN ROD,TITANIUM, HARD | DIA. 6.0MM, LENGTH 500MM | 16 | No | Yes |  | No | N. A. | No | N. A. | No | Yes | No | Yes | M. L.: MFG/MD/2021/000369 |  | 1 | SPINE PRODUCTS\ONE LOCK\RODS | 0 | Replaced new manufacturing license number MFG/MD/2021/000369 | N | SPINE IMPLANTS |  | 1 | No | Yes | Yes | Yes | N. A.
J03 | J0311.6600 | ONELOCK PLAIN ROD,TITANIUM, HARD, DIA. 6.0MM, LENGTH 600MM |  | J0300.0000 | N. A. | N. A. | N. A. | N. A. | N. A. | QPF/J03 | 00 | 2007-10-10 | N. A. | N. A. | N. A. | PS/J03 | 00 | 2007-10-26 | N. A. | N. A. | N. A. | J03 | TMF-1 | IU/2 | Class C | FINISHED GOODS | ONELOCK™ | PLAIN ROD,TITANIUM, HARD | DIA. 6.0MM, LENGTH 600MM | 16 | No | Yes |  | No | N. A. | No | N. A. | No | Yes | No | Yes | M. L.: MFG/MD/2021/000369 |  | 1 | SPINE PRODUCTS\ONE LOCK\RODS | 0 | Correct family name and SNN description on 28APR2023 | Y | SPINE IMPLANTS |  | 1 | No | Yes | Yes | Yes | N. A.
J03 | J0312.6350 | ONELOCK PLAIN ROD,TITANIUM, SOFT, DIA. 6.0MM, LENGTH 350MM |  | J0300.0000 | N. A. | N. A. | N. A. | N. A. | N. A. | QPF/J03 | 00 | 2007-10-10 | N. A. | N. A. | N. A. | PS/J03 | 00 | 2007-10-26 | N. A. | N. A. | N. A. | J03 | TMF-1 | IU/2 | Class C | FINISHED GOODS | ONELOCK™ | PLAIN ROD,TITANIUM, HARD | DIA. 6.0MM, LENGTH 350MM | 16 | No | Yes |  | No | N. A. | No | N. A. | No | Yes | No | Yes | M. L.: MFG/MD/2021/000369 |  | 1 | SPINE PRODUCTS\ONE LOCK\RODS | 0 | Correct family name and SNN description on 28APR2023 | N | SPINE IMPLANTS |  | 1 | No | Yes | Yes | Yes | N. A.
J03 | J0312.6500 | ONELOCK PLAIN ROD,TITANIUM, SOFT, DIA. 6.0MM, LENGTH 500MM |  | J0300.0000 | N. A. | N. A. | N. A. | N. A. | N. A. | QPF/J03 | 00 | 2007-10-10 | N. A. | N. A. | N. A. | PS/J03 | 00 | 2007-10-26 | N. A. | N. A. | N. A. | J03 | TMF-1 | IU/2 | Class C | FINISHED GOODS | ONELOCK™ | PLAIN ROD,TITANIUM, SOFT | DIA. 6.0MM, LENGTH 500MM | 16 | No | Yes |  | No | N. A. | No | N. A. | No | Yes | No | Yes | M. L.: MFG/MD/2021/000369 |  | 1 | SPINE PRODUCTS\ONE LOCK\RODS | 0 | Replaced new manufacturing license number MFG/MD/2021/000369 | N | SPINE IMPLANTS |  | 1 | No | Yes | Yes | Yes | N. A.
J03 | J0312.6600 | ONELOCK PLAIN ROD,TITANIUM, SOFT, DIA. 6.0MM, LENGTH 600MM |  | J0300.0000 | N. A. | N. A. | N. A. | N. A. | N. A. | QPF/J03 | 00 | 2007-10-10 | N. A. | N. A. | N. A. | PS/J03 | 00 | 2007-10-26 | N. A. | N. A. | N. A. | J03 | TMF-1 | IU/2 | Class C | FINISHED GOODS | ONELOCK™ | PLAIN ROD,TITANIUM, HARD | DIA. 6.0MM, LENGTH 600MM | 16 | No | Yes |  | No | N. A. | No | N. A. | No | Yes | No | Yes | M. L.: MFG/MD/2021/000369 |  | 1 | SPINE PRODUCTS\ONE LOCK\RODS | 0 | Correct family name and SNN description on 28APR2023 | Y | SPINE IMPLANTS |  | 1 | No | Yes | Yes | Yes | N. A.
J04 | J0430.00 | ONELOCK TI, INNER SCREW, SQUARE THREAD, 6MM SYSTEM |  | J0430.00 | 06 | 2014-08-16 | N. A. | N. A. | N. A. | QPF/J04 | N. A. | N. A. | N. A. | N. A. | N. A. | PS/J0430.03 | N. A. | N. A. | N. A. | N. A. | N. A. | J04 | TMF-1 | IU/2 | Class C | FINISHED GOODS | ONELOCK™ | INNER SCREW, SQUARE THREAD |  | 16 | No | Yes |  | No | N. A. | No | N. A. | No | Yes | No | Yes | M. L.: MFG/MD/2021/000369 |  | 1 | SPINE PRODUCTS\ONE LOCK\SCREWS | 0 | Replaced new manufacturing license number MFG/MD/2021/000369 | N | SPINE IMPLANTS |  | 1 | No | Yes | Yes | Yes | N. A.
J0620.00 | J0620.00 | ONELOCK TI, TRANSVERSE CONNECTOR ASSEMBLY, 6MM SYSTEM |  | J0620.00 | 05 | 2017-03-16 | N. A. | N. A. | N. A. | QPF/1257 | N. A. | N. A. | N. A. | N. A. | N. A. | PS/J0620.00 | 00 | 2005-08-01 | N. A. | N. A. | N. A. | J0620 | TMF-1 | IU/2 | Class C | FINISHED GOODS | ONELOCK™ | TI, TRANSVERSE CONNECTOR | ASSEMBLY, 6MM SYSTEM | 16 | No | Yes |  | No | N. A. | No | N. A. | No | Yes | No | Yes | M. L.: MFG/MD/2021/000369 |  | 1 | SPINE PRODUCTS\ONE LOCK\OTHER PRODUCTS | 0 | Correct family name and SNN description on 28APR2023 | N | SPINE IMPLANTS |  | 1 | No | Yes | Yes | Yes | N. A.
J0620.001 | J0620.001 | ONELOCK TI, TRANSVERSE CONNECTOR MAIN BODY, 6MM SYSTEM |  | J0620.00 | 05 | 2017-03-16 | N. A. | N. A. | N. A. | QPF/1258 | N. A. | N. A. | N. A. | N. A. | N. A. | PS/J0620.01 | 01 | 2018-04-20 | 2022-12-04 | 2019-12-04 | N. A. | J0620 | TMF-1 | IU/2 | Class C | FINISHED GOODS | ONELOCK™ | TI, TRANSVERSE CONNECTOR | MAIN BODY, 6MM SYSTEM | 16 | No | Yes |  | No | N. A. | No | N. A. | No | Yes | No | Yes | M. L.: MFG/MD/2021/000369 |  | 1 | SPINE PRODUCTS\ONE LOCK\OTHER PRODUCTS | 0 | Correct family name and SNN description on 28APR2023 | N | SPINE IMPLANTS |  | 1 | No | Yes | Yes | Yes | N. A.
J0620.002 | J0620.002 | ONELOCK TI, TRANSVERSE CONNECTOR ROD 3.2MM, 6MM SYSTEM |  | J0620.00 | 05 | 2017-03-16 | N. A. | N. A. | N. A. | QPF/1259 | N. A. | N. A. | N. A. | N. A. | N. A. | PS/J0620.02 | 01 | 2018-04-19 | 2022-12-04 | 2019-12-04 | N. A. | J0620 | TMF-1 | IU/2 | Class C | FINISHED GOODS | ONELOCK™ | TI, TRANSVERSE CONNECTOR | ROD 3.2MM, 6MM SYSTEM | 16 | No | Yes |  | No | N. A. | No | N. A. | No | Yes | No | Yes | M. L.: MFG/MD/2021/000369 |  | 1 | SPINE PRODUCTS\ONE LOCK\OTHER PRODUCTS | 0 | Correct family name and SNN description on 28APR2023 | N | SPINE IMPLANTS |  | 1 | No | Yes | Yes | Yes | N. A.
J0710.00 | J0710.00 | ZETA STAPLE FOR ANTERIOR FIXATION, TITANIUM |  | J0710.00 | 01 | 2003-08-27 | N. A. | N. A. | N. A. | QPF/J0710.00 | 00 | 2008-07-01 | N. A. | N. A. | N. A. | QPF/J0710.00 | 01 | 2008-01-22 | N. A. | N. A. | N. A. | J0710.00 | TF-SI | IU/4 | Class C | FINISHED GOODS | ZETA™ | STAPLE FOR ANTERIOR FIXATION | TITANIUM | 16 | No | Yes |  | No | N. A. | No | N. A. | No | Yes | No | Yes | M. L.: MFG/MD/2021/000369 |  | 1 | SPINE PRODUCTS\ZETA\TI IMPLANTS | 0 | Activated on 03JAN2024 | N | SPINE IMPLANTS |  | 1 | No | Yes | Yes | Yes | N. A.
J0800.001 | J0800.001 | CONNECTING BLOCK FOR THE ZETA STANDARD TRANSVERSE CONNECTOR WITH GRUB SCREW |  | J0800.001 | #N/A | #N/A | N. A. | N. A. | N. A. | QPF/J0800.001 | #N/A | #N/A | #N/A | #N/A | #N/A | PS/J0800.001 | #N/A | #N/A | #N/A | #N/A | #N/A | J0800.001 | TMF-1 | IU/2 | Class C | FINISHED GOODS | ZETA™ | CONNECTING BLOCK | FOR THE STANDARD TRANSVERSE CONNECTOR WITH GRUB SCREW | 16 | No | Yes |  | No | N. A. | No | N. A. | No | Yes | No | Yes | M. L.: MFG/MD/2021/000369 |  | 1 | SPINE PRODUCTS\ZETA\SS IMPLANTS | 0.0063 | Replaced new manufacturing license number MFG/MD/2021/000369 | Y | SPINE IMPLANTS |  | 1 | No | Yes | Yes | Yes | N. A.
J0800.0011 | J0800.0011 | CONNECTING BLOCK FOR THE ZETA STANDARD TRANSVERSE CONNECTOR WITHOUT GRUB SCREW |  | J0800.0011 | #N/A | #N/A | N. A. | N. A. | N. A. | QPF/J0800.0011 | #N/A | #N/A | #N/A | #N/A | #N/A | PS/J0800.0011 | #N/A | #N/A | #N/A | #N/A | #N/A | J0800.0011 | TMF-1 | IU/2 | Class C | FINISHED GOODS | ZETA™ | CONNECTING BLOCK | FOR THE STANDARD TRANSVERSE CONNECTOR WITHOUT GRUB SCREW | 16 | No | Yes |  | No | N. A. | No | N. A. | No | Yes | No | Yes | M. L.: MFG/MD/2021/000369 |  | 1 | SPINE PRODUCTS\ZETA\SS IMPLANTS | 0 | Replaced new manufacturing license number MFG/MD/2021/000369 | Y | SPINE IMPLANTS |  | 1 | No | Yes | Yes | Yes | N. A.
J0800.002 | J0800.002 | CONNECTING ROD 3MM FOR THE ZETA STANDARD TRANSVERSE CONNECTOR, SS 316L |  | J0800.002 | #N/A | #N/A | N. A. | N. A. | N. A. | QPF/J0800.002 | #N/A | #N/A | #N/A | #N/A | #N/A | PS/J0800.002 | #N/A | #N/A | #N/A | #N/A | #N/A | J0800.002 | TMF-1 | IU/2 | Class C | FINISHED GOODS | ZETA™ | CONNECTING ROD | 3MM FOR THE STANDARD TRANSVERSE CONNECTOR, SS 316L | 16 | No | Yes |  | No | N. A. | No | N. A. | No | Yes | No | Yes | M. L.: MFG/MD/2021/000369 |  | 1 | SPINE PRODUCTS\ZETA\SS IMPLANTS | 0.006 | Correct family name and SNN description on 28APR2023 | Y | SPINE IMPLANTS |  | 1 | No | Yes | Yes | Yes | N. A.
J0811 | J0831.00 | ONELOCK TI, FACET HOOK, 6MM SYSTEM |  | J0831.00 | 01 | 2013-10-02 | N. A. | N. A. | N. A. | QPF/J0811 | 03 | 2013-09-06 | N. A. | N. A. | N. A. | PS/2355 | N. A. | N. A. | N. A. | N. A. | N. A. | J0811 | TMF-1 | IU/2 | Class C | FINISHED GOODS | ONELOCK™ | FACET HOOK, TI, 6MM SYSTEM |  | 16 | No | Yes |  | No | N. A. | No | N. A. | No | Yes | No | Yes | M. L.: MFG/MD/2021/000369 |  | 1 | SPINE PRODUCTS\ONE LOCK\OTHER PRODUCTS | 0 | Correct family name and SNN description on 28APR2023 | Y | SPINE IMPLANTS |  | 1 | No | Yes | Yes | Yes | N. A.
J0811 | J0832.00 | ONELOCK TI, SUPRALAMINAR HOOK, 6MM SYSTEM |  | J0832.00 | 01 | 2013-10-02 | N. A. | N. A. | N. A. | QPF/J0811 | 03 | 2013-09-06 | N. A. | N. A. | N. A. | PS/2356 | N. A. | N. A. | N. A. | N. A. | N. A. | J0811 | TMF-1 | IU/2 | Class C | FINISHED GOODS | ONELOCK™ | SUPRALAMINAR HOOK, TI, | 6MM SYSTEM | 16 | No | Yes |  | No | N. A. | No | N. A. | No | Yes | No | Yes | M. L.: MFG/MD/2021/000369 |  | 1 | SPINE PRODUCTS\ONE LOCK\OTHER PRODUCTS | 0 | Correct family name and SNN description on 28APR2023 | Y | SPINE IMPLANTS |  | 1 | No | Yes | Yes | Yes | N. A.
J0811 | J0833.00 | ONELOCK TI, INFRALAMINAR HOOK, 6MM SYSTEM |  | J0833.00 | 01 | 2013-10-02 | N. A. | N. A. | N. A. | QPF/J0811 | 03 | 2013-09-06 | N. A. | N. A. | N. A. | PS/2357 | N. A. | N. A. | N. A. | N. A. | N. A. | J0811 | TMF-1 | IU/2 | Class C | FINISHED GOODS | ONELOCK™ | INFRALAMINAR HOOK, TI, | 6MM SYSTEM | 16 | No | Yes |  | No | N. A. | No | N. A. | No | Yes | No | Yes | M. L.: MFG/MD/2021/000369 |  | 1 | SPINE PRODUCTS\ONE LOCK\OTHER PRODUCTS | 0 | Correct family name and SNN description on 28APR2023 | Y | SPINE IMPLANTS |  | 1 | No | Yes | Yes | Yes | N. A.
J0811 | J0834.00 | ONELOCK TI, TRANSVERSE PROCESS HOOK, LEFT, 6MM SYSTEM |  | J0834.00 | 03 | 2015-12-25 | N. A. | N. A. | N. A. | QPF/J0811 | 03 | 2013-09-06 | N. A. | N. A. | N. A. | PS/J0824 | N. A. | N. A. | N. A. | N. A. | N. A. | J0811 | TMF-1 | IU/2 | Class C | FINISHED GOODS | ONELOCK™ | TRANSVERSE PROCESS HOOK, TI, | LEFT, 6MM SYSTEM | 16 | No | Yes |  | No | N. A. | No | N. A. | No | Yes | No | Yes | M. L.: MFG/MD/2021/000369 |  | 1 | SPINE PRODUCTS\ONE LOCK\OTHER PRODUCTS | 0 | Correct family name and SNN description on 28APR2023 | Y | SPINE IMPLANTS |  | 1 | No | Yes | Yes | Yes | N. A.
J0811 | J0835.00 | ONELOCK TI, TRANSVERSE PROCESS HOOK, RIGHT, 6MM SYSTEM |  | J0835.00 | 03 | 2015-12-25 | N. A. | N. A. | N. A. | QPF/J0811 | 03 | 2013-09-06 | N. A. | N. A. | N. A. | PS/J0824 | N. A. | N. A. | N. A. | N. A. | N. A. | J0811 | TMF-1 | IU/2 | Class C | FINISHED GOODS | ONELOCK™ | TRANSVERSE PROCESS HOOK, TI, | RIGHT, 6MM SYSTEM | 16 | No | Yes |  | No | N. A. | No | N. A. | No | Yes | No | Yes | M. L.: MFG/MD/2021/000369 |  | 1 | SPINE PRODUCTS\ONE LOCK\OTHER PRODUCTS | 0 | Correct family name and SNN description on 28APR2023 | Y | SPINE IMPLANTS |  | 1 | No | Yes | Yes | Yes | N. A.
J0836 | J0836.00 | ONELOCK TI, CROSS CONNECTOR, 35 TO 45MM, 6MM SYSTEM |  | J0836.00 | 05 | 2018-06-11 | N. A. | N. A. | N. A. | QPF/J0836 | 01 | 2014-04-11 | N. A. | N. A. | N. A. | PS/J0836.00 | 00 | 2012-03-21 | N. A. | N. A. | N. A. | J0836 | TMF-1 | IU/3 | Class C | FINISHED GOODS | ONELOCK™ | CROSS CONNECTOR, TI, | 35 TO 45MM, 6MM SYSTEM | 16 | No | Yes |  | No | N. A. | No | N. A. | No | Yes | No | Yes | M. L.: MFG/MD/2021/000369 |  | 1 | SPINE PRODUCTS\ONE LOCK\OTHER PRODUCTS | 0 | Correct family name and SNN description on 28APR2023 | N | SPINE IMPLANTS |  | 1 | No | Yes | Yes | Yes | N. A.
J0836 | J0836.01 | ONELOCK TI, CROSS CONNECTOR, 30 TO 35MM, 6MM SYSTEM |  | J0836.01 | 03 | 2018-06-11 | N. A. | N. A. | N. A. | QPF/J0836 | 01 | 2014-04-11 | N. A. | N. A. | N. A. | PS/J0836.00 | 00 | 2012-03-21 | N. A. | N. A. | N. A. | J0836 | TMF-1 | IU/3 | Class C | FINISHED GOODS | ONELOCK™ | CROSS CONNECTOR, TI, | 30 TO 35MM, 6MM SYSTEM | 16 | No | Yes |  | No | N. A. | No | N. A. | No | Yes | No | Yes | M. L.: MFG/MD/2021/000369 |  | 1 | SPINE PRODUCTS\ONE LOCK\OTHER PRODUCTS | 0 | Correct family name and SNN description on 28APR2023 | N | SPINE IMPLANTS |  | 1 | No | Yes | Yes | Yes | N. A.
J0836 | J0836.02 | ONELOCK TI, CROSS CONNECTOR, 45 TO 55MM, 6MM SYSTEM |  | J0836.02 | 03 | 2018-06-12 | N. A. | N. A. | N. A. | QPF/J0836 | 01 | 2014-04-11 | N. A. | N. A. | N. A. | PS/J0836.00 | 00 | 2012-03-21 | N. A. | N. A. | N. A. | J0836 | TMF-1 | IU/3 | Class C | FINISHED GOODS | ONELOCK™ | CROSS CONNECTOR, TI, | 45 TO 55MM, 6MM SYSTEM | 16 | No | Yes |  | No | N. A. | No | N. A. | No | Yes | No | Yes | M. L.: MFG/MD/2021/000369 |  | 1 | SPINE PRODUCTS\ONE LOCK\OTHER PRODUCTS | 0 | Correct family name and SNN description on 28APR2023 | N | SPINE IMPLANTS |  | 1 | No | Yes | Yes | Yes | N. A.
J0836 | J0836.03 | ONELOCK TI, CROSS CONNECTOR, 25 TO 30MM, 6MM SYSTEM |  | J0836.03 | N. A. | N. A. | N. A. | N. A. | N. A. | QPF/J0836 | 01 | 2014-04-11 | N. A. | N. A. | N. A. | PS/J0836.00 | 00 | 2012-03-21 | N. A. | N. A. | N. A. | J0836 | TMF-1 | IU/3 | Class C | FINISHED GOODS | ONELOCK™ | CROSS CONNECTOR, TI, | 25 TO 30MM, 6MM SYSTEM | 16 | No | Yes |  | No | N. A. | No | N. A. | No | Yes | No | Yes | M. L.: MFG/MD/2021/000369 |  | 1 | SPINE PRODUCTS\ONE LOCK\OTHER PRODUCTS | 0 | Correct family name and SNN description on 28APR2023 | Y | SPINE IMPLANTS |  | 1 | No | Yes | Yes | Yes | N. A.
J09 | J0910.1007 | TITAN SURGICAL TITANIUM MESH, DIA. 10MM X 7MM LENGTH |  | J0910.10 | #N/A | #N/A | N. A. | N. A. | N. A. | QPF/J09 | #N/A | #N/A | #N/A | #N/A | #N/A | PS/J0910.00 | #N/A | #N/A | #N/A | #N/A | #N/A | J09 | TMF-1 | IU/2 | Class C | FINISHED GOODS | ZETA™ | TITAN SURGICAL TITANIUM MESH | DIA. 10MM X 7MM LENGTH | 16 | No | Yes |  | No | N. A. | No | N. A. | No | Yes | No | Yes | M. L.: MFG/MD/2021/000369 |  | 1 | SPINE PRODUCTS\INTERBODY DEVICES\TITAN CAGES | 0 | Replaced new manufacturing license number MFG/MD/2021/000369 | Y | SPINE IMPLANTS |  | 1 | No | Yes | Yes | Yes | N. A. | DIA. 10MM | LENGTH 7MM
J09 | J0910.1009 | TITAN SURGICAL TITANIUM MESH, DIA. 10MM X 9MM LENGTH |  | J0910.10 | 00 | 2006-04-28 | N. A. | N. A. | N. A. | QPF/J09 | 00 | 2008-06-20 | N. A. | N. A. | N. A. | PS/J0910.00 | N. A. | N. A. | N. A. | N. A. | N. A. | J09 | TMF-1 | IU/2 | Class C | FINISHED GOODS | ZETA™ | TITAN SURGICAL TITANIUM MESH | DIA. 10MM X 9MM LENGTH | 16 | No | Yes |  | No | N. A. | No | N. A. | No | Yes | No | Yes | M. L.: MFG/MD/2021/000369 |  | 1 | SPINE PRODUCTS\INTERBODY DEVICES\TITAN CAGES | 0 | Replaced new manufacturing license number MFG/MD/2021/000369 | Y | SPINE IMPLANTS |  | 1 | No | Yes | Yes | Yes | N. A. | DIA. 10MM | LENGTH 9MM
J09 | J0910.1011 | TITAN SURGICAL TITANIUM MESH, DIA. 10MM X 11MM LENGTH |  | J0910.10 | #N/A | #N/A | N. A. | N. A. | N. A. | QPF/J09 | #N/A | #N/A | #N/A | #N/A | #N/A | PS/J0910.00 | #N/A | #N/A | #N/A | #N/A | #N/A | J09 | TMF-1 | IU/2 | Class C | FINISHED GOODS | ZETA™ | TITAN SURGICAL TITANIUM MESH | DIA. 10MM X 11MM LENGTH | 16 | No | Yes |  | No | N. A. | No | N. A. | No | Yes | No | Yes | M. L.: MFG/MD/2021/000369 |  | 1 | SPINE PRODUCTS\INTERBODY DEVICES\TITAN CAGES | 0 | Replaced new manufacturing license number MFG/MD/2021/000369 | Y | SPINE IMPLANTS |  | 1 | No | Yes | Yes | Yes | N. A. | DIA. 10MM | LENGTH 11MM
J09 | J0910.1060 | TITAN SURGICAL TITANIUM MESH, DIA. 10MM X 60MM LENGTH |  | J0910.10 | 00 | 2006-04-28 | N. A. | N. A. | N. A. | QPF/J09 | 00 | 2008-06-20 | N. A. | N. A. | N. A. | PS/J0910.00 | N. A. | N. A. | N. A. | N. A. | N. A. | J09 | TMF-1 | IU/2 | Class C | FINISHED GOODS | ZETA™ | TITAN SURGICAL TITANIUM MESH | DIA. 10MM X 60MM LENGTH | 16 | No | Yes |  | No | N. A. | No | N. A. | No | Yes | No | Yes | M. L.: MFG/MD/2021/000369 |  | 1 | SPINE PRODUCTS\INTERBODY DEVICES\TITAN CAGES | 0 | Replaced new manufacturing license number MFG/MD/2021/000369 | Y | SPINE IMPLANTS |  | 1 | No | Yes | Yes | Yes | N. A. | DIA. 10MM | LENGTH 60MM
J09 | J0910.1100 | TITAN SURGICAL TITANIUM MESH, DIA. 10MM X 100MM LENGTH |  | J0910.10 | 00 | 2006-04-28 | N. A. | N. A. | N. A. | QPF/J09 | 00 | 2008-06-20 | N. A. | N. A. | N. A. | PS/J0910.00 | N. A. | N. A. | N. A. | N. A. | N. A. | J09 | TMF-1 | IU/2 | Class C | FINISHED GOODS | ZETA™ | TITAN SURGICAL TITANIUM MESH | DIA. 10MM X 100MM LENGTH | 16 | No | Yes |  | No | N. A. | No | N. A. | No | Yes | No | Yes | M. L.: MFG/MD/2021/000369 |  | 1 | SPINE PRODUCTS\INTERBODY DEVICES\TITAN CAGES | 0 | Replaced new manufacturing license number MFG/MD/2021/000369 | Y | SPINE IMPLANTS |  | 1 | No | Yes | Yes | Yes | N. A.
J09 | J0910.1207 | TITAN SURGICAL TITANIUM MESH, DIA. 12MM X 7MM LENGTH |  | J0910.12 | 01 | 2009-03-04 | N. A. | N. A. | N. A. | QPF/J09 | 00 | 2008-06-20 | N. A. | N. A. | N. A. | PS/J09 | 01 | 2010-03-07 | N. A. | N. A. | N. A. | J09 | TMF-1 | IU/2 | Class C | FINISHED GOODS | ZETA™ | TITAN SURGICAL TITANIUM MESH | DIA. 12MM X 7MM LENGTH | 16 | No | Yes |  | No | N. A. | No | N. A. | No | Yes | No | Yes | M. L.: MFG/MD/2021/000369 |  | 1 | SPINE PRODUCTS\INTERBODY DEVICES\TITAN CAGES | 0 | Replaced new manufacturing license number MFG/MD/2021/000369 | Y | SPINE IMPLANTS |  | 1 | No | Yes | Yes | Yes | N. A.
J09 | J0910.1209 | TITAN SURGICAL TITANIUM MESH, DIA. 12MM X 9MM LENGTH |  | J0910.12 | 01 | 2009-03-04 | N. A. | N. A. | N. A. | QPF/J09 | 00 | 2008-06-20 | N. A. | N. A. | N. A. | PS/J09 | 01 | 2010-03-07 | N. A. | N. A. | N. A. | J09 | TMF-1 | IU/2 | Class C | FINISHED GOODS | ZETA™ | TITAN SURGICAL TITANIUM MESH | DIA. 12MM X 9MM LENGTH | 16 | No | Yes |  | No | N. A. | No | N. A. | No | Yes | No | Yes | M. L.: MFG/MD/2021/000369 |  | 1 | SPINE PRODUCTS\INTERBODY DEVICES\TITAN CAGES | 0 | Replaced new manufacturing license number MFG/MD/2021/000369 | Y | SPINE IMPLANTS |  | 1 | No | Yes | Yes | Yes | N. A.
J09 | J0910.1211 | TITAN SURGICAL TITANIUM MESH, DIA. 12MM X 11MM LENGTH |  | J0910.12 | 01 | 2009-03-04 | N. A. | N. A. | N. A. | QPF/J09 | 00 | 2008-06-20 | N. A. | N. A. | N. A. | PS/J09 | 01 | 2010-03-07 | N. A. | N. A. | N. A. | J09 | TMF-1 | IU/2 | Class C | FINISHED GOODS | ZETA™ | TITAN SURGICAL TITANIUM MESH | DIA. 12MM X 11MM LENGTH | 16 | No | Yes |  | No | N. A. | No | N. A. | No | Yes | No | Yes | M. L.: MFG/MD/2021/000369 |  | 1 | SPINE PRODUCTS\INTERBODY DEVICES\TITAN CAGES | 0 | Replaced new manufacturing license number MFG/MD/2021/000369 | Y | SPINE IMPLANTS |  | 1 | No | Yes | Yes | Yes | N. A.
J09 | J0910.1260 | TITAN SURGICAL TITANIUM MESH, DIA. 12MM X 60MM LENGTH |  | J0910.12 | 01 | 2009-03-04 | N. A. | N. A. | N. A. | QPF/J09 | 00 | 2008-06-20 | N. A. | N. A. | N. A. | PS/J09 | 01 | 2010-03-07 | N. A. | N. A. | N. A. | J09 | TMF-1 | IU/2 | Class C | FINISHED GOODS | ZETA™ | TITAN SURGICAL TITANIUM MESH | DIA. 12MM X 60MM LENGTH | 16 | No | Yes |  | No | N. A. | No | N. A. | No | Yes | No | Yes | M. L.: MFG/MD/2021/000369 |  | 1 | SPINE PRODUCTS\INTERBODY DEVICES\TITAN CAGES | 0 | Replaced new manufacturing license number MFG/MD/2021/000369 | Y | SPINE IMPLANTS |  | 1 | No | Yes | Yes | Yes | N. A.
J09 | J0910.1407 | TITAN SURGICAL TITANIUM MESH, DIA. 14MM X 7MM LENGTH |  | J0910.14 | 02 | 2009-03-04 | N. A. | N. A. | N. A. | QPF/J09 | 00 | 2008-06-20 | N. A. | N. A. | N. A. | PS/J09 | 01 | 2010-03-07 | N. A. | N. A. | N. A. | J09 | TMF-1 | IU/2 | Class C | FINISHED GOODS | ZETA™ | TITAN SURGICAL TITANIUM MESH | DIA. 14MM X 7MM LENGTH | 16 | No | Yes |  | No | N. A. | No | N. A. | No | Yes | No | Yes | M. L.: MFG/MD/2021/000369 |  | 1 | SPINE PRODUCTS\INTERBODY DEVICES\TITAN CAGES | 0 | Replaced new manufacturing license number MFG/MD/2021/000369 | Y | SPINE IMPLANTS |  | 1 | No | Yes | Yes | Yes | N. A.
J09 | J0910.1409 | TITAN SURGICAL TITANIUM MESH, DIA. 14MM X 9MM LENGTH |  | J0910.14 | 02 | 2009-03-04 | N. A. | N. A. | N. A. | QPF/J09 | 00 | 2008-06-20 | N. A. | N. A. | N. A. | PS/J09 | 01 | 2010-03-07 | N. A. | N. A. | N. A. | J09 | TMF-1 | IU/2 | Class C | FINISHED GOODS | ZETA™ | TITAN SURGICAL TITANIUM MESH | DIA. 14MM X 9MM LENGTH | 16 | No | Yes |  | No | N. A. | No | N. A. | No | Yes | No | Yes | M. L.: MFG/MD/2021/000369 |  | 1 | SPINE PRODUCTS\INTERBODY DEVICES\TITAN CAGES | 0 | Replaced new manufacturing license number MFG/MD/2021/000369 | Y | SPINE IMPLANTS |  | 1 | No | Yes | Yes | Yes | N. A.
J09 | J0910.1411 | TITAN SURGICAL TITANIUM MESH, DIA. 14MM X 11MM LENGTH |  | J0910.14 | 02 | 2009-03-04 | N. A. | N. A. | N. A. | QPF/J09 | 00 | 2008-06-20 | N. A. | N. A. | N. A. | PS/J09 | 01 | 2010-03-07 | N. A. | N. A. | N. A. | J09 | TMF-1 | IU/2 | Class C | FINISHED GOODS | ZETA™ | TITAN SURGICAL TITANIUM MESH | DIA. 14MM X 11MM LENGTH | 16 | No | Yes |  | No | N. A. | No | N. A. | No | Yes | No | Yes | M. L.: MFG/MD/2021/000369 |  | 1 | SPINE PRODUCTS\INTERBODY DEVICES\TITAN CAGES | 0 | Replaced new manufacturing license number MFG/MD/2021/000369 | Y | SPINE IMPLANTS |  | 1 | No | Yes | Yes | Yes | N. A.
J09 | J0910.1460 | TITAN SURGICAL TITANIUM MESH, DIA. 14MM X 60MM LENGTH |  | J0910.14 | 02 | 2009-03-04 | N. A. | N. A. | N. A. | QPF/J09 | 00 | 2008-06-20 | N. A. | N. A. | N. A. | PS/J09 | 01 | 2010-03-07 | N. A. | N. A. | N. A. | J09 | TMF-1 | IU/2 | Class C | FINISHED GOODS | ZETA™ | TITAN SURGICAL TITANIUM MESH | DIA. 14MM X 60MM LENGTH | 16 | No | Yes |  | No | N. A. | No | N. A. | No | Yes | No | Yes | M. L.: MFG/MD/2021/000369 |  | 1 | SPINE PRODUCTS\INTERBODY DEVICES\TITAN CAGES | 0 | Replaced new manufacturing license number MFG/MD/2021/000369 | Y | SPINE IMPLANTS |  | 1 | No | Yes | Yes | Yes | N. A.
J09 | J0910.1607 | TITAN SURGICAL TITANIUM MESH, DIA. 16MM X 7MM LENGTH |  | J0910.16 | 01 | 2009-03-04 | N. A. | N. A. | N. A. | QPF/J09 | 00 | 2008-06-20 | N. A. | N. A. | N. A. | PS/J09 | 01 | 2010-03-07 | N. A. | N. A. | N. A. | J09 | TMF-1 | IU/2 | Class C | FINISHED GOODS | ZETA™ | TITAN SURGICAL TITANIUM MESH | DIA. 16MM X 7MM LENGTH | 16 | No | Yes |  | No | N. A. | No | N. A. | No | Yes | No | Yes | M. L.: MFG/MD/2021/000369 |  | 1 | SPINE PRODUCTS\INTERBODY DEVICES\TITAN CAGES | 0 | Replaced new manufacturing license number MFG/MD/2021/000369 | Y | SPINE IMPLANTS |  | 1 | No | Yes | Yes | Yes | N. A.
J09 | J0910.1609 | TITAN SURGICAL TITANIUM MESH, DIA. 16MM X 9MM LENGTH |  | J0910.16 | 01 | 2009-03-04 | N. A. | N. A. | N. A. | QPF/J09 | 00 | 2008-06-20 | N. A. | N. A. | N. A. | PS/J09 | 01 | 2010-03-07 | N. A. | N. A. | N. A. | J09 | TMF-1 | IU/2 | Class C | FINISHED GOODS | ZETA™ | TITAN SURGICAL TITANIUM MESH | DIA. 16MM X 9MM LENGTH | 16 | No | Yes |  | No | N. A. | No | N. A. | No | Yes | No | Yes | M. L.: MFG/MD/2021/000369 |  | 1 | SPINE PRODUCTS\INTERBODY DEVICES\TITAN CAGES | 0 | Replaced new manufacturing license number MFG/MD/2021/000369 | Y | SPINE IMPLANTS |  | 1 | No | Yes | Yes | Yes | N. A.
J09 | J0910.1611 | TITAN SURGICAL TITANIUM MESH, DIA. 16MM X 11MM LENGTH |  | J0910.16 | 01 | 2009-03-04 | N. A. | N. A. | N. A. | QPF/J09 | 00 | 2008-06-20 | N. A. | N. A. | N. A. | PS/J09 | 01 | 2010-03-07 | N. A. | N. A. | N. A. | J09 | TMF-1 | IU/2 | Class C | FINISHED GOODS | ZETA™ | TITAN SURGICAL TITANIUM MESH | DIA. 16MM X 11MM LENGTH | 16 | No | Yes |  | No | N. A. | No | N. A. | No | Yes | No | Yes | M. L.: MFG/MD/2021/000369 |  | 1 | SPINE PRODUCTS\INTERBODY DEVICES\TITAN CAGES | 0 | Replaced new manufacturing license number MFG/MD/2021/000369 | Y | SPINE IMPLANTS |  | 1 | No | Yes | Yes | Yes | N. A.
J09 | J0910.1660 | TITAN SURGICAL TITANIUM MESH, DIA. 16MM X 60MM LENGTH |  | J0910.16 | 01 | 2009-03-04 | N. A. | N. A. | N. A. | QPF/J09 | 00 | 2008-06-20 | N. A. | N. A. | N. A. | PS/J09 | 01 | 2010-03-07 | N. A. | N. A. | N. A. | J09 | TMF-1 | IU/2 | Class C | FINISHED GOODS | ZETA™ | TITAN SURGICAL TITANIUM MESH | DIA. 16MM X 60MM LENGTH | 16 | No | Yes |  | No | N. A. | No | N. A. | No | Yes | No | Yes | M. L.: MFG/MD/2021/000369 |  | 1 | SPINE PRODUCTS\INTERBODY DEVICES\TITAN CAGES | 0.0101 | Replaced new manufacturing license number MFG/MD/2021/000369 | Y | SPINE IMPLANTS |  | 1 | No | Yes | Yes | Yes | N. A.
J0911 | J0911.1225 | ZETA SURGICAL MESH, DIA. 12MM, LENGTH 25MM, SS 316L |  | J0911.1200 | #N/A | #N/A | N. A. | N. A. | N. A. | QPF/J0911 | #N/A | #N/A | #N/A | #N/A | #N/A | PS/J0911 | #N/A | #N/A | #N/A | #N/A | #N/A | J0911 | TMF-1 | N. A. | Class C | FINISHED GOODS | ADLER™ | ZETA SURGICAL MESH | DIA. 12MM, LENGTH 25MM, SS 316L | 16 | No | Yes |  | No | N. A. | No | N. A. | No | Yes | No | Yes | M. L.: MFG/MD/2021/000369 |  | 1 | SPINE PRODUCTS\INTERBODY DEVICES\TITAN CAGES | 0 | Replaced new manufacturing license number MFG/MD/2021/000369 | Y | SPINE IMPLANTS |  | 1 | No | Yes | Yes | Yes | N. A.
J0911 | J0911.1235 | ZETA SURGICAL MESH, DIA. 12MM, LENGTH 35MM, SS 316L |  | J0911.1200 | #N/A | #N/A | N. A. | N. A. | N. A. | QPF/J0911 | #N/A | #N/A | #N/A | #N/A | #N/A | PS/J0911 | #N/A | #N/A | #N/A | #N/A | #N/A | J0911 | TMF-1 | N. A. | Class C | FINISHED GOODS | ADLER™ | ZETA SURGICAL MESH | DIA. 12MM, LENGTH 35MM, SS 316L | 16 | No | Yes |  | No | N. A. | No | N. A. | No | Yes | No | Yes | M. L.: MFG/MD/2021/000369 |  | 1 | SPINE PRODUCTS\INTERBODY DEVICES\TITAN CAGES | 0 | Replaced new manufacturing license number MFG/MD/2021/000369 | Y | SPINE IMPLANTS |  | 1 | No | Yes | Yes | Yes | N. A.
J0911 | J0911.1645 | ZETA SURGICAL MESH, DIA. 16MM, LENGTH 45MM, SS 316L |  | J0911.1200 | #N/A | #N/A | N. A. | N. A. | N. A. | QPF/J0911 | #N/A | #N/A | #N/A | #N/A | #N/A | PS/J0911 | #N/A | #N/A | #N/A | #N/A | #N/A | J0911 | TMF-1 | N. A. | Class C | FINISHED GOODS | ADLER™ | ZETA SURGICAL MESH | DIA. 16MM, LENGTH 45MM, SS 316L | 16 | No | Yes |  | No | N. A. | No | N. A. | No | Yes | No | Yes | M. L.: MFG/MD/2021/000369 |  | 1 | SPINE PRODUCTS\INTERBODY DEVICES\TITAN CAGES | 0 | Replaced new manufacturing license number MFG/MD/2021/000369 | Y | SPINE IMPLANTS |  | 1 | No | Yes | Yes | Yes | N. A.
J10 | J1003.0706 | ZETA TLIF CAGE, TI, LORDOSIS 6 DEG., SMALL, L24MM, 7MM |  | J1003.0006 | 03 | 2018-06-09 | N. A. | N. A. | N. A. | QPF/J10 | 00 | 2008-01-11 | N. A. | N. A. | N. A. | PS/J10 | 02 | 2018-03-22 | 2022-11-09 | 2019-11-09 | N. A. | J10 | TMF-1 | IU/11 | Class C | FINISHED GOODS | ZETA™ | TLIF CAGE | LORDOSIS 6 DEG., SMALL, L24MM, 7MM | 16 | No | Yes |  | No | N. A. | No | N. A. | No | Yes | No | Yes | M. L.: MFG/MD/2021/000369 |  | 1 | SPINE PRODUCTS\INTERBODY DEVICES\TITAN-P CAGES | 0 | Activated on 03JAN2024 | N | SPINE IMPLANTS |  | 1 | No | Yes | Yes | Yes | N. A.
J10 | J1003.0906 | ZETA TLIF CAGE, TI, LORDOSIS 6 DEG., SMALL, L24MM, 9MM |  | J1003.0006 | 03 | 2018-06-09 | N. A. | N. A. | N. A. | QPF/J10 | 00 | 2008-01-11 | N. A. | N. A. | N. A. | PS/J10 | 02 | 2018-03-22 | 2022-11-09 | 2019-11-09 | N. A. | J10 | TMF-1 | IU/11 | Class C | FINISHED GOODS | ZETA™ | TLIF CAGE | TI, LORDOSIS 6 DEG., SMALL, L24MM, 9MM | 16 | No | Yes |  | No | N. A. | No | N. A. | No | Yes | No | Yes | M. L.: MFG/MD/2021/000369 |  | 1 | SPINE PRODUCTS\INTERBODY DEVICES\TITAN-P CAGES | 0 | Activated on 03JAN2024 | N | SPINE IMPLANTS |  | 1 | No | Yes | Yes | Yes | N. A.
J10 | J1003.1006 | ZETA TLIF CAGE, TI, LORDOSIS 6 DEG., SMALL, L24MM, 10MM |  | J1003.0006 | 03 | 2018-06-09 | N. A. | N. A. | N. A. | QPF/J10 | 00 | 2008-01-11 | N. A. | N. A. | N. A. | PS/J10 | 02 | 2018-03-22 | 2022-11-09 | 2019-11-09 | N. A. | J10 | TMF-1 | IU/10 | Class C | FINISHED GOODS | ZETA™ | TLIF CAGE | LORDOSIS 6 DEG., SMALL, L24MM, 10MM | 16 | No | Yes |  | No | N. A. | No | N. A. | No | Yes | No | Yes | M. L.: MFG/MD/2021/000369 |  | 1 | SPINE PRODUCTS\INTERBODY DEVICES\TITAN-P CAGES | 0 | Activated on 03JAN2024 | N | SPINE IMPLANTS |  | 1 | No | Yes | Yes | Yes | N. A.
J10 | J1003.1106 | ZETA TLIF CAGE, TI, LORDOSIS 6 DEG., SMALL, L24MM, 11MM |  | J1003.0006 | 03 | 2018-06-09 | N. A. | N. A. | N. A. | QPF/J10 | 00 | 2008-01-11 | N. A. | N. A. | N. A. | PS/J10 | 02 | 2018-03-22 | 2022-11-09 | 2019-11-09 | N. A. | J10 | TMF-1 | IU/11 | Class C | FINISHED GOODS | ZETA™ | TLIF CAGE | TI, LORDOSIS 6 DEG., SMALL, L24MM, 11MM | 16 | No | Yes |  | No | N. A. | No | N. A. | No | Yes | No | Yes | M. L.: MFG/MD/2021/000369 |  | 1 | SPINE PRODUCTS\INTERBODY DEVICES\TITAN-P CAGES | 0 | Activated on 03JAN2024 | N | SPINE IMPLANTS |  | 1 | No | Yes | Yes | Yes | N. A.
J10 | J1003.1306 | ZETA TLIF CAGE, TI, LORDOSIS 6 DEG., SMALL, L24MM, 13MM |  | J1003.0006 | 03 | 2018-06-09 | N. A. | N. A. | N. A. | QPF/J10 | 00 | 2008-01-11 | N. A. | N. A. | N. A. | PS/J10 | 02 | 2018-03-22 | 2022-11-09 | 2019-11-09 | N. A. | J10 | TMF-1 | IU/11 | Class C | FINISHED GOODS | ZETA™ | TLIF CAGE | TI, LORDOSIS 6 DEG., SMALL, L24MM, 13MM | 16 | No | Yes |  | No | N. A. | No | N. A. | No | Yes | No | Yes | M. L.: MFG/MD/2021/000369 |  | 1 | SPINE PRODUCTS\INTERBODY DEVICES\TITAN-P CAGES | 0 | Activated on 03JAN2024 | N | SPINE IMPLANTS |  | 1 | No | Yes | Yes | Yes | N. A.
J1006 | J1006.0826 | ZETA BULLET CAGE, TI, LONG, L26MM, 8MM |  | J1006.0826 | N. A. | N. A. | N. A. | N. A. | N. A. | QPF/J1006.0826 | N. A. | N. A. | N. A. | N. A. | N. A. | PS/J1006.0826 | N. A. | N. A. | N. A. | N. A. | N. A. | J1006 | TMF-1 | IU/10 | Class C | FINISHED GOODS | ZETA™ | BULLET CAGE, TI, LONG | L26MM, 8MM | 16 | No | Yes |  | No | N. A. | No | N. A. | No | Yes | No | Yes | M. L.: MFG/MD/2021/000369 |  | 1 | SPINE PRODUCTS\INTERBODY DEVICES\TITAN-P CAGES | 0 | Replaced new manufacturing license number MFG/MD/2021/000369 | Y | SPINE IMPLANTS |  | 1 | No | Yes | Yes | Yes | N. A.
J1006 | J1006.1026 | ZETA BULLET CAGE, TI, LONG, L26MM, 10MM |  | J1006.1026 | #N/A | #N/A | N. A. | N. A. | N. A. | QPF/J1006.1026 | #N/A | #N/A | #N/A | #N/A | #N/A | PS/J1006.1026 | #N/A | #N/A | #N/A | #N/A | #N/A | J1006 | TMF-1 | IU/10 | Class C | FINISHED GOODS | ZETA™ | BULLET CAGE, TI, LONG | L26MM, 10MM | 16 | No | Yes |  | No | N. A. | No | N. A. | No | Yes | No | Yes | M. L.: MFG/MD/2021/000369 |  | 1 | SPINE PRODUCTS\INTERBODY DEVICES\TITAN-P CAGES | 0 | Replaced new manufacturing license number MFG/MD/2021/000369 | Y | SPINE IMPLANTS |  | 1 | No | Yes | Yes | Yes | N. A.
J1006 | J1006.1226 | ZETA BULLET CAGE, TI, LONG, L26MM, 12MM |  | J1006.1226 | #N/A | #N/A | N. A. | N. A. | N. A. | QPF/J1006.1226 | #N/A | #N/A | #N/A | #N/A | #N/A | PS/J1006.1226 | #N/A | #N/A | #N/A | #N/A | #N/A | J1006 | TMF-1 | IU/10 | Class C | FINISHED GOODS | ZETA™ | BULLET CAGE, TI, LONG | L26MM, 12MM | 16 | No | Yes |  | No | N. A. | No | N. A. | No | Yes | No | Yes | M. L.: MFG/MD/2021/000369 |  | 1 | SPINE PRODUCTS\INTERBODY DEVICES\TITAN-P CAGES | 0 | Replaced new manufacturing license number MFG/MD/2021/000369 | Y | SPINE IMPLANTS |  | 1 | No | Yes | Yes | Yes | N. A.
J1007 | J1007.0822 | ZETA BULLET CAGE AR, TI, 8MM X 22MM |  | J1008.0022 | N. A. | N. A. | N. A. | N. A. | N. A. | QPF/J1007 | 01 | 2017-09-07 | N. A. | N. A. | N. A. | PS/J1005 | N. A. | N. A. | N. A. | N. A. | N. A. | J1007 | TMF-1 | IU/10 | Class C | FINISHED GOODS | ZETA™ | BULLET CAGE AR, TI | 8MM X 22MM | 16 | No | Yes |  | No | N. A. | No | N. A. | No | Yes | No | Yes | M. L.: MFG/MD/2021/000369 |  | 1 | SPINE PRODUCTS\INTERBODY DEVICES\ZETA-P CAGES | 0 | Activated on 03JAN2024 | N | SPINE IMPLANTS |  | 1 | No | Yes | Yes | Yes | N. A.
J1007 | J1007.1022 | ZETA BULLET CAGE AR, TI, 10MM X 22MM |  | J1008.0022 | N. A. | N. A. | N. A. | N. A. | N. A. | QPF/J1007 | 01 | 2017-09-07 | N. A. | N. A. | N. A. | PS/J1005 | N. A. | N. A. | N. A. | N. A. | N. A. | J1007 | TMF-1 | IU/10 | Class C | FINISHED GOODS | ZETA™ | BULLET CAGE AR, TI | 10MM X 22MM | 16 | No | Yes |  | No | N. A. | No | N. A. | No | Yes | No | Yes | M. L.: MFG/MD/2021/000369 |  | 1 | SPINE PRODUCTS\INTERBODY DEVICES\ZETA-P CAGES | 0 | Activated on 03JAN2024 | N | SPINE IMPLANTS |  | 1 | No | Yes | Yes | Yes | N. A.
J1007 | J1007.1222 | ZETA BULLET CAGE AR, TI, 12MM X 22MM |  | J1008.0022 | N. A. | N. A. | N. A. | N. A. | N. A. | QPF/J1007 | 01 | 2017-09-07 | N. A. | N. A. | N. A. | PS/J1005 | N. A. | N. A. | N. A. | N. A. | N. A. | J1007 | TMF-1 | IU/10 | Class C | FINISHED GOODS | ZETA™ | BULLET CAGE | AR, 12MM X 22MM | 16 | No | Yes |  | No | N. A. | No | N. A. | No | Yes | No | Yes | M. L.: MFG/MD/2021/000369 |  | 1 | SPINE PRODUCTS\INTERBODY DEVICES\ZETA-P CAGES | 0 | Activated on 03JAN2024 | N | SPINE IMPLANTS |  | 1 | No | Yes | Yes | Yes | N. A.
J1007 | J1008.0826 | ZETA BULLET CAGE AR, TI, 8MM X 26MM |  | J1008.0026 | 01 | 2014-01-30 | N. A. | N. A. | N. A. | QPF/J1007 | 01 | 2017-09-07 | N. A. | N. A. | N. A. | PS/J1005 | N. A. | N. A. | N. A. | N. A. | N. A. | J1007 | TMF-1 | IU/10 | Class C | FINISHED GOODS | ZETA™ | BULLET CAGE AR, TI | 8MM X 26MM | 16 | No | Yes |  | No | N. A. | No | N. A. | No | Yes | No | Yes | M. L.: MFG/MD/2021/000369 |  | 1 | SPINE PRODUCTS\INTERBODY DEVICES\ZETA-P CAGES | 0 | Activated on 03JAN2024 | N | SPINE IMPLANTS |  | 1 | No | Yes | Yes | Yes | N. A.
J1007 | J1008.1026 | ZETA BULLET CAGE AR, TI, 10MM X 26MM |  | J1008.0026 | 01 | 2014-01-30 | N. A. | N. A. | N. A. | QPF/J1007 | 01 | 2017-09-07 | N. A. | N. A. | N. A. | PS/J1005 | N. A. | N. A. | N. A. | N. A. | N. A. | J1007 | TMF-1 | IU/10 | Class C | FINISHED GOODS | ZETA™ | BULLET CAGE AR, TI | 10MM X 26MM | 16 | No | Yes |  | No | N. A. | No | N. A. | No | Yes | No | Yes | M. L.: MFG/MD/2021/000369 |  | 1 | SPINE PRODUCTS\INTERBODY DEVICES\ZETA-P CAGES | 0 | Activated on 03JAN2024 | N | SPINE IMPLANTS |  | 1 | No | Yes | Yes | Yes | N. A.
J1007 | J1008.1226 | ZETA BULLET CAGE AR, TI, 12MM X 26MM |  | J1008.0026 | 01 | 2014-01-30 | N. A. | N. A. | N. A. | QPF/J1007 | 01 | 2017-09-07 | N. A. | N. A. | N. A. | PS/J1005 | N. A. | N. A. | N. A. | N. A. | N. A. | J1007 | TMF-1 | IU/10 | Class C | FINISHED GOODS | ZETA™ | BULLET CAGE AR, TI | 12MM X 26MM | 16 | No | Yes |  | No | N. A. | No | N. A. | No | Yes | No | Yes | M. L.: MFG/MD/2021/000369 |  | 1 | SPINE PRODUCTS\INTERBODY DEVICES\ZETA-P CAGES | 0 | Activated on 03JAN2024 | N | SPINE IMPLANTS |  | 1 | No | Yes | Yes | Yes | N. A.
J11 | J1101.0706 | ZETA-T TLIF CAGE, TI, LORDOSIS 6 DEG, HEIGHT 7MM |  | J1101.0006 | #N/A | #N/A | N. A. | N. A. | N. A. | QPF/J10 | #N/A | #N/A | #N/A | #N/A | #N/A | PS/J10 | #N/A | #N/A | #N/A | #N/A | #N/A | J11 | TMF-1 | IU/11 | Class C | FINISHED GOODS | ZETA™ | TLIF CAGE, TI | LORDOSIS 6 DEG, HEIGHT 7MM | 16 | No | Yes |  | No | N. A. | No | N. A. | No | Yes | No | Yes | M. L.: MFG/MD/2021/000369 |  | 1 | SPINE PRODUCTS\INTERBODY DEVICES\TITAN-T CAGES | 0 | Replaced new manufacturing license number MFG/MD/2021/000369 | Y | SPINE IMPLANTS |  | 1 | No | Yes | Yes | Yes | N. A.
J11 | J1101.0806 | ZETA-T TLIF CAGE, TI, LORDOSIS 6 DEG, HEIGHT 8MM |  | J1101.0006 | #N/A | #N/A | N. A. | N. A. | N. A. | QPF/J10 | #N/A | #N/A | #N/A | #N/A | #N/A | PS/J10 | #N/A | #N/A | #N/A | #N/A | #N/A | J11 | TMF-1 | IU/11 | Class C | FINISHED GOODS | ZETA™ | TLIF CAGE, TI | LORDOSIS 6 DEG, HEIGHT 8MM | 16 | No | Yes |  | No | N. A. | No | N. A. | No | Yes | No | Yes | M. L.: MFG/MD/2021/000369 |  | 1 | SPINE PRODUCTS\INTERBODY DEVICES\TITAN-T CAGES | 0 | Replaced new manufacturing license number MFG/MD/2021/000369 | Y | SPINE IMPLANTS |  | 1 | No | Yes | Yes | Yes | N. A.
J11 | J1101.0906 | ZETA-T TLIF CAGE, TI, LORDOSIS 6 DEG, HEIGHT 9MM |  | J1101.0006 | #N/A | #N/A | N. A. | N. A. | N. A. | QPF/J10 | #N/A | #N/A | #N/A | #N/A | #N/A | PS/J10 | #N/A | #N/A | #N/A | #N/A | #N/A | J11 | TMF-1 | IU/11 | Class C | FINISHED GOODS | ZETA™ | TLIF CAGE, TI | LORDOSIS 6 DEG, HEIGHT 9MM | 16 | No | Yes |  | No | N. A. | No | N. A. | No | Yes | No | Yes | M. L.: MFG/MD/2021/000369 |  | 1 | SPINE PRODUCTS\INTERBODY DEVICES\TITAN-T CAGES | 0 | Replaced new manufacturing license number MFG/MD/2021/000369 | Y | SPINE IMPLANTS |  | 1 | No | Yes | Yes | Yes | N. A.
J11 | J1101.1006 | ZETA-T TLIF CAGE, TI, LORDOSIS 6 DEG, HEIGHT 10MM |  | J1101.0006 | #N/A | #N/A | N. A. | N. A. | N. A. | QPF/J10 | #N/A | #N/A | #N/A | #N/A | #N/A | PS/J10 | #N/A | #N/A | #N/A | #N/A | #N/A | J11 | TMF-1 | IU/11 | Class C | FINISHED GOODS | ZETA™ | TLIF CAGE, TI | LORDOSIS 6 DEG, HEIGHT 10MM | 16 | No | Yes |  | No | N. A. | No | N. A. | No | Yes | No | Yes | M. L.: MFG/MD/2021/000369 |  | 1 | SPINE PRODUCTS\INTERBODY DEVICES\TITAN-T CAGES | 0 | Replaced new manufacturing license number MFG/MD/2021/000369 | Y | SPINE IMPLANTS |  | 1 | No | Yes | Yes | Yes | N. A.
J11 | J1101.1106 | ZETA-T TLIF CAGE, TI, LORDOSIS 6 DEG, HEIGHT 11MM |  | J1101.0006 | #N/A | #N/A | N. A. | N. A. | N. A. | QPF/J10 | #N/A | #N/A | #N/A | #N/A | #N/A | PS/J10 | #N/A | #N/A | #N/A | #N/A | #N/A | J11 | TMF-1 | IU/11 | Class C | FINISHED GOODS | ZETA™ | TLIF CAGE, TI | LORDOSIS 6 DEG, HEIGHT 11MM | 16 | No | Yes |  | No | N. A. | No | N. A. | No | Yes | No | Yes | M. L.: MFG/MD/2021/000369 |  | 1 | SPINE PRODUCTS\INTERBODY DEVICES\TITAN-T CAGES | 0 | Replaced new manufacturing license number MFG/MD/2021/000369 | Y | SPINE IMPLANTS |  | 1 | No | Yes | Yes | Yes | N. A.
J11 | J1101.1206 | ZETA-T TLIF CAGE, TI, LORDOSIS 6 DEG, HEIGHT 12MM |  | J1101.0006 | #N/A | #N/A | N. A. | N. A. | N. A. | QPF/J10 | #N/A | #N/A | #N/A | #N/A | #N/A | PS/J10 | #N/A | #N/A | #N/A | #N/A | #N/A | J11 | TMF-1 | IU/11 | Class C | FINISHED GOODS | ZETA™ | TLIF CAGE, TI | LORDOSIS 6 DEG, HEIGHT 12MM | 16 | No | Yes |  | No | N. A. | No | N. A. | No | Yes | No | Yes | M. L.: MFG/MD/2021/000369 |  | 1 | SPINE PRODUCTS\INTERBODY DEVICES\TITAN-T CAGES | 0 | Replaced new manufacturing license number MFG/MD/2021/000369 | Y | SPINE IMPLANTS |  | 1 | No | Yes | Yes | Yes | N. A.
J11 | J1101.1306 | ZETA-T TLIF CAGE, TI, LORDOSIS 6 DEG, HEIGHT 13MM |  | J1101.0006 | #N/A | #N/A | N. A. | N. A. | N. A. | QPF/J10 | #N/A | #N/A | #N/A | #N/A | #N/A | PS/J10 | #N/A | #N/A | #N/A | #N/A | #N/A | J11 | TMF-1 | IU/11 | Class C | FINISHED GOODS | ZETA™ | TLIF CAGE, TI | LORDOSIS 6 DEG, HEIGHT 13MM | 16 | No | Yes |  | No | N. A. | No | N. A. | No | Yes | No | Yes | M. L.: MFG/MD/2021/000369 |  | 1 | SPINE PRODUCTS\INTERBODY DEVICES\TITAN-T CAGES | 0 | Replaced new manufacturing license number MFG/MD/2021/000369 | Y | SPINE IMPLANTS |  | 1 | No | Yes | Yes | Yes | N. A.
J11 | J1103.0706 | ZETA TLIF CAGE, TI, LORDOSIS 6 DEG., SMALL, L24MM, 7MM |  | J1103.0006 | N. A. | N. A. | N. A. | N. A. | N. A. | QPF/J10 | 00 | 2008-01-11 | N. A. | N. A. | N. A. | PS/J10 | 02 | 2018-03-22 | 2022-11-09 | 2019-11-09 | N. A. | J11 | TMF-1 | IU/11 | Class C | FINISHED GOODS | ZETA™ | TLIF CAGE, TI | LORDOSIS 6 DEG., SMALL, L24MM, 7MM | 16 | No | Yes |  | No | N. A. | No | N. A. | No | Yes | No | Yes | M. L.: MFG/MD/2021/000369 |  | 1 | SPINE PRODUCTS\INTERBODY DEVICES\TITAN-T CAGES | 0 | Replaced new manufacturing license number MFG/MD/2021/000369 | Y | SPINE IMPLANTS |  | 1 | No | Yes | Yes | Yes | N. A.
J11 | J1103.0806 | ZETA TLIF CAGE, TI, LORDOSIS 6 DEG., SMALL, L24MM, 8MM |  | J1103.0006 | N. A. | N. A. | N. A. | N. A. | N. A. | QPF/J10 | 00 | 2008-01-11 | N. A. | N. A. | N. A. | PS/J10 | 02 | 2018-03-22 | 2022-11-09 | 2019-11-09 | N. A. | J11 | TMF-1 | IU/11 | Class C | FINISHED GOODS | ZETA™ | TLIF CAGE, TI | LORDOSIS 6 DEG., SMALL, L24MM, 8MM | 16 | No | Yes |  | No | N. A. | No | N. A. | No | Yes | No | Yes | M. L.: MFG/MD/2021/000369 |  | 1 | SPINE PRODUCTS\INTERBODY DEVICES\TITAN-T CAGES | 0 | Replaced new manufacturing license number MFG/MD/2021/000369 | Y | SPINE IMPLANTS |  | 1 | No | Yes | Yes | Yes | N. A.
J11 | J1103.0906 | ZETA TLIF CAGE, TI, LORDOSIS 6 DEG., SMALL, L24MM, 9MM |  | J1103.0006 | N. A. | N. A. | N. A. | N. A. | N. A. | QPF/J10 | 00 | 2008-01-11 | N. A. | N. A. | N. A. | PS/J10 | 02 | 2018-03-22 | 2022-11-09 | 2019-11-09 | N. A. | J11 | TMF-1 | IU/11 | Class C | FINISHED GOODS | ZETA™ | TLIF CAGE, TI | LORDOSIS 6 DEG., SMALL, L24MM, 9MM | 16 | No | Yes |  | No | N. A. | No | N. A. | No | Yes | No | Yes | M. L.: MFG/MD/2021/000369 |  | 1 | SPINE PRODUCTS\INTERBODY DEVICES\TITAN-T CAGES | 0 | Replaced new manufacturing license number MFG/MD/2021/000369 | Y | SPINE IMPLANTS |  | 1 | No | Yes | Yes | Yes | N. A.
J11 | J1103.1006 | ZETA TLIF CAGE, TI, LORDOSIS 6 DEG., SMALL, L24MM, 10MM |  | J1103.0006 | N. A. | N. A. | N. A. | N. A. | N. A. | QPF/J10 | 00 | 2008-01-11 | N. A. | N. A. | N. A. | PS/J10 | 02 | 2018-03-22 | 2022-11-09 | 2019-11-09 | N. A. | J11 | TMF-1 | IU/11 | Class C | FINISHED GOODS | ZETA™ | TLIF CAGE, TI | LORDOSIS 6 DEG., SMALL, L24MM, 10MM | 16 | No | Yes |  | No | N. A. | No | N. A. | No | Yes | No | Yes | M. L.: MFG/MD/2021/000369 |  | 1 | SPINE PRODUCTS\INTERBODY DEVICES\TITAN-T CAGES | 0 | Replaced new manufacturing license number MFG/MD/2021/000369 | Y | SPINE IMPLANTS |  | 1 | No | Yes | Yes | Yes | N. A.
J11 | J1103.1106 | ZETA TLIF CAGE, TI, LORDOSIS 6 DEG., SMALL, L24MM, 11MM |  | J1103.0006 | N. A. | N. A. | N. A. | N. A. | N. A. | QPF/J10 | 00 | 2008-01-11 | N. A. | N. A. | N. A. | PS/J10 | 02 | 2018-03-22 | 2022-11-09 | 2019-11-09 | N. A. | J11 | TMF-1 | IU/11 | Class C | FINISHED GOODS | ZETA™ | TLIF CAGE, TI | LORDOSIS 6 DEG., SMALL, L24MM, 11MM | 16 | No | Yes |  | No | N. A. | No | N. A. | No | Yes | No | Yes | M. L.: MFG/MD/2021/000369 |  | 1 | SPINE PRODUCTS\INTERBODY DEVICES\TITAN-T CAGES | 0 | Replaced new manufacturing license number MFG/MD/2021/000369 | Y | SPINE IMPLANTS |  | 1 | No | Yes | Yes | Yes | N. A.
J11 | J1103.1206 | ZETA TLIF CAGE, TI, LORDOSIS 6 DEG., SMALL, L24MM, 12MM |  | J1103.0006 | N. A. | N. A. | N. A. | N. A. | N. A. | QPF/J10 | 00 | 2008-01-11 | N. A. | N. A. | N. A. | PS/J10 | 02 | 2018-03-22 | 2022-11-09 | 2019-11-09 | N. A. | J11 | TMF-1 | IU/11 | Class C | FINISHED GOODS | ZETA™ | TLIF CAGE, TI | LORDOSIS 6 DEG., SMALL, L24MM, 12MM | 16 | No | Yes |  | No | N. A. | No | N. A. | No | Yes | No | Yes | M. L.: MFG/MD/2021/000369 |  | 1 | SPINE PRODUCTS\INTERBODY DEVICES\TITAN-T CAGES | 0 | Replaced new manufacturing license number MFG/MD/2021/000369 | Y | SPINE IMPLANTS |  | 1 | No | Yes | Yes | Yes | N. A.
J11 | J1103.1306 | ZETA TLIF CAGE, TI, LORDOSIS 6 DEG., SMALL, L24MM, 13MM |  | J1103.0006 | N. A. | N. A. | N. A. | N. A. | N. A. | QPF/J10 | 00 | 2008-01-11 | N. A. | N. A. | N. A. | PS/J10 | 02 | 2018-03-22 | 2022-11-09 | 2019-11-09 | N. A. | J11 | TMF-1 | IU/11 | Class C | FINISHED GOODS | ZETA™ | TLIF CAGE, TI | LORDOSIS 6 DEG., SMALL, L24MM, 13MM | 16 | No | Yes |  | No | N. A. | No | N. A. | No | Yes | No | Yes | M. L.: MFG/MD/2021/000369 |  | 1 | SPINE PRODUCTS\INTERBODY DEVICES\TITAN-T CAGES | 0 | Replaced new manufacturing license number MFG/MD/2021/000369 | Y | SPINE IMPLANTS |  | 1 | No | Yes | Yes | Yes | N. A.
J11 | J1104.0706 | ZETA TLIF CAGE, TI, LORDOSIS 6 DEG., L 28MM, 7MM |  | J1104.0006 | N. A. | N. A. | N. A. | N. A. | N. A. | QPF/J10 | 00 | 2008-01-11 | N. A. | N. A. | N. A. | PS/J10 | 02 | 2018-03-22 | 2022-11-09 | 2019-11-09 | N. A. | J10 | TMF-1 | IU/11 | Class C | FINISHED GOODS | ZETA™ | TLIF CAGE, TI | LORDOSIS 6 DEG., L 28MM, 7MM | 16 | No | Yes |  | No | N. A. | No | N. A. | No | Yes | No | Yes | M. L.: MFG/MD/2021/000369 |  | 1 | SPINE PRODUCTS\INTERBODY DEVICES\TITAN-T CAGES | 0 | Activated on 03JAN2024 | N | SPINE IMPLANTS |  | 1 | No | Yes | Yes | Yes | N. A.
J11 | J1104.0906 | ZETA TLIF CAGE, TI, LORDOSIS 6 DEG., L 28MM, 9MM |  | J1104.0006 | N. A. | N. A. | N. A. | N. A. | N. A. | QPF/J10 | 00 | 2008-01-11 | N. A. | N. A. | N. A. | PS/J10 | 02 | 2018-03-22 | 2022-11-09 | 2019-11-09 | N. A. | J10 | TMF-1 | IU/11 | Class C | FINISHED GOODS | ZETA™ | TLIF CAGE | LORDOSIS 6 DEG., L 28MM, 9MM | 16 | No | Yes |  | No | N. A. | No | N. A. | No | Yes | No | Yes | M. L.: MFG/MD/2021/000369 |  | 1 | SPINE PRODUCTS\INTERBODY DEVICES\TITAN-T CAGES | 0 | Activated on 03JAN2024 | N | SPINE IMPLANTS |  | 1 | No | Yes | Yes | Yes | N. A.
J11 | J1104.1006 | ZETA TLIF CAGE, TI, LORDOSIS 6 DEG., L 28MM, 10MM |  | J1104.0006 | N. A. | N. A. | N. A. | N. A. | N. A. | QPF/J10 | 00 | 2008-01-11 | N. A. | N. A. | N. A. | PS/J10 | 02 | 2018-03-22 | 2022-11-09 | 2019-11-09 | N. A. | J10 | TMF-1 | IU/11 | Class C | FINISHED GOODS | ZETA™ | TLIF CAGE, TI | LORDOSIS 6 DEG., L 28MM, 10MM | 16 | No | Yes |  | No | N. A. | No | N. A. | No | Yes | No | Yes | M. L.: MFG/MD/2021/000369 |  | 1 | SPINE PRODUCTS\INTERBODY DEVICES\TITAN-T CAGES | 0 | Activated on 03JAN2024 | N | SPINE IMPLANTS |  | 1 | No | Yes | Yes | Yes | N. A.
J11 | J1104.1106 | ZETA TLIF CAGE, TI, LORDOSIS 6 DEG., L 28MM, 11MM |  | J1104.0006 | N. A. | N. A. | N. A. | N. A. | N. A. | QPF/J10 | 00 | 2008-01-11 | N. A. | N. A. | N. A. | PS/J10 | 02 | 2018-03-22 | 2022-11-09 | 2019-11-09 | N. A. | J10 | TMF-1 | IU/11 | Class C | FINISHED GOODS | ZETA™ | TLIF CAGE, TI | LORDOSIS 6 DEG., L 28MM, 11MM | 16 | No | Yes |  | No | N. A. | No | N. A. | No | Yes | No | Yes | M. L.: MFG/MD/2021/000369 |  | 1 | SPINE PRODUCTS\INTERBODY DEVICES\TITAN-T CAGES | 0 | Activated on 03JAN2024 | N | SPINE IMPLANTS |  | 1 | No | Yes | Yes | Yes | N. A.
J11 | J1104.1306 | ZETA TLIF CAGE, TI, LORDOSIS 6 DEG., L 28MM, 13MM |  | J1104.0006 | N. A. | N. A. | N. A. | N. A. | N. A. | QPF/J10 | 00 | 2008-01-11 | N. A. | N. A. | N. A. | PS/J10 | 02 | 2018-03-22 | 2022-11-09 | 2019-11-09 | N. A. | J10 | TMF-1 | IU/11 | Class C | FINISHED GOODS | ZETA™ | TLIF CAGE, TI | LORDOSIS 6 DEG., L 28MM, 13MM | 16 | No | Yes |  | No | N. A. | No | N. A. | No | Yes | No | Yes | M. L.: MFG/MD/2021/000369 |  | 1 | SPINE PRODUCTS\INTERBODY DEVICES\TITAN-T CAGES | 0 | Activated on 03JAN2024 | N | SPINE IMPLANTS |  | 1 | No | Yes | Yes | Yes | N. A.
K0201 | K0201.01 | ENDOFIX, ENDO BUTTON (POSITION SUTURE PLATE FEMORAL) |  | K0201.01 | #N/A | #N/A | N. A. | N. A. | N. A. | QPF/K0201 | #N/A | #N/A | #N/A | #N/A | #N/A | PS/K0201 | #N/A | #N/A | #N/A | #N/A | #N/A | K0201 | TMF-1 | IU/7 | Class C | FINISHED GOODS | ENDOFIX™ | POSITION SUTURE PLATE | FEMORAL, ENDO BUTTON, NON-STERILE | 16 | No | Yes |  | No | N. A. | No | N. A. | No | Yes | No | Yes | M. L.: MFG/MD/2021/000369 |  | 1 | ARTHROSCOPY CONSUMABLES\IMPLANTS\FEMORAL IMPLANTS | 0.0014 | Replaced new manufacturing license number MFG/MD/2021/000369 | Y | BONE PLATES |  | 1 | No | Yes | Yes | Yes | N. A.
K0201 | K0201.01s | ENDOFIX, ENDO BUTTON (POSITION SUTURE PLATE FEMORAL) STERILE |  | K0201.01 | 01 | 2011-09-18 | N. A. | N. A. | N. A. | QPF/K0201 | N. A. | N. A. | N. A. | N. A. | N. A. | PS/K0201 | 02 | 2018-12-16 | 2022-12-04 | 2019-12-04 | N. A. | K0201 | TMF-1 | IU/7 | Class C | FINISHED GOODS | ENDOFIX™ | POSITION SUTURE PLATE | FEMORAL, ENDO BUTTON, STERILE | 02 | Yes | No | R | Yes | K0201.01s | No | N. A. | No | Yes | No | Yes | M. L.: MFG/MD/2021/000369 |  | 1 | ARTHROSCOPY CONSUMABLES\IMPLANTS\FEMORAL IMPLANTS | 0.0014 | CHANGED LABEL FORMAT NUMBER AS PER EMAIL FROM SDW DTD 19JUN2021 ON 19JUN2021 | N | BONE PLATES |  | 1/lot | No | Yes | Yes | No | N. A.
K0202 | K0202.01 | ENDOFIX, SUTURE POSITION DISK (TIBIAL) |  | K0202.01 | #N/A | #N/A | N. A. | N. A. | N. A. | QPF/K0202 | #N/A | #N/A | #N/A | #N/A | #N/A | PS/K0202 | #N/A | #N/A | #N/A | #N/A | #N/A | K0202 | TMF-1 | IU/7 | Class C | FINISHED GOODS | ENDOFIX™ | SUTURE POSITION DISK, TIBIAL | NON-STERILE | 16 | No | Yes |  | No | N. A. | No | N. A. | No | Yes | No | Yes | M. L.: MFG/MD/2021/000369 |  | 1 | ARTHROSCOPY CONSUMABLES\IMPLANTS\FEMORAL IMPLANTS | 0 | Replaced new manufacturing license number MFG/MD/2021/000369 | Y | BONE PLATES |  | 1 | No | Yes | Yes | Yes | N. A.
K0202 | K0202.01s | ENDOFIX, SUTURE POSITION DISK (TIBIAL) STERILE |  | K0202.01 | 02 | 2010-10-01 | N. A. | N. A. | N. A. | QPF/K0202 | N. A. | N. A. | N. A. | N. A. | N. A. | PS/K0202 | 02 | 2018-09-23 | 44899 | 43803 | N. A. | K0202 | TMF-1 | IU/7 | Class C | FINISHED GOODS | ENDOFIX™ | SUTURE POSITION DISK, TIBIAL | STERILE | 02 | Yes | No | R | Yes | K0202.01s | No | N. A. | No | Yes | No | Yes | M. L.: MFG/MD/2021/000369 |  | 1 | ARTHROSCOPY CONSUMABLES\IMPLANTS\FEMORAL IMPLANTS | 0 | CHANGED LABEL FORMAT NUMBER AS PER EMAIL FROM SDW DTD 19JUN2021 ON 19JUN2021 | N | BONE PLATES |  | 1/lot | No | Yes | Yes | No | N. A.
K0203 | K0203.10s | SECUR, KNEE BUTTONS WITH SUTURES AND THREADED LOOP - 10MM, STERILE |  | K0203.00 | 00 | 2023-02-25 | N. A. | N. A. | N. A. | QPF/K0203 | 00 | 2022-05-06 | N. A. | N. A. | N. A. | PS/K0204 | 00 | 2022-05-05 | N. A. | N. A. | N. A. | K0203 | N. A. | IU/19 | Class C | FINISHED GOODS | SECUR™ | KNEE BUTTONS | WITH SUTURES AND THREADED LOOP - 10MM | 04 | Yes | No | EO | Yes | N. A. | No | N. A. | No | Yes | No | Yes | M. L.: MFG/MD/2021/000369 |  | 1 | ARTHROSCOPY CONSUMABLES\IMPLANTS\FEMORAL IMPLANTS |  | New added on 25FEB2023 | N | FIXATION DEVICE - KNEE BUTTON |  | 1/lot | No | Yes | Yes | No | N. A. | 10MM | THREADED
K0203 | K0203.15s | SECUR, KNEE BUTTONS WITH SUTURES AND THREADED LOOP - 15MM, STERILE |  | K0204.00 | 00 | 2022-05-06 | N. A. | N. A. | N. A. | QPF/K0203 | 00 | 2022-05-06 | N. A. | N. A. | N. A. | PS/K0204 | 00 | 2022-05-05 | N. A. | N. A. | N. A. | K0203 | N. A. | IU/19 | Class C | FINISHED GOODS | SECUR™ | KNEE BUTTONS | WITH SUTURES AND THREADED LOOP - 15MM | 04 | Yes | No | EO | Yes | N. A. | No | N. A. | No | Yes | No | Yes | M. L.: MFG/MD/2021/000369 |  | 1 | ARTHROSCOPY CONSUMABLES\IMPLANTS\FEMORAL IMPLANTS |  | New added on 29APR2022 | N | FIXATION DEVICE - KNEE BUTTON |  | 1/lot | No | Yes | Yes | No | N. A. | 15MM | THREADED
K0203 | K0203.20s | SECUR, KNEE BUTTONS WITH SUTURES AND THREADED LOOP - 20MM, STERILE |  | K0204.00 | 00 | 2022-05-06 | N. A. | N. A. | N. A. | QPF/K0203 | 00 | 2022-05-06 | N. A. | N. A. | N. A. | PS/K0204 | 00 | 2022-05-05 | N. A. | N. A. | N. A. | K0203 | N. A. | IU/19 | Class C | FINISHED GOODS | SECUR™ | KNEE BUTTONS | WITH SUTURES AND THREADED LOOP - 20MM | 04 | Yes | No | EO | Yes | N. A. | No | N. A. | No | Yes | No | Yes | M. L.: MFG/MD/2021/000369 |  | 1 | ARTHROSCOPY CONSUMABLES\IMPLANTS\FEMORAL IMPLANTS |  | New added on 29APR2022 | N | FIXATION DEVICE - KNEE BUTTON |  | 1/lot | No | Yes | Yes | No | N. A. | 20MM | THREADED
K0203 | K0203.25s | SECUR, KNEE BUTTONS WITH SUTURES AND THREADED LOOP - 25MM, STERILE |  | K0203.00 | 00 | 2023-02-25 | N. A. | N. A. | N. A. | QPF/K0203 | 00 | 2022-05-06 | N. A. | N. A. | N. A. | PS/K0204 | 00 | 2022-05-05 | N. A. | N. A. | N. A. | K0203 | N. A. | IU/19 | Class C | FINISHED GOODS | SECUR™ | KNEE BUTTONS | WITH SUTURES AND THREADED LOOP - 25MM | 04 | Yes | No | EO | Yes | N. A. | No | N. A. | No | Yes | No | Yes | M. L.: MFG/MD/2021/000369 |  | 1 | ARTHROSCOPY CONSUMABLES\IMPLANTS\FEMORAL IMPLANTS |  | New added on 25FEB2023 | N | FIXATION DEVICE - KNEE BUTTON |  | 1/lot | No | Yes | Yes | No | N. A. | 25MM | THREADED
K0203 | K0203.30s | SECUR, KNEE BUTTONS WITH SUTURES AND THREADED LOOP - 30MM, STERILE |  | K0203.00 | 00 | 2023-02-25 | N. A. | N. A. | N. A. | QPF/K0203 | 00 | 2022-05-06 | N. A. | N. A. | N. A. | PS/K0204 | 00 | 2022-05-05 | N. A. | N. A. | N. A. | K0203 | N. A. | IU/19 | Class C | FINISHED GOODS | SECUR™ | KNEE BUTTONS | WITH SUTURES AND THREADED LOOP - 30MM | 04 | Yes | No | EO | Yes | N. A. | No | N. A. | No | Yes | No | Yes | M. L.: MFG/MD/2021/000369 |  | 1 | ARTHROSCOPY CONSUMABLES\IMPLANTS\FEMORAL IMPLANTS |  | New added on 25FEB2023 | N | FIXATION DEVICE - KNEE BUTTON |  | 1/lot | No | Yes | Yes | No | N. A. | 30MM | THREADED
K0203 | K0203.35s | SECUR, KNEE BUTTONS WITH SUTURES AND THREADED LOOP - 35MM, STERILE |  | K0203.00 | 00 | 2023-02-25 | N. A. | N. A. | N. A. | QPF/K0203 | 00 | 2022-05-06 | N. A. | N. A. | N. A. | PS/K0204 | 00 | 2022-05-05 | N. A. | N. A. | N. A. | K0203 | N. A. | IU/19 | Class C | FINISHED GOODS | SECUR™ | KNEE BUTTONS | WITH SUTURES AND THREADED LOOP - 35MM | 04 | Yes | No | EO | Yes | N. A. | No | N. A. | No | Yes | No | Yes | M. L.: MFG/MD/2021/000369 |  | 1 | ARTHROSCOPY CONSUMABLES\IMPLANTS\FEMORAL IMPLANTS |  | New added on 25FEB2023 | N | FIXATION DEVICE - KNEE BUTTON |  | 1/lot | No | Yes | Yes | No | N. A. | 35MM | THREADED
K0203 | K0203.40s | SECUR, KNEE BUTTONS WITH SUTURES AND THREADED LOOP - 40MM, STERILE |  | K0203.00 | 00 | 2023-02-25 | N. A. | N. A. | N. A. | QPF/K0203 | 00 | 2022-05-06 | N. A. | N. A. | N. A. | PS/K0204 | 00 | 2022-05-05 | N. A. | N. A. | N. A. | K0203 | N. A. | IU/19 | Class C | FINISHED GOODS | SECUR™ | KNEE BUTTONS | WITH SUTURES AND THREADED LOOP - 4MM | 04 | Yes | No | EO | Yes | N. A. | No | N. A. | No | Yes | No | Yes | M. L.: MFG/MD/2021/000369 |  | 1 | ARTHROSCOPY CONSUMABLES\IMPLANTS\FEMORAL IMPLANTS |  | New added on 25FEB2023 | N | FIXATION DEVICE - KNEE BUTTON |  | 1/lot | No | Yes | Yes | No | N. A. | 40MM | THREADED
K0203 | K0203.45s | SECUR, KNEE BUTTONS WITH SUTURES AND THREADED LOOP - 45MM, STERILE |  | K0203.00 | 00 | 2023-02-25 | N. A. | N. A. | N. A. | QPF/K0203 | 00 | 2022-05-06 | N. A. | N. A. | N. A. | PS/K0204 | 00 | 2022-05-05 | N. A. | N. A. | N. A. | K0203 | N. A. | IU/19 | Class C | FINISHED GOODS | SECUR™ | KNEE BUTTONS | WITH SUTURES AND THREADED LOOP - 45MM | 04 | Yes | No | EO | Yes | N. A. | No | N. A. | No | Yes | No | Yes | M. L.: MFG/MD/2021/000369 |  | 1 | ARTHROSCOPY CONSUMABLES\IMPLANTS\FEMORAL IMPLANTS |  | New added on 25FEB2023 | N | FIXATION DEVICE - KNEE BUTTON |  | 1/lot | No | Yes | Yes | No | N. A. | 45MM | THREADED
K0203 | K0203.50s | SECUR, KNEE BUTTONS WITH SUTURES AND THREADED LOOP - 50MM, STERILE |  | K0203.00 | 00 | 2023-02-25 | N. A. | N. A. | N. A. | QPF/K0203 | 00 | 2022-05-06 | N. A. | N. A. | N. A. | PS/K0204 | 00 | 2022-05-05 | N. A. | N. A. | N. A. | K0203 | N. A. | IU/19 | Class C | FINISHED GOODS | SECUR™ | KNEE BUTTONS | WITH SUTURES AND THREADED LOOP - 50MM | 04 | Yes | No | EO | Yes | N. A. | No | N. A. | No | Yes | No | Yes | M. L.: MFG/MD/2021/000369 |  | 1 | ARTHROSCOPY CONSUMABLES\IMPLANTS\FEMORAL IMPLANTS |  | New added on 25FEB2023 | N | FIXATION DEVICE - KNEE BUTTON |  | 1/lot | No | Yes | Yes | No | N. A. | 50MM | THREADED
K0203 | K0203.55s | SECUR, KNEE BUTTONS WITH SUTURES AND THREADED LOOP - 55MM, STERILE |  | K0203.00 | 00 | 2023-02-25 | N. A. | N. A. | N. A. | QPF/K0203 | 00 | 2022-05-06 | N. A. | N. A. | N. A. | PS/K0204 | 00 | 2022-05-05 | N. A. | N. A. | N. A. | K0203 | N. A. | IU/19 | Class C | FINISHED GOODS | SECUR™ | KNEE BUTTONS | WITH SUTURES AND THREADED LOOP - 55MM | 04 | Yes | No | EO | Yes | N. A. | No | N. A. | No | Yes | No | Yes | M. L.: MFG/MD/2021/000369 |  | 1 | ARTHROSCOPY CONSUMABLES\IMPLANTS\FEMORAL IMPLANTS |  | New added on 25FEB2023 | N | FIXATION DEVICE - KNEE BUTTON |  | 1/lot | No | Yes | Yes | No | N. A. | 55MM | THREADED
K0203 | K0203.60s | SECUR, KNEE BUTTONS WITH SUTURES AND THREADED LOOP - 60MM, STERILE |  | K0203.00 | 00 | 2023-02-25 | N. A. | N. A. | N. A. | QPF/K0203 | 00 | 2022-05-06 | N. A. | N. A. | N. A. | PS/K0204 | 00 | 2022-05-05 | N. A. | N. A. | N. A. | K0203 | N. A. | IU/19 | Class C | FINISHED GOODS | SECUR™ | KNEE BUTTONS | WITH SUTURES AND THREADED LOOP - 60MM | 04 | Yes | No | EO | Yes | N. A. | No | N. A. | No | Yes | No | Yes | M. L.: MFG/MD/2021/000369 |  | 1 | ARTHROSCOPY CONSUMABLES\IMPLANTS\FEMORAL IMPLANTS |  | New added on 25FEB2023 | N | FIXATION DEVICE - KNEE BUTTON |  | 1/lot | No | Yes | Yes | No | N. A. | 60MM | THREADED
K0204 | K0204.12s | SECUR, KNEE BUTTONS WITH SUTURES AND BRAIDED LOOP - 12MM, STERILE |  | K0204.00 | 00 | 2022-05-06 | N. A. | N. A. | N. A. | QPF/K0204 | 00 | 2022-05-06 | N. A. | N. A. | N. A. | PS/K0204 | 00 | 2022-05-05 | N. A. | N. A. | N. A. | K0204 | N. A. | IU/7 | Class C | FINISHED GOODS | SECUR™ | KNEE BUTTONS | WITH SUTURES AND BRAIDED LOOP - 10MM, STERILE | 04 | Yes | No | EO | Yes | K0204 | No | N. A. | No | Yes | No | Yes | M. L.: MFG/MD/2021/000369 |  | 1 | ARTHROSCOPY CONSUMABLES\IMPLANTS\FEMORAL IMPLANTS |  | New added on 29APR2022 | N | FIXATION DEVICE - KNEE BUTTON |  | 1/lot | No | Yes | Yes | No | N. A. | 12MM | BRAIDED
K0204 | K0204.15s | SECUR, KNEE BUTTONS WITH SUTURES AND BRAIDED LOOP - 15MM, STERILE |  | K0204.00 | 00 | 2022-05-06 | N. A. | N. A. | N. A. | QPF/K0204 | 00 | 2022-05-06 | N. A. | N. A. | N. A. | PS/K0204 | 00 | 2022-05-05 | N. A. | N. A. | N. A. | K0204 | N. A. | IU/7 | Class C | FINISHED GOODS | SECUR™ | KNEE BUTTONS | WITH SUTURES AND BRAIDED LOOP - 15MM, STERILE | 04 | Yes | No | EO | Yes | K0204 | No | N. A. | No | Yes | No | Yes | M. L.: MFG/MD/2021/000369 |  | 1 | ARTHROSCOPY CONSUMABLES\IMPLANTS\FEMORAL IMPLANTS |  | New added on 29APR2022 | N | FIXATION DEVICE - KNEE BUTTON |  | 1/lot | No | Yes | Yes | No | N. A. | 15MM | BRAIDED
K0204 | K0204.20s | SECUR, KNEE BUTTONS WITH SUTURES AND BRAIDED LOOP - 20MM, STERILE |  | K0204.00 | 00 | 2022-05-06 | N. A. | N. A. | N. A. | QPF/K0204 | 00 | 2022-05-06 | N. A. | N. A. | N. A. | PS/K0204 | 00 | 2022-05-05 | N. A. | N. A. | N. A. | K0204 | N. A. | IU/7 | Class C | FINISHED GOODS | SECUR™ | KNEE BUTTONS | WITH SUTURES AND BRAIDED LOOP - 20MM, STERILE | 04 | Yes | No | EO | Yes | K0204 | No | N. A. | No | Yes | No | Yes | M. L.: MFG/MD/2021/000369 |  | 1 | ARTHROSCOPY CONSUMABLES\IMPLANTS\FEMORAL IMPLANTS |  | New added on 29APR2022 | N | FIXATION DEVICE - KNEE BUTTON |  | 1/lot | No | Yes | Yes | No | N. A. | 20MM | BRAIDED
K0204 | K0204.25s | SECUR, KNEE BUTTONS WITH SUTURES AND BRAIDED LOOP - 25MM, STERILE |  | K0204.00 | 00 | 2022-05-06 | N. A. | N. A. | N. A. | QPF/K0204 | 00 | 2022-05-06 | N. A. | N. A. | N. A. | PS/K0204 | 00 | 2022-05-05 | N. A. | N. A. | N. A. | K0204 | N. A. | IU/7 | Class C | FINISHED GOODS | SECUR™ | KNEE BUTTONS | WITH SUTURES AND BRAIDED LOOP - 25MM, STERILE | 04 | Yes | No | EO | Yes | K0204 | No | N. A. | No | Yes | No | Yes | M. L.: MFG/MD/2021/000369 |  | 1 | ARTHROSCOPY CONSUMABLES\IMPLANTS\FEMORAL IMPLANTS |  | New added on 29APR2022 | N | FIXATION DEVICE - KNEE BUTTON |  | 1/lot | No | Yes | Yes | No | N. A. | 25MM | BRAIDED
K0204 | K0204.30s | SECUR, KNEE BUTTONS WITH SUTURES AND BRAIDED LOOP - 30MM, STERILE |  | K0204.00 | 00 | 2022-05-06 | N. A. | N. A. | N. A. | QPF/K0204 | 00 | 2022-05-06 | N. A. | N. A. | N. A. | PS/K0204 | 00 | 2022-05-05 | N. A. | N. A. | N. A. | K0204 | N. A. | IU/7 | Class C | FINISHED GOODS | SECUR™ | KNEE BUTTONS | WITH SUTURES AND BRAIDED LOOP - 30MM, STERILE | 04 | Yes | No | EO | Yes | K0204 | No | N. A. | No | Yes | No | Yes | M. L.: MFG/MD/2021/000369 |  | 1 | ARTHROSCOPY CONSUMABLES\IMPLANTS\FEMORAL IMPLANTS |  | New added on 29APR2022 | N | FIXATION DEVICE - KNEE BUTTON |  | 1/lot | No | Yes | Yes | No | N. A. | 30MM | BRAIDED
K0204 | K0204.35s | SECUR, KNEE BUTTONS WITH SUTURES AND BRAIDED LOOP - 35MM, STERILE |  | K0204.00 | 00 | 2022-05-06 | N. A. | N. A. | N. A. | QPF/K0204 | 00 | 2022-05-06 | N. A. | N. A. | N. A. | PS/K0204 | 00 | 2022-05-05 | N. A. | N. A. | N. A. | K0204 | N. A. | IU/7 | Class C | FINISHED GOODS | SECUR™ | KNEE BUTTONS | WITH SUTURES AND BRAIDED LOOP - 35MM, STERILE | 04 | Yes | No | EO | Yes | K0204 | No | N. A. | No | Yes | No | Yes | M. L.: MFG/MD/2021/000369 |  | 1 | ARTHROSCOPY CONSUMABLES\IMPLANTS\FEMORAL IMPLANTS |  | New added on 29APR2022 | N | FIXATION DEVICE - KNEE BUTTON |  | 1/lot | No | Yes | Yes | No | N. A. | 35MM | BRAIDED
K0204 | K0204.40s | SECUR, KNEE BUTTONS WITH SUTURES AND BRAIDED LOOP - 40MM, STERILE |  | K0204.00 | 00 | 2022-05-06 | N. A. | N. A. | N. A. | QPF/K0204 | 00 | 2022-05-06 | N. A. | N. A. | N. A. | PS/K0204 | 00 | 44686 | N. A. | N. A. | N. A. | K0204 | N. A. | IU/7 | Class C | FINISHED GOODS | SECUR™ | KNEE BUTTONS | WITH SUTURES AND BRAIDED LOOP - 40MM, STERILE | 04 | Yes | No | EO | Yes | K0204 | No | N. A. | No | Yes | No | Yes | M. L.: MFG/MD/2021/000369 |  | 1 | ARTHROSCOPY CONSUMABLES\IMPLANTS\FEMORAL IMPLANTS |  | New added on 29APR2022 | N | FIXATION DEVICE - KNEE BUTTON |  | 1/lot | No | Yes | Yes | No | N. A. | 40MM | BRAIDED
P0101.0001 | P0101.0001 | PATIENT SPECIFIC IMPLANT TITANIUM, ACETABULAR COMPONENT, R |  | P0101.0001 | 00 | 2023-02-01 | N. A. | N. A. | N. A. | N. A. | N. A. | N. A. | N. A. | N. A. | N. A. | PS/P0101.0001 | 00 | N. A. | N. A. | N. A. | N. A. | P0101.0001 | N. A. | N. A. | N. A. | PSI | N. A. | N. A. | N. A. | N. A. | NO | Yes |  | No | N. A. | No | N. A. | No | No | No | N. A. | M. L.: MFG/MD/2021/000369 | N. A. | 1 | N. A. | N. A. | Added on 01FEB2023 | N | PSI |  | No | No | No | N. A. | Yes | N. A.
P0101.0002 | P0101.0002 | PATIENT SPECIFIC IMPLANT, SADDLE PROSTHESIS |  | P0101.0002 | 00 | 2023-02-26 | N. A. | N. A. | N. A. | QPF/PSI | 00 | 2023-02-28 | N. A. | N. A. | N. A. | N. A. | N. A. | N. A. | N. A. | N. A. | N. A. | P0101.0002 | N. A. | N. A. | N. A. | PSI | N. A. | N. A. | N. A. | 16 | NO | Yes |  | No | N. A. | No | N. A. | No | No | No | Yes | M. L.: MFG/MD/2021/000369 | N. A. | 1 | N. A. | N. A. | Added on 01FEB2023 | N | PSI |  | No | No | No | Yes | Yes | N. A.
P0101.0002 | P0101.0002.01 | SADDLE PROSTHESIS, SADDLE COMPONENT |  | P0101.0002.01 | 00 | 2023-02-26 | N. A. | N. A. | N. A. | QPF/PSI | 00 | 2023-02-28 | N. A. | N. A. | N. A. | N. A. | N. A. | N. A. | N. A. | N. A. | N. A. | P0101.0002 | N. A. | N. A. | N. A. | PSI | N. A. | N. A. | N. A. | 16 | NO | Yes |  | No | N. A. | No | N. A. | No | No | No | Yes | N. A. | N. A. | N. A. | N. A. | N. A. | Added on 01FEB2023 | N | PSI |  | No | No | No | Yes | Yes | N. A.
P0101.0002 | P0101.0002.02 | SADDLE PROSTHESIS, BASE COMPONENT |  | P0101.0002.02 | 00 | 2023-02-26 | N. A. | N. A. | N. A. | QPF/PSI | 00 | 2023-02-28 | N. A. | N. A. | N. A. | N. A. | N. A. | N. A. | N. A. | N. A. | N. A. | P0101.0002 | N. A. | N. A. | N. A. | PSI | N. A. | N. A. | N. A. | 16 | NO | Yes |  | No | N. A. | No | N. A. | No | No | No | Yes | N. A. | N. A. | N. A. | N. A. | N. A. | Added on 01FEB2023 | N | PSI |  | No | No | No | Yes | Yes | N. A.
P0101.0002 | P0101.0002.02.01 | SADDLE PROSTHESIS, BASE COMPONENT, BLANK |  | P0101.0002.02.01 | 00 | 2023-02-26 | N. A. | N. A. | N. A. | QPF/PSI | 00 | 2023-02-28 | N. A. | N. A. | N. A. | N. A. | N. A. | N. A. | N. A. | N. A. | N. A. | P0101.0002 | N. A. | N. A. | N. A. | PSI | N. A. | N. A. | N. A. | 16 | NO | Yes |  | No | N. A. | No | N. A. | No | No | No | Yes | N. A. | N. A. | N. A. | N. A. | N. A. | Added on 01FEB2023 | N | PSI |  | No | No | No | Yes | Yes | N. A.
P0101.0002 | P0101.0002.02.02 | SADDLE PROSTHESIS, BASE COMPONENT, ANTI-ROTATION PIN |  | P0101.0002.02.02 | 00 | 2023-02-26 | N. A. | N. A. | N. A. | QPF/PSI | 00 | 2023-02-28 | N. A. | N. A. | N. A. | N. A. | N. A. | N. A. | N. A. | N. A. | N. A. | P0101.0002 | N. A. | N. A. | N. A. | PSI | N. A. | N. A. | N. A. | 16 | NO | Yes |  | No | N. A. | No | N. A. | No | No | No | Yes | N. A. | N. A. | N. A. | N. A. | N. A. | Added on 01FEB2023 | N | PSI |  | No | No | No | Yes | Yes | N. A.
P0101.0002 | P0101.0002.03 | SADDLE PROSTHESIS, UHMWPE BUSH |  | P0101.0002.03 | 00 | 2023-02-26 | N. A. | N. A. | N. A. | QPF/PSI | 00 | 2023-02-28 | N. A. | N. A. | N. A. | N. A. | N. A. | N. A. | N. A. | N. A. | N. A. | P0101.0002 | N. A. | N. A. | N. A. | PSI | N. A. | N. A. | N. A. | 16 | NO | Yes |  | No | N. A. | No | N. A. | No | No | No | Yes | N. A. | N. A. | N. A. | N. A. | N. A. | Added on 01FEB2023 | N | PSI |  | No | No | No | Yes | Yes | N. A.
P0101.0002 | P0101.0002.04 | SADDLE PROSTHESIS, SET SCREWS |  | P0101.0002.04 | 00 | 2023-02-26 | N. A. | N. A. | N. A. | QPF/PSI | 00 | 2023-02-28 | N. A. | N. A. | N. A. | N. A. | N. A. | N. A. | N. A. | N. A. | N. A. | P0101.0002 | N. A. | N. A. | N. A. | PSI | N. A. | N. A. | N. A. | 16 | NO | Yes |  | No | N. A. | No | N. A. | No | No | No | Yes | N. A. | N. A. | N. A. | N. A. | N. A. | Added on 01FEB2023 | N | PSI |  | No | No | No | Yes | Yes | N. A.
P0101.0002 | P0101.0002.05 | SADDLE PROSTHESIS, FIXATION SCREW |  | P0101.0002.05 | 00 | 44983 | N. A. | N. A. | N. A. | QPF/PSI | 00 | 44985 | N. A. | N. A. | N. A. | N. A. | N. A. | N. A. | N. A. | N. A. | N. A. | P0101.0002 | N. A. | N. A. | N. A. | PSI | N. A. | N. A. | N. A. | 16 | NO | Yes |  | No | N. A. | No | N. A. | No | No | No | Yes | N. A. | N. A. | N. A. | N. A. | N. A. | Added on 01FEB2023 | N | PSI |  | No | No | No | Yes | Yes | N. A.
87110001 | 87110001 | BACTIGRAS, CHLORHEXIDINE GAUZE DRESSING: 10CM x 10CM, SINGLE DRESSING POUCH |  | 87110001 | 00 | N. A. | N. A. | N. A. | N. A. | QPI/87110001, QPF/87110001 | 00 | N. A. | N. A. | N. A. | N. A. | PS/87110001 | N. A. | N. A. | N. A. | N. A. | N. A. | 87110001 |  | IU/21 | Class B | FINISHED GOODS | N. A. | N. A. | N. A. | N. A. | Yes | No | R | Yes | N. A. | No | N. A. | No | No | No | Yes | M. L.: MFG/MD/2021/000369 | N. A. | 10 | N. A. | N. A. | Added 01APR2023 | N | Antiseptic Tulle Gras Dressing |  | No | No | No | Yes | No | N. A.
87110003 | 87110003 | BACTIGRAS, CHLORHEXIDINE GAUZE DRESSING: 10CM x 10CM, 10 DRESSINGS IN BOX |  | 87110003 | 00 | N. A. | N. A. | N. A. | N. A. | QPI/87110003, QPF/87110003 | 00 | N. A. | N. A. | N. A. | N. A. | PS/87110003 | N. A. | N. A. | N. A. | N. A. | N. A. | 87110003 |  | IU/21 | Class B | FINISHED GOODS | N. A. | N. A. | N. A. | N. A. | Yes | No | R | Yes | N. A. | No | N. A. | No | No | No | Yes | M. L.: MFG/MD/2021/000369 | N. A. | 100 | N. A. | N. A. | Added 01APR2023 | N | Antiseptic Tulle Gras Dressing |  | No | No | No | Yes | No | N. A.
87110005 | 87110005 | BACTIGRAS, CHLORHEXIDINE GAUZE DRESSING: 10CM x 30CM, SINGLE DRESSING POUCH |  | 87110005 | 00 | N. A. | N. A. | N. A. | N. A. | QPI/87110005, QPF/87110005 | 00 | N. A. | N. A. | N. A. | N. A. | PS/87110005 | N. A. | N. A. | N. A. | N. A. | N. A. | 87110005 |  | IU/21 | Class B | FINISHED GOODS | N. A. | N. A. | N. A. | N. A. | Yes | No | R | Yes | N. A. | No | N. A. | No | No | No | Yes | M. L.: MFG/MD/2021/000369 | N. A. | 10 | N. A. | N. A. | Added 01APR2023 | N | Antiseptic Tulle Gras Dressing |  | No | No | No | Yes | No | N. A.
66007505 | 66007505 | BACTIGRAS, CHLORHEXIDINE GAUZE DRESSING: 15CM x 1M, SINGLE ROLL POUCH |  | 66007505 | 00 | N. A. | N. A. | N. A. | N. A. | QPI/66007505, QPF/66007505 | 00 | N. A. | N. A. | N. A. | N. A. | PS/66007505 | N. A. | N. A. | N. A. | N. A. | N. A. | 66007505 |  | IU/21 | Class B | FINISHED GOODS | N. A. | N. A. | N. A. | N. A. | Yes | No | R | Yes | N. A. | No | N. A. | No | No | No | Yes | M. L.: MFG/MD/2021/000369 | N. A. | 12 | N. A. | N. A. | Added 01APR2023 | N | Antiseptic Tulle Gras Dressing |  | No | No | No | Yes | No | N. A.
87120003 | 87120003 | JELONET, PARAFFIN GAUZE DRESSING: 10CM x 10CM, 10 DRESSINGS IN POUCH |  | 87120003 | 00 | N. A. | N. A. | N. A. | N. A. | QPI/87120003, QPF/87120003 | 00 | N. A. | N. A. | N. A. | N. A. | PS/87120003 | N. A. | N. A. | N. A. | N. A. | N. A. | 87120003 |  | IU/22 | Class B | FINISHED GOODS | N. A. | N. A. | N. A. | N. A. | Yes | No | R | Yes | N. A. | No | N. A. | No | No | No | Yes | M. L.: MFG/MD/2021/000369 | N. A. | 100 | N. A. | N. A. | Added 01APR2023 | N | Paraffin Gauze Dressing |  | No | No | No | Yes | No | N. A.
87120009 | 87120009 | JELONET, PARAFFIN GAUZE DRESSING: 10CM x 10CM, 20 DRESSINGS IN BOX |  | 87120009 | 00 | N. A. | N. A. | N. A. | N. A. | QPI/87120009, QPF/87120009 | 00 | N. A. | N. A. | N. A. | N. A. | PS/87120009 | N. A. | N. A. | N. A. | N. A. | N. A. | 87120009 |  | IU/22 | Class B | FINISHED GOODS | N. A. | N. A. | N. A. | N. A. | Yes | No | R | Yes | N. A. | No | N. A. | No | No | No | Yes | M. L.: MFG/MD/2021/000369 | N. A. | 200 | N. A. | N. A. | Added 01APR2023 | N | Paraffin Gauze Dressing |  | No | No | No | Yes | No | N. A.
87120007 | 87120007 | JELONET, PARAFFIN GAUZE DRESSING: 10CM x 30CM, SINGLE DRESSING POUCH |  | 87120007 | 00 | N. A. | N. A. | N. A. | N. A. | QPI/87120007, QPF/87120007 | 00 | N. A. | N. A. | N. A. | N. A. | PS/87120007 | N. A. | N. A. | N. A. | N. A. | N. A. | 87120007 |  | IU/22 | Class B | FINISHED GOODS | N. A. | N. A. | N. A. | N. A. | Yes | No | R | Yes | N. A. | No | N. A. | No | No | No | Yes | M. L.: MFG/MD/2021/000369 | N. A. | 1 | N. A. | N. A. | Added 01APR2023 | N | Paraffin Gauze Dressing |  | No | No | No | Yes | No | N. A.
87120005 | 87120005 | JELONET, PARAFFIN GAUZE DRESSING: 10CM x 10CM, 5 DRESSINGS IN POUCH |  | 87120005 | 00 | N. A. | N. A. | N. A. | N. A. | QPI/87120005, QPF/87120005 | 00 | N. A. | N. A. | N. A. | N. A. | PS/87120005 | N. A. | N. A. | N. A. | N. A. | N. A. | 87120005 |  | IU/22 | Class B | FINISHED GOODS | N. A. | N. A. | N. A. | N. A. | Yes | No | R | Yes | N. A. | No | N. A. | No | No | No | Yes | M. L.: MFG/MD/2021/000369 | N. A. | 50 | N. A. | N. A. | Added 01APR2023 | N | Paraffin Gauze Dressing |  | No | No | No | Yes | No | N. A.
7415 | 7415 | JELONET, PARAFFIN GAUZE DRESSING: 15CM x 2M, SINGLE ROLL POUCH |  | 7415 | 00 | N. A. | N. A. | N. A. | N. A. | QPI/7415, QPF/7415 | 00 | N. A. | N. A. | N. A. | N. A. | PS/7415 | N. A. | N. A. | N. A. | N. A. | N. A. | 7415 |  | IU/22 | Class B | FINISHED GOODS | N. A. | N. A. | N. A. | N. A. | Yes | No | R | Yes | N. A. | No | N. A. | No | No | No | Yes | M. L.: MFG/MD/2021/000369 | N. A. | 1 | N. A. | N. A. | Added 01APR2023 | N | Paraffin Gauze Dressing |  | No | No | No | Yes | No | N. A.
B1105 | B1105.1415s | K' WIRE, ADLER, DIA. 1.4MM, LENGTH 150MM, STERILE |  | B1105.0000 | 09 | 2013-10-25 | N. A. | N. A. | N. A. | QPF/B1105 | 02 | 2021-02-21 | N. A. | N. A. | N. A. | PS/B1105 | 02 | 2022-06-11 | 2025-06-10 | 2025-06-10 | N. A. | B1105 | TMF-1 | IU/1 | Class C | FINISHED GOODS | ADLER™ | 'K' WIRE, ADLER, DIA. 1.4MM | LENGTH 150MM | 04 | Yes | No | R | Yes | N. A. | No | N. A. | No | Yes | No | Yes | M. L.: MFG/MD/2021/000369 | N. A. | 10 | ADLER PRODUCTS\WIRES AND PINS\K WIRES | 0 | Sterile code added on 09MAY2023 | N | PINS AND WIRES |  | 1/lot | No | Yes | Yes | No | N. A. | DIA. 1.4MM | LENGTH 150MM
B1105 | B1105.1615s | K' WIRE, ADLER, DIA. 1.6MM, LENGTH 150MM, STERILE |  | B1105.0000 | 09 | 2013-10-25 | N. A. | N. A. | N. A. | QPF/B1105 | 02 | 2021-02-21 | N. A. | N. A. | N. A. | PS/B1105 | 02 | 2022-06-11 | 2025-06-10 | 2025-06-10 | N. A. | B1105 | TMF-1 | IU/1 | Class C | FINISHED GOODS | ADLER™ | 'K' WIRE, ADLER, DIA. 1.6MM | LENGTH 150MM | 04 | Yes | No | R | Yes | N. A. | No | N. A. | No | Yes | No | Yes | M. L.: MFG/MD/2021/000369 | N. A. | 10 | ADLER PRODUCTS\WIRES AND PINS\K WIRES | 0 | Sterile code added on 09MAY2023 | N | PINS AND WIRES |  | 1/lot | No | Yes | Yes | No | N. A. | DIA. 1.6MM | LENGTH 150MM
B1105 | B1105.2515s | K' WIRE, ADLER, DIA. 2.5MM, LENGTH 150MM, STERILE |  | B1105.0000 | 09 | 2013-10-25 | N. A. | N. A. | N. A. | QPF/B1105 | 02 | 2021-02-21 | N. A. | N. A. | N. A. | PS/B1105 | 02 | 2022-06-11 | 2025-06-10 | 2025-06-10 | N. A. | B1105 | TMF-1 | IU/1 | Class C | FINISHED GOODS | ADLER™ | 'K' WIRE, ADLER, DIA. 2.5MM | LENGTH 150MM | 04 | Yes | No | R | Yes | N. A. | No | N. A. | No | Yes | No | Yes | M. L.: MFG/MD/2021/000369 | N. A. | 10 | ADLER PRODUCTS\WIRES AND PINS\K WIRES | 0 | Sterile code added on 09MAY2023 | N | PINS AND WIRES |  | 1/lot | No | Yes | Yes | No | N. A. | DIA. 2.5MM | LENGTH 150MM
B1105 | B1105.3015s | K' WIRE, ADLER, DIA. 3.0MM, LENGTH 150MM, STERILE |  | B1105.0000 | 09 | 2013-10-25 | N. A. | N. A. | N. A. | QPF/B1105 | 02 | 2021-02-21 | N. A. | N. A. | N. A. | PS/B1105 | 02 | 2022-06-11 | 2025-06-10 | 2025-06-10 | N. A. | B1105 | TMF-1 | IU/1 | Class C | FINISHED GOODS | ADLER™ | 'K' WIRE, ADLER, DIA. 3.0MM | LENGTH 150MM | 04 | Yes | No | R | Yes | N. A. | No | N. A. | No | Yes | No | Yes | M. L.: MFG/MD/2021/000369 | N. A. | 10 | ADLER PRODUCTS\WIRES AND PINS\K WIRES | 0 | Sterile code added on 09MAY2023 | N | PINS AND WIRES |  | 1/lot | No | Yes | Yes | No | N. A. | DIA. 3.0MM | LENGTH 150MM
B1105 | B1105.3515s | K' WIRE, ADLER, DIA. 3.5MM, LENGTH 150MM, STERILE |  | B1105.0000 | 09 | 2013-10-25 | N. A. | N. A. | N. A. | QPF/B1105 | 02 | 2021-02-21 | N. A. | N. A. | N. A. | PS/B1105 | 02 | 2022-06-11 | 2025-06-10 | 2025-06-10 | N. A. | B1105 | TMF-1 | IU/1 | Class C | FINISHED GOODS | ADLER™ | 'K' WIRE, ADLER, DIA. 3.5MM | LENGTH 150MM | 04 | Yes | No | R | Yes | N. A. | No | N. A. | No | Yes | No | Yes | M. L.: MFG/MD/2021/000369 | N. A. | 10 | ADLER PRODUCTS\WIRES AND PINS\K WIRES | 0 | Sterile code added, also make active on 09MAY2023 | N | PINS AND WIRES |  | 1/lot | No | Yes | Yes | No | N. A. | DIA. 3.5MM | LENGTH 150MM
B1105 | B1105.4015s | K' WIRE, ADLER, DIA. 4.0MM, LENGTH 150MM, STERILE |  | B1105.0000 | 09 | 41572 | N. A. | N. A. | N. A. | QPF/B1105 | 02 | 44248 | N. A. | N. A. | N. A. | PS/B1105 | 02 | 44723 | 45818 | 45818 | N. A. | B1105 | TMF-1 | IU/1 | Class C | FINISHED GOODS | ADLER™ | K' WIRE, ADLER, DIA. 4.0MM | LENGTH 150MM | 04 | Yes | No | R | Yes | N. A. | No | N. A. | No | Yes | No | Yes | M. L.: MFG/MD/2021/000369 | N. A. | 10 | ADLER PRODUCTS\WIRES AND PINS\K WIRES | 0 | Sterile code added on 09MAY2023 | N | PINS AND WIRES |  | 1/lot | No | Yes | Yes | No | N. A. | DIA. 4.0MM | LENGTH 150MM
L0101.6207 | L0101.6207s | SECUR, ANEURYSM CLIP, TI, STD, PERMANENT, MAX OPEN 6.2MM, BL 7.0MM, SERRATED JAWS, STERILE |  | L0101.6207 | N. A. | N. A. | N. A. | N. A. | N. A. | QPF/L0101.6207 | N. A. | N. A. | N. A. | N. A. | N. A. |  | N. A. | N. A. | N. A. | N. A. | N. A. | L0101.6207 | ADL/NPD/2-23-01 | IU/21 | Class D | FINISHED GOODS | SECUR™ | ANEURYSM CLIP, TI, STD | PERMANENT, MAX OPEN 6.2MM, BL 7.0MM, SERRATED JAWS, STERILE | 2 | Yes | No | R | Yes | L0101.6207 | No | N. A. | No | Yes | No | Yes | M. L.: MFG/MD/2021/000369 | 90211000 | 1 | ADLER PRODUCTS\ANEURYSM CLIP\IMPLANTS | N. A. | Shorten the description on 14APR2024 | N | ANEURYSM IMPLANTS |  | 1/lot | No | Yes | Yes | No | N. A. | CLOSING FORCE | 1.47N +/- 7.5%
L0101.6207 | L0101.6207 | SECUR, ANEURYSM CLIP, TI, STD, PERMANENT, MAX OPEN 6.2MM, BL 7.0MM, SERRATED JAWS, STERILE |  | L0101.6207 | N. A. | N. A. | N. A. | N. A. | N. A. | QPF/L0101.6207 | N. A. | N. A. | N. A. | N. A. | N. A. |  | N. A. | N. A. | N. A. | N. A. | N. A. | L0101.6207 | ADL/NPD/2-23-01 | IU/21 | Class D | FINISHED GOODS | SECUR™ | ANEURYSM CLIP, TI, STD | PERMANENT, MAX OPEN 6.2MM, BL 7.0MM, SERRATED JAWS | 19 | No | Yes |  | No | L0101.6207 | No | N. A. | No | Yes | No | Yes | M. L.: MFG/MD/2021/000369 | 90211000 | 1 | ADLER PRODUCTS\ANEURYSM CLIP\IMPLANTS | N. A. | Shorten the description on 14APR2024 | N | ANEURYSM IMPLANTS |  | 1/lot | No | Yes | Yes | Yes | N. A. | CLOSING FORCE | 1.47N +/- 7.5%
L0101.6207 | T0101.6207 | SECUR, ANEURYSM CLIP, TI, STD, TEMPORARY, MAX OPEN 6.2MM, BL 7.0MM, SERRATED JAWS |  | L0101.6207 | N. A. | N. A. | N. A. | N. A. | N. A. | QPF/L0101.6207 | N. A. | N. A. | N. A. | N. A. | N. A. |  | N. A. | N. A. | N. A. | N. A. | N. A. | L0101.6207 | ADL/NPD/2-23-01 | IU/22 | Class D | FINISHED GOODS | SECUR™ | ANEURYSM CLIP, TI, STD | TEMPORARY, MAX OPEN 6.2MM, BL 7.0MM, SERRATED JAWS | 19 | No | Yes |  | No | L0101.6207 | No | N. A. | No | Yes | No | Yes | M. L.: MFG/MD/2021/000369 | 90211000 | 1 | ADLER PRODUCTS\ANEURYSM CLIP\IMPLANTS | N. A. | Shorten the description on 14APR2024 | N | ANEURYSM IMPLANTS |  | 1/lot | No | Yes | Yes | Yes | N. A. | CLOSING FORCE | 1.08N +/- 7.5%
L0101.7907 | L0101.7907s | SECUR, ANEURYSM CLIP, TI, STD, PERMANENT, MAX OPEN 7.9MM, BL 7.0MM, SERRATED JAWS, STERILE |  | L0101.7907 | d00 | 2023-04-29 | N. A. | N. A. | N. A. | QPF/L0101.7907 | N. A. | N. A. | N. A. | N. A. | N. A. |  | N. A. | N. A. | N. A. | N. A. | N. A. | L0101.7907 | ADL/NPD/2-23-01 | IU/21 | Class D | FINISHED GOODS | SECUR™ | ANEURYSM CLIP, TI, STD | PERMANENT, MAX OPEN 7.9MM, BL 7.0MM, SERRATED JAWS, STERILE | 2 | Yes | No | R | Yes | L0101.7907 | No | N. A. | No | Yes | No | Yes | M. L.: MFG/MD/2021/000369 | 90211000 | 1 | ADLER PRODUCTS\ANEURYSM CLIP\IMPLANTS | N. A. | Shorten the description on 14APR2024 | N | ANEURYSM IMPLANTS |  | 1/lot | No | Yes | Yes | No | N. A. | CLOSING FORCE | 1.96N +/- 7.5%
L0101.7907 | L0101.7907 | SECUR, ANEURYSM CLIP, TI, STD, PERMANENT, MAX OPEN 7.9MM, BL 7.0MM, SERRATED JAWS |  | L0101.7907 | d00 | 2023-04-29 | N. A. | N. A. | N. A. | QPF/L0101.7907 | N. A. | N. A. | N. A. | N. A. | N. A. |  | N. A. | N. A. | N. A. | N. A. | N. A. | L0101.7907 | ADL/NPD/2-23-01 | IU/21 | Class D | FINISHED GOODS | SECUR™ | ANEURYSM CLIP, TI, STD | PERMANENT, MAX OPEN 7.9MM, BL 7.0MM, SERRATED JAWS | 19 | No | Yes |  | No | L0101.7907 | No | N. A. | No | Yes | No | Yes | M. L.: MFG/MD/2021/000369 | 90211000 | 1 | ADLER PRODUCTS\ANEURYSM CLIP\IMPLANTS | N. A. | Shorten the description on 14APR2024 | N | ANEURYSM IMPLANTS |  | 1/lot | No | Yes | Yes | Yes | N. A. | CLOSING FORCE | 1.96N +/- 7.5%
L0101.7907 | T0101.7907 | SECUR, ANEURYSM CLIP, TI, STD, TEMPORARY, MAX OPEN 7.9MM, BL 7.0MM, SERRATED JAWS |  | L0101.7907 | d00 | 45045 | N. A. | N. A. | N. A. | QPF/L0101.7907 | N. A. | N. A. | N. A. | N. A. | N. A. |  | N. A. | N. A. | N. A. | N. A. | N. A. | L0101.7907 | ADL/NPD/2-23-01 | IU/22 | Class D | FINISHED GOODS | SECUR™ | ANEURYSM CLIP, TI, STD | TEMPORARY, MAX OPEN 7.9MM, BL 7.0MM, SERRATED JAWS | 19 | No | Yes |  | No | L0101.7907 | No | N. A. | No | Yes | No | Yes | M. L.: MFG/MD/2021/000369 | 90211000 | 1 | ADLER PRODUCTS\ANEURYSM CLIP\IMPLANTS | N. A. | Shorten the description on 14APR2024 | N | ANEURYSM IMPLANTS |  | 1/lot | No | Yes | Yes | Yes | N. A. | CLOSING FORCE | 0.88N +/- 7.5%
L0101.4507 | L0101.4507s | SECUR, ANEURYSM CLIP, TI, STD, PERMANENT, MAX OPEN 4.5MM, BL 7.0MM, SERRATED JAWS, STERILE |  | L0101.4507 | N. A. | N. A. | N. A. | N. A. | N. A. | QPF/L0101.4507 | N. A. | N. A. | N. A. | N. A. | N. A. | N. A. | N. A. | N. A. | N. A. | N. A. | N. A. | N. A. | ADL/NPD/2-23-01 | IU/21 | Class D | FINISHED GOODS | SECUR™ | ANEURYSM CLIP, TI, STD | PERMANENT, MAX OPEN 4.5MM, BL 7.0MM, SERRATED JAWS, STERILE | 2 | Yes | No | R | Yes | L0101.4507 | No | N. A. | No | Yes | No | Yes | M. L.: MFG/MD/2021/000369 | 90211000 | 1 | ADLER PRODUCTS\ANEURYSM CLIP\IMPLANTS | N. A. | Shorten the description on 14APR2024 | N | ANEURYSM IMPLANTS |  | 1/lot | No | Yes | Yes | No | N. A. | CLOSING FORCE | 1.96N +/- 7.5%
L0101.4507 | L0101.4507 | SECUR, ANEURYSM CLIP, TI, STD, PERMANENT, MAX OPEN 4.5MM, BL 7.0MM, SERRATED JAWS |  | L0101.4507 | N. A. | N. A. | N. A. | N. A. | N. A. | QPF/L0101.4507 | N. A. | N. A. | N. A. | N. A. | N. A. | N. A. | N. A. | N. A. | N. A. | N. A. | N. A. | N. A. | ADL/NPD/2-23-01 | IU/21 | Class D | FINISHED GOODS | SECUR™ | ANEURYSM CLIP, TI, STD | PERMANENT, MAX OPEN 4.5MM, BL 7.0MM, SERRATED JAWS | 19 | No | Yes |  | No | L0101.4507 | No | N. A. | No | Yes | No | Yes | M. L.: MFG/MD/2021/000369 | 90211000 | 1 | ADLER PRODUCTS\ANEURYSM CLIP\IMPLANTS | N. A. | Shorten the description on 14APR2024 | N | ANEURYSM IMPLANTS |  | 1/lot | No | Yes | Yes | Yes | N. A. | CLOSING FORCE | 1.96N +/- 7.5%
L0101.4507 | T0101.4507 | SECUR, ANEURYSM CLIP, TI, STD, TEMPORARY, MAX OPEN 4.5MM, BL 7.0MM, SERRATED JAWS |  | L0101.4507 | N. A. | N. A. | N. A. | N. A. | N. A. | QPF/L0101.4507 | N. A. | N. A. | N. A. | N. A. | N. A. | N. A. | N. A. | N. A. | N. A. | N. A. | N. A. | N. A. | ADL/NPD/2-23-01 | IU/22 | Class D | FINISHED GOODS | SECUR™ | ANEURYSM CLIP, TI, STD | TEMPORARY, MAX OPEN 4.5MM, BL 7.0MM, SERRATED JAWS | 19 | No | Yes |  | No | L0101.4507 | No | N. A. | No | Yes | No | Yes | M. L.: MFG/MD/2021/000369 | 90211000 | 1 | ADLER PRODUCTS\ANEURYSM CLIP\IMPLANTS | N. A. | Shorten the description on 14APR2024 | N | ANEURYSM IMPLANTS |  | 1/lot | No | Yes | Yes | Yes | N. A. | CLOSING FORCE | 1.28N +/- 7.5%
L0101.7207 | L0101.7207s | SECUR, ANEURYSM CLIP, TI, STD, PERMANENT, MAX OPEN 7.2MM, BL 7.0MM, SERRATED JAWS, STERILE |  | L0101.7207 | d00 | 2023-05-02 | N. A. | N. A. | N. A. | QPF/L0101.7207 | N. A. | N. A. | N. A. | N. A. | N. A. |  | N. A. | N. A. | N. A. | N. A. | N. A. | L0101.7207 | ADL/NPD/2-23-01 | IU/21 | Class D | FINISHED GOODS | SECUR™ | ANEURYSM CLIP, TI, STD | PERMANENT, MAX OPEN 7.2MM, BL 7.0MM, SERRATED JAWS, STERILE | 2 | Yes | No | R | Yes | L0101.7207 | No | N. A. | No | Yes | No | Yes | M. L.: MFG/MD/2021/000369 | 90211000 | 1 | ADLER PRODUCTS\ANEURYSM CLIP\IMPLANTS | N. A. | Shorten the description on 14APR2024 | N | ANEURYSM IMPLANTS |  | 1/lot | No | Yes | Yes | No | N. A. | CLOSING FORCE | 1.96N +/- 7.5%
L0101.7207 | L0101.7207 | SECUR, ANEURYSM CLIP, TI, STD, PERMANENT, MAX OPEN 7.2MM, BL 7.0MM, SERRATED JAWS |  | L0101.7207 | d00 | 2023-05-02 | N. A. | N. A. | N. A. | QPF/L0101.7207 | N. A. | N. A. | N. A. | N. A. | N. A. |  | N. A. | N. A. | N. A. | N. A. | N. A. | L0101.7207 | ADL/NPD/2-23-01 | IU/21 | Class D | FINISHED GOODS | SECUR™ | ANEURYSM CLIP, TI, STD | PERMANENT, MAX OPEN 7.2MM, BL 7.0MM, SERRATED JAWS | 19 | No | Yes |  | No | L0101.7207 | No | N. A. | No | Yes | No | Yes | M. L.: MFG/MD/2021/000369 | 90211000 | 1 | ADLER PRODUCTS\ANEURYSM CLIP\IMPLANTS | N. A. | Shorten the description on 14APR2024 | N | ANEURYSM IMPLANTS |  | 1/lot | No | Yes | Yes | Yes | N. A. | CLOSING FORCE | 1.96N +/- 7.5%
L0101.7207 | T0101.7207 | SECUR, ANEURYSM CLIP, TI, STD, TEMPORARY, MAX OPEN 7.2MM, BL 7.0MM, SERRATED JAWS |  | L0101.7207 | d00 | 45048 | N. A. | N. A. | N. A. | QPF/L0101.7207 | N. A. | N. A. | N. A. | N. A. | N. A. |  | N. A. | N. A. | N. A. | N. A. | N. A. | L0101.7207 | ADL/NPD/2-23-01 | IU/22 | Class D | FINISHED GOODS | SECUR™ | ANEURYSM CLIP, TI, STD | TEMPORARY, MAX OPEN 7.2MM, BL 7.0MM, SERRATED JAWS | 19 | No | Yes |  | No | L0101.7207 | No | N. A. | No | Yes | No | Yes | M. L.: MFG/MD/2021/000369 | 90211000 | 1 | ADLER PRODUCTS\ANEURYSM CLIP\IMPLANTS | N. A. | Shorten the description on 14APR2024 | N | ANEURYSM IMPLANTS |  | 1/lot | No | Yes | Yes | Yes | N. A. | CLOSING FORCE | 0.88N +/- 7.5%
L0101.5707 | L0101.5707s | SECUR, ANEURYSM CLIP, TI, STD, PERMANENT, MAX OPEN 5.7MM, BL 7.0MM, SERRATED JAWS, STERILE |  | L0101.5707 | N. A. | N. A. | N. A. | N. A. | N. A. | QPF/L0101.5707 | N. A. | N. A. | N. A. | N. A. | N. A. | N. A. | N. A. | N. A. | N. A. | N. A. | N. A. | N. A. | ADL/NPD/2-23-01 | IU/21 | Class D | FINISHED GOODS | SECUR™ | ANEURYSM CLIP, TI, STD | PERMANENT, MAX OPEN 5.7MM, BL 7.0MM, SERRATED JAWS, STERILE | 2 | Yes | No | R | Yes | L0101.5707 | No | N. A. | No | Yes | No | Yes | M. L.: MFG/MD/2021/000369 | 90211000 | 1 | ADLER PRODUCTS\ANEURYSM CLIP\IMPLANTS | N. A. | Shorten the description on 14APR2024 | N | ANEURYSM IMPLANTS |  | 1/lot | No | Yes | Yes | No | N. A. | CLOSING FORCE | 1.96N +/- 7.5%
L0101.5707 | L0101.5707 | SECUR, ANEURYSM CLIP, TI, STD, PERMANENT, MAX OPEN 5.7MM, BL 7.0MM, SERRATED JAWS |  | L0101.5707 | N. A. | N. A. | N. A. | N. A. | N. A. | QPF/L0101.5707 | N. A. | N. A. | N. A. | N. A. | N. A. | N. A. | N. A. | N. A. | N. A. | N. A. | N. A. | N. A. | ADL/NPD/2-23-01 | IU/21 | Class D | FINISHED GOODS | SECUR™ | ANEURYSM CLIP, TI, STD | PERMANENT, MAX OPEN 5.7MM, BL 7.0MM, SERRATED JAWS | 19 | No | Yes |  | No | L0101.5707 | No | N. A. | No | Yes | No | Yes | M. L.: MFG/MD/2021/000369 | 90211000 | 1 | ADLER PRODUCTS\ANEURYSM CLIP\IMPLANTS | N. A. | Shorten the description on 14APR2024 | N | ANEURYSM IMPLANTS |  | 1/lot | No | Yes | Yes | Yes | N. A. | CLOSING FORCE | 1.96N +/- 7.5%
L0101.5707 | T0101.5707 | SECUR, ANEURYSM CLIP, TI, STD, TEMPORARY, MAX OPEN 5.7MM, BL 7.0MM, SERRATED JAWS |  | L0101.5707 | N. A. | N. A. | N. A. | N. A. | N. A. | QPF/L0101.5707 | N. A. | N. A. | N. A. | N. A. | N. A. | N. A. | N. A. | N. A. | N. A. | N. A. | N. A. | N. A. | ADL/NPD/2-23-01 | IU/22 | Class D | FINISHED GOODS | SECUR™ | ANEURYSM CLIP, TI, STD | TEMPORARY, MAX OPEN 5.7MM, BL 7.0MM, SERRATED JAWS | 19 | No | Yes |  | No | L0101.5707 | No | N. A. | No | Yes | No | Yes | M. L.: MFG/MD/2021/000369 | 90211000 | 1 | ADLER PRODUCTS\ANEURYSM CLIP\IMPLANTS | N. A. | Shorten the description on 14APR2024 | N | ANEURYSM IMPLANTS |  | 1/lot | No | Yes | Yes | Yes | N. A. | CLOSING FORCE | 0.88N +/- 7.5%
L0101.6508 | L0101.6508s | SECUR, ANEURYSM CLIP, TI, STD, PERMANENT, MAX OPEN 6.5MM, BL 8.0MM, SERRATED JAWS, STERILE |  | L0101.6508 | d00 | 2023-04-19 | N. A. | N. A. | N. A. | QPF/L0101.6508 | N. A. | N. A. | N. A. | N. A. | N. A. |  | N. A. | N. A. | N. A. | N. A. | N. A. | L0101.6508 | ADL/NPD/2-23-01 | IU/21 | Class D | FINISHED GOODS | SECUR™ | ANEURYSM CLIP, TI, STD | PERMANENT, MAX OPEN 6.5MM, BL 8.0MM, SERRATED JAWS, STERILE | 2 | Yes | No | R | Yes | L0101.6508 | No | N. A. | No | Yes | No | Yes | M. L.: MFG/MD/2021/000369 |  | 1 | ADLER PRODUCTS\ANEURYSM CLIP\IMPLANTS | N. A. | Shorten the description on 14APR2024 | N | ANEURYSM IMPLANTS |  | 1/lot | No | Yes | Yes | No | N. A. | CLOSING FORCE | 1.77N +/- 7.5%
L0101.6508 | L0101.6508 | SECUR, ANEURYSM CLIP, TI, STD, PERMANENT, MAX OPEN 6.5MM, BL 8.0MM, SERRATED JAWS |  | L0101.6508 | d00 | 2023-04-19 | N. A. | N. A. | N. A. | QPF/L0101.6508 | N. A. | N. A. | N. A. | N. A. | N. A. |  | N. A. | N. A. | N. A. | N. A. | N. A. | L0101.6508 | ADL/NPD/2-23-01 | IU/21 | Class D | FINISHED GOODS | SECUR™ | ANEURYSM CLIP, TI, STD | PERMANENT, MAX OPEN 6.5MM, BL 8.0MM, SERRATED JAWS | 19 | No | Yes |  | No | L0101.6508 | No | N. A. | No | Yes | No | Yes | M. L.: MFG/MD/2021/000369 |  | 1 | ADLER PRODUCTS\ANEURYSM CLIP\IMPLANTS | N. A. | Shorten the description on 14APR2024 | N | ANEURYSM IMPLANTS |  | 1/lot | No | Yes | Yes | Yes | N. A. | CLOSING FORCE | 1.77N +/- 7.5%
L0101.6508 | T0101.6508 | SECUR, ANEURYSM CLIP, TI, STD, TEMPORARY, MAX OPEN 6.5MM, BL 8.0MM, SERRATED JAWS |  | L0101.6508 | d00 | 2023-04-19 | N. A. | N. A. | N. A. | QPF/L0101.6508 | N. A. | N. A. | N. A. | N. A. | N. A. |  | N. A. | N. A. | N. A. | N. A. | N. A. | L0101.6508 | ADL/NPD/2-23-01 | IU/22 | Class D | FINISHED GOODS | SECUR™ | ANEURYSM CLIP, TI, STD | TEMPORARY, MAX OPEN 6.5MM, BL 8.0MM, SERRATED JAWS | 19 | No | Yes |  | No | L0101.6508 | No | N. A. | No | Yes | No | Yes | M. L.: MFG/MD/2021/000369 |  | 1 | ADLER PRODUCTS\ANEURYSM CLIP\IMPLANTS | N. A. | Shorten the description on 14APR2024 | N | ANEURYSM IMPLANTS |  | 1/lot | No | Yes | Yes | Yes | N. A. | CLOSING FORCE | 1.08N +/- 7.5%
L0101.6208 | L0101.6208s | SECUR, ANEURYSM CLIP, TI, STD, PERMANENT, MAX OPEN 6.2MM, BL 8.0MM, SERRATED JAWS, STERILE |  | L0101.6208 | d00 | 2023-04-19 | N. A. | N. A. | N. A. | QPF/L0101.6208 | N. A. | N. A. | N. A. | N. A. | N. A. | N. A. | N. A. | N. A. | N. A. | N. A. | N. A. | L0101.6208 | ADL/NPD/2-23-01 | IU/21 | Class D | FINISHED GOODS | SECUR™ | ANEURYSM CLIP, TI, STD | PERMANENT, MAX OPEN 6.2MM, BL 8.0MM, SERRATED JAWS, STERILE | 2 | Yes | No | R | Yes | L0101.6208 | No | N. A. | No | Yes | No | Yes | M. L.: MFG/MD/2021/000369 | 90211000 | 1 | ADLER PRODUCTS\ANEURYSM CLIP\IMPLANTS | N. A. | Shorten the description on 14APR2024 | N | ANEURYSM IMPLANTS |  | 1/lot | No | Yes | Yes | No | N. A. | CLOSING FORCE | 1.96N +/- 7.5%
L0101.6208 | L0101.6208 | SECUR, ANEURYSM CLIP, TI, STD, PERMANENT, MAX OPEN 6.2MM, BL 8.0MM, SERRATED JAWS |  | L0101.6208 | d00 | 2023-04-19 | N. A. | N. A. | N. A. | QPF/L0101.6208 | N. A. | N. A. | N. A. | N. A. | N. A. | N. A. | N. A. | N. A. | N. A. | N. A. | N. A. | L0101.6208 | ADL/NPD/2-23-01 | IU/21 | Class D | FINISHED GOODS | SECUR™ | ANEURYSM CLIP, TI, STD | PERMANENT, MAX OPEN 6.2MM, BL 8.0MM, SERRATED JAWS | 19 | No | Yes |  | No | L0101.6208 | No | N. A. | No | Yes | No | Yes | M. L.: MFG/MD/2021/000369 | 90211000 | 1 | ADLER PRODUCTS\ANEURYSM CLIP\IMPLANTS | N. A. | Shorten the description on 14APR2024 | N | ANEURYSM IMPLANTS |  | 1/lot | No | Yes | Yes | Yes | N. A. | CLOSING FORCE | 1.96N +/- 7.5%
L0101.6208 | T0101.6208 | SECUR, ANEURYSM CLIP, TI, STD, TEMPORARY, MAX OPEN 6.2MM, BL 8.0MM, SERRATED JAWS |  | L0101.6208 | d00 | 2023-04-19 | N. A. | N. A. | N. A. | QPF/L0101.6208 | N. A. | N. A. | N. A. | N. A. | N. A. | N. A. | N. A. | N. A. | N. A. | N. A. | N. A. | L0101.6208 | ADL/NPD/2-23-01 | IU/22 | Class D | FINISHED GOODS | SECUR™ | ANEURYSM CLIP, TI, STD | TEMPORARY, MAX OPEN 6.2MM, BL 8.0MM, SERRATED JAWS | 19 | No | Yes |  | No | L0101.6208 | No | N. A. | No | Yes | No | Yes | M. L.: MFG/MD/2021/000369 | 90211000 | 1 | ADLER PRODUCTS\ANEURYSM CLIP\IMPLANTS | N. A. | Shorten the description on 14APR2024 | N | ANEURYSM IMPLANTS |  | 1/lot | No | Yes | Yes | Yes | N. A. | CLOSING FORCE | 1.08N +/- 7.5%
L0101.5610 | L0101.5610s | SECUR, ANEURYSM CLIP, TI, STD, PERMANENT, MAX OPEN 5.6MM, BL 10.0MM, SERRATED JAWS, STERILE |  | L0101.5610 | d00 | 2023-04-26 | N. A. | N. A. | N. A. | QPF/L0101.5610 | N. A. | N. A. | N. A. | N. A. | N. A. | N. A. | N. A. | N. A. | N. A. | N. A. | N. A. | L0101.5610 | ADL/NPD/2-23-01 | IU/21 | Class D | FINISHED GOODS | SECUR™ | ANEURYSM CLIP, TI, STD | PERMANENT, MAX OPEN 5.6MM, BL 10.0MM, SERRATED JAWS, STERILE | 2 | Yes | No | R | Yes | L0101.5610 | No | N. A. | No | Yes | No | Yes | M. L.: MFG/MD/2021/000369 | 90211000 | 1 | ADLER PRODUCTS\ANEURYSM CLIP\IMPLANTS | N. A. | Shorten the description on 14APR2024 | N | ANEURYSM IMPLANTS |  | 1/lot | No | Yes | Yes | No | N. A. | CLOSING FORCE | 1.96N +/- 7.5%
L0101.5610 | L0101.5610 | SECUR, ANEURYSM CLIP, TI, STD, PERMANENT, MAX OPEN 5.6MM, BL 10.0MM, SERRATED JAWS |  | L0101.5610 | d00 | 2023-04-26 | N. A. | N. A. | N. A. | QPF/L0101.5610 | N. A. | N. A. | N. A. | N. A. | N. A. | N. A. | N. A. | N. A. | N. A. | N. A. | N. A. | L0101.5610 | ADL/NPD/2-23-01 | IU/21 | Class D | FINISHED GOODS | SECUR™ | ANEURYSM CLIP, TI, STD | PERMANENT, MAX OPEN 5.6MM, BL 10.0MM, SERRATED JAWS | 19 | No | Yes |  | No | L0101.5610 | No | N. A. | No | Yes | No | Yes | M. L.: MFG/MD/2021/000369 | 90211000 | 1 | ADLER PRODUCTS\ANEURYSM CLIP\IMPLANTS | N. A. | Shorten the description on 14APR2024 | N | ANEURYSM IMPLANTS |  | 1/lot | No | Yes | Yes | Yes | N. A. | CLOSING FORCE | 1.96N +/- 7.5%
L0101.5610 | T0101.5610 | SECUR, ANEURYSM CLIP, TI, STD, TEMPORARY, MAX OPEN 5.6MM, BL 10.0MM, SERRATED JAWS |  | L0101.5610 | d00 | 45042 | N. A. | N. A. | N. A. | QPF/L0101.5610 | N. A. | N. A. | N. A. | N. A. | N. A. | N. A. | N. A. | N. A. | N. A. | N. A. | N. A. | L0101.5610 | ADL/NPD/2-23-01 | IU/22 | Class D | FINISHED GOODS | SECUR™ | ANEURYSM CLIP, TI, STD | TEMPORARY, MAX OPEN 5.6MM, BL 10.0MM, SERRATED JAWS | 19 | No | Yes |  | No | L0101.5610 | No | N. A. | No | Yes | No | Yes | M. L.: MFG/MD/2021/000369 | 90211000 | 1 | ADLER PRODUCTS\ANEURYSM CLIP\IMPLANTS | N. A. | Shorten the description on 14APR2024 | N | ANEURYSM IMPLANTS |  | 1/lot | No | Yes | Yes | Yes | N. A. | CLOSING FORCE | 1.28N +/- 7.5%
L0201.7503 | L0201.7503s | SECUR, ANEURYSM CLIP, TI, STD, PERMANENT, FENESTRATION 3.8MM, MAX OPEN 7.5MM, BL 3.0MM, SERRATED JAWS, STERILE |  | L0201.7503 | N. A. | N. A. | N. A. | N. A. | N. A. | QPF/L0201.7503 | N. A. | N. A. | N. A. | N. A. | N. A. |  | N. A. | N. A. | N. A. | N. A. | N. A. | L0201.7503 | ADL/NPD/2-23-01 | IU/21 | Class D | FINISHED GOODS | SECUR™ | ANEURYSM CLIP, TI, STD | PERMANENT, FENESTRATION 3.8MM, MAX. OPEN 7.5MM, BL 3.0MM, SERRATED JAWS, STERILE | 2 | Yes | No | R | Yes | L0201.7503 | No | N. A. | No | Yes | No | Yes | M. L.: MFG/MD/2021/000369 | 90211000 | 1 | ADLER PRODUCTS\ANEURYSM CLIP\IMPLANTS | N. A. | Shorten the description on 14APR2024 | N | ANEURYSM IMPLANTS |  | 1/lot | No | Yes | Yes | No | N. A. | CLOSING FORCE | 1.47N +/- 7.5%
L0201.7503 | L0201.7503 | SECUR, ANEURYSM CLIP, TI, STD, PERMANENT, FENESTRATION 3.8MM, MAX OPEN 7.5MM, BL 3.0MM, SERRATED JAWS |  | L0201.7503 | N. A. | N. A. | N. A. | N. A. | N. A. | QPF/L0201.7503 | N. A. | N. A. | N. A. | N. A. | N. A. |  | N. A. | N. A. | N. A. | N. A. | N. A. | L0201.7503 | ADL/NPD/2-23-01 | IU/21 | Class D | FINISHED GOODS | SECUR™ | ANEURYSM CLIP, TI, STD | PERMANENT, FENESTRATION 3.8MM, MAX. OPEN 7.5MM, BL 3.0MM, SERRATED JAWS | 19 | No | Yes |  | No | L0201.7503 | No | N. A. | No | Yes | No | Yes | M. L.: MFG/MD/2021/000369 | 90211000 | 1 | ADLER PRODUCTS\ANEURYSM CLIP\IMPLANTS | N. A. | Shorten the description on 14APR2024 | N | ANEURYSM IMPLANTS |  | 1/lot | No | Yes | Yes | Yes | N. A. | CLOSING FORCE | 1.47N +/- 7.5%
L0201.7503 | T0201.7503 | SECUR, ANEURYSM CLIP, TI, STD, TEMPORARY, FENESTRATION 3.8MM, MAX OPEN 7.5MM, BL 3.0MM, SERRATED JAWS |  | L0201.7503 | N. A. | N. A. | N. A. | N. A. | N. A. | QPF/L0201.7503 | N. A. | N. A. | N. A. | N. A. | N. A. |  | N. A. | N. A. | N. A. | N. A. | N. A. | L0201.7503 | ADL/NPD/2-23-01 | IU/22 | Class D | FINISHED GOODS | SECUR™ | ANEURYSM CLIP, TI, STD | TEMPORARY, FENESTRATION 3.8MM, MAX. OPEN 7.5MM, BL 3.0MM, SERRATED JAWS | 19 | No | Yes |  | No | L0201.7503 | No | N. A. | No | Yes | No | Yes | M. L.: MFG/MD/2021/000369 | 90211000 | 1 | ADLER PRODUCTS\ANEURYSM CLIP\IMPLANTS | N. A. | Shorten the description on 14APR2024 | N | ANEURYSM IMPLANTS |  | 1/lot | No | Yes | Yes | Yes | N. A. | CLOSING FORCE | 1.08N +/- 7.5%
L0201.7405 | L0201.7405s | SECUR, ANEURYSM CLIP, TI, STD, PERMANENT, FENESTRATION 3.8MM, MAX OPEN 7.4MM, BL 5.0MM, SERRATED JAWS, STERILE |  | L0201.7405 | N. A. | N. A. | N. A. | N. A. | N. A. | QPF/L0201.7405 | N. A. | N. A. | N. A. | N. A. | N. A. |  | N. A. | N. A. | N. A. | N. A. | N. A. | L0201.7405 | ADL/NPD/2-23-01 | IU/21 | Class D | FINISHED GOODS | SECUR™ | ANEURYSM CLIP, TI, STD | PERMANENT, FENESTRATION 3.8MM, MAX. OPEN 7.4MM, BL 5.0MM, SERRATED JAWS, STERILE | 2 | Yes | No | R | Yes | L0201.7405 | No | N. A. | No | Yes | No | Yes | M. L.: MFG/MD/2021/000369 | 90211000 | 1 | ADLER PRODUCTS\ANEURYSM CLIP\IMPLANTS | N. A. | Shorten the description on 14APR2024 | N | ANEURYSM IMPLANTS |  | 1/lot | No | Yes | Yes | No | N. A. | CLOSING FORCE | 1.47N +/- 7.5%
L0201.7405 | L0201.7405 | SECUR, ANEURYSM CLIP, TI, STD, PERMANENT, FENESTRATION 3.8MM, MAX OPEN 7.4MM, BL 5.0MM, SERRATED JAWS |  | L0201.7405 | N. A. | N. A. | N. A. | N. A. | N. A. | QPF/L0201.7405 | N. A. | N. A. | N. A. | N. A. | N. A. |  | N. A. | N. A. | N. A. | N. A. | N. A. | L0201.7405 | ADL/NPD/2-23-01 | IU/21 | Class D | FINISHED GOODS | SECUR™ | ANEURYSM CLIP, TI, STD | PERMANENT, FENESTRATION 3.8MM, MAX. OPEN 7.4MM, BL 5.0MM, SERRATED JAWS | 2 | No | Yes | R | No | L0201.7405 | No | N. A. | No | Yes | No | Yes | M. L.: MFG/MD/2021/000369 | 90211000 | 1 | ADLER PRODUCTS\ANEURYSM CLIP\IMPLANTS | N. A. | Shorten the description on 14APR2024 | N | ANEURYSM IMPLANTS |  | 1/lot | No | Yes | Yes | Yes | N. A. | CLOSING FORCE | 1.47N +/- 7.5%
L0201.7405 | T0201.7405 | SECUR, ANEURYSM CLIP, TI, STD, TEMPORARY, FENESTRATION 3.8MM, MAX OPEN 7.4MM, BL 5.0MM, SERRATED JAWS |  | L0201.7405 | N. A. | N. A. | N. A. | N. A. | N. A. | QPF/L0201.7405 | N. A. | N. A. | N. A. | N. A. | N. A. |  | N. A. | N. A. | N. A. | N. A. | N. A. | L0201.7405 | ADL/NPD/2-23-01 | IU/22 | Class D | FINISHED GOODS | SECUR™ | ANEURYSM CLIP, TI, STD | TEMPORARY, FENESTRATION 3.8MM, MAX. OPEN 7.4MM, BL 5.0MM, SERRATED JAWS | 19 | No | Yes |  | No | L0201.7405 | No | N. A. | No | Yes | No | Yes | M. L.: MFG/MD/2021/000369 | 90211000 | 1 | ADLER PRODUCTS\ANEURYSM CLIP\IMPLANTS | N. A. | Shorten the description on 14APR2024 | N | ANEURYSM IMPLANTS |  | 1/lot | No | Yes | Yes | Yes | N. A. | CLOSING FORCE | 1.08N +/- 7.5%
L0201.5805 | L0201.5805s | SECUR, ANEURYSM CLIP, TI, STD, PERMANENT, FENESTRATION 3.8MM, MAX OPEN 5.8MM, BL 5.0MM, SERRATED JAWS, STERILE |  | L0201.5805 | N. A. | N. A. | N. A. | N. A. | N. A. | QPF/L0201.5805 | N. A. | N. A. | N. A. | N. A. | N. A. |  | N. A. | N. A. | N. A. | N. A. | N. A. | L0201.5805 | ADL/NPD/2-23-01 | IU/21 | Class D | FINISHED GOODS | SECUR™ | ANEURYSM CLIP, TI, STD | PERMANENT, FENESTRATION 3.8MM, MAX. OPEN 5.8MM, BL 5.0MM, SERRATED JAWS, STERILE | 2 | Yes | No | R | Yes | L0201.5805 | No | N. A. | No | Yes | No | Yes | M. L.: MFG/MD/2021/000369 | 90211000 | 1 | ADLER PRODUCTS\ANEURYSM CLIP\IMPLANTS | N. A. | Shorten the description on 14APR2024 | N | ANEURYSM IMPLANTS |  | 1/lot | No | Yes | Yes | No | N. A. | CLOSING FORCE | 1.47N +/- 7.5%
L0201.5805 | L0201.5805 | SECUR, ANEURYSM CLIP, TI, STD, PERMANENT, FENESTRATION 3.8MM, MAX OPEN 5.8MM, BL 5.0MM, SERRATED JAWS |  | L0201.5805 | N. A. | N. A. | N. A. | N. A. | N. A. | QPF/L0201.5805 | N. A. | N. A. | N. A. | N. A. | N. A. |  | N. A. | N. A. | N. A. | N. A. | N. A. | L0201.5805 | ADL/NPD/2-23-01 | IU/21 | Class D | FINISHED GOODS | SECUR™ | ANEURYSM CLIP, TI, STD | PERMANENT, FENESTRATION 3.8MM, MAX. OPEN 5.8MM, BL 5.0MM, SERRATED JAWS | 19 | No | Yes |  | No | L0201.5805 | No | N. A. | No | Yes | No | Yes | M. L.: MFG/MD/2021/000369 | 90211000 | 1 | ADLER PRODUCTS\ANEURYSM CLIP\IMPLANTS | N. A. | Shorten the description on 14APR2024 | N | ANEURYSM IMPLANTS |  | 1/lot | No | Yes | Yes | Yes | N. A. | CLOSING FORCE | 1.47N +/- 7.5%
L0201.5805 | T0201.5805 | SECUR, ANEURYSM CLIP, TI, STD, TEMPORARY, FENESTRATION 3.8MM, MAX OPEN 5.8MM, BL 5.0MM, SERRATED JAWS |  | L0201.5805 | N. A. | N. A. | N. A. | N. A. | N. A. | QPF/L0201.5805 | N. A. | N. A. | N. A. | N. A. | N. A. |  | N. A. | N. A. | N. A. | N. A. | N. A. | L0201.5805 | ADL/NPD/2-23-01 | IU/22 | Class D | FINISHED GOODS | SECUR™ | ANEURYSM CLIP, TI, STD | TEMPORARY, FENESTRATION 3.8MM, MAX. OPEN 5.8MM, BL 5.0MM, SERRATED JAWS | 19 | No | Yes |  | No | L0201.5805 | No | N. A. | No | Yes | No | Yes | M. L.: MFG/MD/2021/000369 | 90211000 | 1 | ADLER PRODUCTS\ANEURYSM CLIP\IMPLANTS | N. A. | Shorten the description on 14APR2024 | N | ANEURYSM IMPLANTS |  | 1/lot | No | Yes | Yes | Yes | N. A. | CLOSING FORCE | 1.08N +/- 7.5%
L0201.4905 | L0201.4905s | SECUR, ANEURYSM CLIP, TI, STD, PERMANENT, FENESTRATION 3.8MM, MAX OPEN 4.9MM, BL 5.0MM, SERRATED JAWS, STERILE |  | L0201.4905 | N. A. | N. A. | N. A. | N. A. | N. A. | QPF/L0201.4905 | N. A. | N. A. | N. A. | N. A. | N. A. |  | N. A. | N. A. | N. A. | N. A. | N. A. | L0201.4905 | ADL/NPD/2-23-01 | IU/21 | Class D | FINISHED GOODS | SECUR™ | ANEURYSM CLIP, TI, STD | PERMANENT, FENESTRATION 3.8MM, MAX. OPEN 4.9MM, BL 5.0MM, SERRATED JAWS, STERILE | 2 | Yes | No | R | Yes | L0201.4905 | No | N. A. | No | Yes | No | Yes | M. L.: MFG/MD/2021/000369 | 90211000 | 1 | ADLER PRODUCTS\ANEURYSM CLIP\IMPLANTS | N. A. | Shorten the description on 14APR2024 | N | ANEURYSM IMPLANTS |  | 1/lot | No | Yes | Yes | No | N. A. | CLOSING FORCE | 1.47N +/- 7.5%
L0201.4905 | L0201.4905 | SECUR, ANEURYSM CLIP, TI, STD, PERMANENT, FENESTRATION 3.8MM, MAX OPEN 4.9MM, BL 5.0MM, SERRATED JAWS |  | L0201.4905 | N. A. | N. A. | N. A. | N. A. | N. A. | QPF/L0201.4905 | N. A. | N. A. | N. A. | N. A. | N. A. |  | N. A. | N. A. | N. A. | N. A. | N. A. | L0201.4905 | ADL/NPD/2-23-01 | IU/21 | Class D | FINISHED GOODS | SECUR™ | ANEURYSM CLIP, TI, STD | PERMANENT, FENESTRATION 3.8MM, MAX. OPEN 4.9MM, BL 5.0MM, SERRATED JAWS | 19 | No | Yes |  | No | L0201.4905 | No | N. A. | No | Yes | No | Yes | M. L.: MFG/MD/2021/000369 | 90211000 | 1 | ADLER PRODUCTS\ANEURYSM CLIP\IMPLANTS | N. A. | Shorten the description on 14APR2024 | N | ANEURYSM IMPLANTS |  | 1/lot | No | Yes | Yes | Yes | N. A. | CLOSING FORCE | 1.47N +/- 7.5%
L0201.4905 | T0201.4905 | SECUR, ANEURYSM CLIP, TI, STD, TEMPORARY, FENESTRATION 3.8MM, MAX OPEN 4.9MM, BL 5.0MM, SERRATED JAWS |  | L0201.4905 | N. A. | N. A. | N. A. | N. A. | N. A. | QPF/L0201.4905 | N. A. | N. A. | N. A. | N. A. | N. A. |  | N. A. | N. A. | N. A. | N. A. | N. A. | L0201.4905 | ADL/NPD/2-23-01 | IU/22 | Class D | FINISHED GOODS | SECUR™ | ANEURYSM CLIP, TI, STD | TEMPORARY, FENESTRATION 3.8MM, MAX. OPEN 4.9MM, BL 5.0MM, SERRATED JAWS | 19 | No | Yes |  | No | L0201.4905 | No | N. A. | No | Yes | No | Yes | M. L.: MFG/MD/2021/000369 | 90211000 | 1 | ADLER PRODUCTS\ANEURYSM CLIP\IMPLANTS | N. A. | Shorten the description on 14APR2024 | N | ANEURYSM IMPLANTS |  | 1/lot | No | Yes | Yes | Yes | N. A. | CLOSING FORCE | 1.08N +/- 7.5%
L0201.7507 | L0201.7507s | SECUR, ANEURYSM CLIP, TI, STD, PERMANENT, FENESTRATION 3.8MM, MAX OPEN 7.5MM, BL 7.0MM, SERRATED JAWS, STERILE |  | L0201.7507 | N. A. | N. A. | N. A. | N. A. | N. A. | QPF/L0201.7507 | N. A. | N. A. | N. A. | N. A. | N. A. |  | N. A. | N. A. | N. A. | N. A. | N. A. | L0201.7507 | ADL/NPD/2-23-01 | IU/21 | Class D | FINISHED GOODS | SECUR™ | ANEURYSM CLIP, TI, STD | PERMANENT, FENESTRATION 3.8MM, MAX. OPEN 7.5MM, BL 7.0MM, SERRATED JAWS, STERILE | 2 | Yes | No | R | Yes | L0201.7507 | No | N. A. | No | Yes | No | Yes | M. L.: MFG/MD/2021/000369 | 90211000 | 1 | ADLER PRODUCTS\ANEURYSM CLIP\IMPLANTS | N. A. | Shorten the description on 14APR2024 | N | ANEURYSM IMPLANTS |  | 1/lot | No | Yes | Yes | No | N. A. | CLOSING FORCE | 1.47N +/- 7.5%
L0201.7507 | L0201.7507 | SECUR, ANEURYSM CLIP, TI, STD, PERMANENT, FENESTRATION 3.8MM, MAX OPEN 7.5MM, BL 7.0MM, SERRATED JAWS |  | L0201.7507 | N. A. | N. A. | N. A. | N. A. | N. A. | QPF/L0201.7507 | N. A. | N. A. | N. A. | N. A. | N. A. |  | N. A. | N. A. | N. A. | N. A. | N. A. | L0201.7507 | ADL/NPD/2-23-01 | IU/21 | Class D | FINISHED GOODS | SECUR™ | ANEURYSM CLIP, TI, STD | PERMANENT, FENESTRATION 3.8MM, MAX. OPEN 7.5MM, BL 7.0MM, SERRATED JAWS | 19 | No | Yes |  | No | L0201.7507 | No | N. A. | No | Yes | No | Yes | M. L.: MFG/MD/2021/000369 | 90211000 | 1 | ADLER PRODUCTS\ANEURYSM CLIP\IMPLANTS | N. A. | Shorten the description on 14APR2024 | N | ANEURYSM IMPLANTS |  | 1/lot | No | Yes | Yes | Yes | N. A. | CLOSING FORCE | 1.47N +/- 7.5%
L0201.7507 | T0201.7507 | SECUR, ANEURYSM CLIP, TI, STD, TEMPORARY, FENESTRATION 3.8MM, MAX OPEN 7.5MM, BL 7.0MM, SERRATED JAWS |  | L0201.7507 | N. A. | N. A. | N. A. | N. A. | N. A. | QPF/L0201.7507 | N. A. | N. A. | N. A. | N. A. | N. A. |  | N. A. | N. A. | N. A. | N. A. | N. A. | L0201.7507 | ADL/NPD/2-23-01 | IU/22 | Class D | FINISHED GOODS | SECUR™ | ANEURYSM CLIP, TI, STD | TEMPORARY, FENESTRATION 3.8MM, MAX. OPEN 7.5MM, BL 7.0MM, SERRATED JAWS | 19 | No | Yes |  | No | L0201.7507 | No | N. A. | No | Yes | No | Yes | M. L.: MFG/MD/2021/000369 | 90211000 | 1 | ADLER PRODUCTS\ANEURYSM CLIP\IMPLANTS | N. A. | Shorten the description on 14APR2024 | N | ANEURYSM IMPLANTS |  | 1/lot | No | Yes | Yes | Yes | N. A. | CLOSING FORCE | 1.08N +/- 7.5%
L0201.7508 | L0201.7508s | SECUR, ANEURYSM CLIP, TI, STD, PERMANENT, FENESTRATION 3.8MM, MAX OPEN 7.5MM, BL 8.0MM, SERRATED JAWS, STERILE |  | L0201.7508 | N. A. | N. A. | N. A. | N. A. | N. A. | QPF/L0201.7508 | N. A. | N. A. | N. A. | N. A. | N. A. |  | N. A. | N. A. | N. A. | N. A. | N. A. | L0201.7508 | ADL/NPD/2-23-01 | IU/21 | Class D | FINISHED GOODS | SECUR™ | ANEURYSM CLIP, TI, STD | PERMANENT, FENESTRATION 3.8MM, MAX. OPEN 7.5MM, BL 8.0MM, SERRATED JAWS, STERILE | 2 | Yes | No | R | Yes | L0201.7508 | No | N. A. | No | Yes | No | Yes | M. L.: MFG/MD/2021/000369 | 90211000 | 1 | ADLER PRODUCTS\ANEURYSM CLIP\IMPLANTS | N. A. | Shorten the description on 14APR2024 | N | ANEURYSM IMPLANTS |  | 1/lot | No | Yes | Yes | No | N. A. | CLOSING FORCE | 1.47N +/- 7.5%
L0201.7508 | L0201.7508 | SECUR, ANEURYSM CLIP, TI, STD, PERMANENT, FENESTRATION 3.8MM, MAX OPEN 7.5MM, BL 8.0MM, SERRATED JAWS |  | L0201.7508 | N. A. | N. A. | N. A. | N. A. | N. A. | QPF/L0201.7508 | N. A. | N. A. | N. A. | N. A. | N. A. |  | N. A. | N. A. | N. A. | N. A. | N. A. | L0201.7508 | ADL/NPD/2-23-01 | IU/21 | Class D | FINISHED GOODS | SECUR™ | ANEURYSM CLIP, TI, STD | PERMANENT, FENESTRATION 3.8MM, MAX. OPEN 7.5MM, BL 8.0MM, SERRATED JAWS | 19 | No | Yes |  | No | L0201.7508 | No | N. A. | No | Yes | No | Yes | M. L.: MFG/MD/2021/000369 | 90211000 | 1 | ADLER PRODUCTS\ANEURYSM CLIP\IMPLANTS | N. A. | Shorten the description on 14APR2024 | N | ANEURYSM IMPLANTS |  | 1/lot | No | Yes | Yes | Yes | N. A. | CLOSING FORCE | 1.47N +/- 7.5%
L0201.7508 | T0201.7508 | SECUR, ANEURYSM CLIP, TI, STD, TEMPORARY, FENESTRATION 3.8MM, MAX OPEN 7.5MM, BL 8.0MM, SERRATED JAWS |  | L0201.7508 | N. A. | N. A. | N. A. | N. A. | N. A. | QPF/L0201.7508 | N. A. | N. A. | N. A. | N. A. | N. A. |  | N. A. | N. A. | N. A. | N. A. | N. A. | L0201.7508 | ADL/NPD/2-23-01 | IU/22 | Class D | FINISHED GOODS | SECUR™ | ANEURYSM CLIP, TI, STD | TEMPORARY, FENESTRATION 3.8MM, MAX. OPEN 7.5MM, BL 8.0MM, SERRATED JAWS | 19 | No | Yes |  | No | L0201.7508 | No | N. A. | No | Yes | No | Yes | M. L.: MFG/MD/2021/000369 | 90211000 | 1 | ADLER PRODUCTS\ANEURYSM CLIP\IMPLANTS | N. A. | Shorten the description on 14APR2024 | N | ANEURYSM IMPLANTS |  | 1/lot | No | Yes | Yes | Yes | N. A. | CLOSING FORCE | 1.08N +/- 7.5%
L0201.7210 | L0201.7210s | SECUR, ANEURYSM CLIP, TI, STD, PERMANENT, FENESTRATION 3.8MM, MAX OPEN 7.2MM, BL 10.0MM, SERRATED JAWS, STERILE |  | L0201.7210 | N. A. | N. A. | N. A. | N. A. | N. A. | QPF/L0201.7210 | N. A. | N. A. | N. A. | N. A. | N. A. |  | N. A. | N. A. | N. A. | N. A. | N. A. | L0201.7210 | ADL/NPD/2-23-01 | IU/21 | Class D | FINISHED GOODS | SECUR™ | ANEURYSM CLIP, TI, STD | PERMANENT, FENESTRATION 3.8MM, MAX. OPEN 7.2MM, BL 10.0MM, SERRATED JAWS, STERILE | 2 | Yes | No | R | Yes | L0201.7210 | No | N. A. | No | Yes | No | Yes | M. L.: MFG/MD/2021/000369 | 90211000 | 1 | ADLER PRODUCTS\ANEURYSM CLIP\IMPLANTS | N. A. | Shorten the description on 14APR2024 | N | ANEURYSM IMPLANTS |  | 1/lot | No | Yes | Yes | No | N. A. | CLOSING FORCE | 1.77N +/- 7.5%
L0201.7210 | L0201.7210 | SECUR, ANEURYSM CLIP, TI, STD, PERMANENT, FENESTRATION 3.8MM, MAX OPEN 7.2MM, BL 10.0MM, SERRATED JAWS |  | L0201.7210 | N. A. | N. A. | N. A. | N. A. | N. A. | QPF/L0201.7210 | N. A. | N. A. | N. A. | N. A. | N. A. |  | N. A. | N. A. | N. A. | N. A. | N. A. | L0201.7210 | ADL/NPD/2-23-01 | IU/21 | Class D | FINISHED GOODS | SECUR™ | ANEURYSM CLIP, TI, STD | PERMANENT, FENESTRATION 3.8MM, MAX. OPEN 7.2MM, BL 10.0MM, SERRATED JAWS | 19 | No | Yes |  | No | L0201.7210 | No | N. A. | No | Yes | No | Yes | M. L.: MFG/MD/2021/000369 | 90211000 | 1 | ADLER PRODUCTS\ANEURYSM CLIP\IMPLANTS | N. A. | Shorten the description on 14APR2024 | N | ANEURYSM IMPLANTS |  | 1/lot | No | Yes | Yes | Yes | N. A. | CLOSING FORCE | 1.77N +/- 7.5%
L0201.7210 | T0201.7210 | SECUR, ANEURYSM CLIP, TI, STD, TEMPORARY, FENESTRATION 3.8MM, MAX OPEN 7.2MM, BL 10.0MM, SERRATED JAWS |  | L0201.7210 | N. A. | N. A. | N. A. | N. A. | N. A. | QPF/L0201.7210 | N. A. | N. A. | N. A. | N. A. | N. A. |  | N. A. | N. A. | N. A. | N. A. | N. A. | L0201.7210 | ADL/NPD/2-23-01 | IU/22 | Class D | FINISHED GOODS | SECUR™ | ANEURYSM CLIP, TI, STD | TEMPORARY, FENESTRATION 3.8MM, MAX. OPEN 7.2MM, BL 10.0MM, SERRATED JAWS | 19 | No | Yes |  | No | L0201.7210 | No | N. A. | No | Yes | No | Yes | M. L.: MFG/MD/2021/000369 | 90211000 | 1 | ADLER PRODUCTS\ANEURYSM CLIP\IMPLANTS | N. A. | Shorten the description on 14APR2024 | N | ANEURYSM IMPLANTS |  | 1/lot | No | Yes | Yes | Yes | N. A. | CLOSING FORCE | 1.08N +/- 7.5%
L0305.4005 | L0305.4005s | SECUR, ANEURYSM CLIP, TI, MINI, PERMANENT, MAX OPEN 4.0MM, TAPERED TIP, BL 5.0MM, SERRATED JAWS, STERILE |  | L0305.4005 | N. A. | N. A. | N. A. | N. A. | N. A. | QPF/L0305.4005 | N. A. | N. A. | N. A. | N. A. | N. A. | N. A. | N. A. | N. A. | N. A. | N. A. | N. A. | N. A. | ADL/NPD/2-23-01 | IU/21 | Class D | FINISHED GOODS | SECUR™ | ANEURYSM CLIP, TI, MINI | PERMANENT, MAX. OPEN 4.0MM, TAPERED TIP, BL 5.0MM , SERRATED JAWS, STERILE | 2 | Yes | No | R | Yes | L0305.4005 | No | N. A. | No | Yes | No | Yes | M. L.: MFG/MD/2021/000369 | 90211000 | 1 | ADLER PRODUCTS\ANEURYSM CLIP\IMPLANTS | N. A. | Shorten the description on 14APR2024 | N | ANEURYSM IMPLANTS |  | 1/lot | No | Yes | Yes | No | N. A. | CLOSING FORCE | 1.08N +/- 7.5%
L0305.4005 | L0305.4005 | SECUR, ANEURYSM CLIP, TI, MINI, PERMANENT, MAX OPEN 4.0MM, TAPERED TIP, BL 5.0MM, SERRATED JAWS |  | L0305.4005 | N. A. | N. A. | N. A. | N. A. | N. A. | QPF/L0305.4005 | N. A. | N. A. | N. A. | N. A. | N. A. | N. A. | N. A. | N. A. | N. A. | N. A. | N. A. | N. A. | ADL/NPD/2-23-01 | IU/21 | Class D | FINISHED GOODS | SECUR™ | ANEURYSM CLIP, TI, MINI | PERMANENT, MAX. OPEN 4.0MM, TAPERED TIP, BL 5.0MM, SERRATED JAWS | 19 | No | Yes |  | No | L0305.4005 | No | N. A. | No | Yes | No | Yes | M. L.: MFG/MD/2021/000369 | 90211000 | 1 | ADLER PRODUCTS\ANEURYSM CLIP\IMPLANTS | N. A. | Shorten the description on 14APR2024 | N | ANEURYSM IMPLANTS |  | 1/lot | No | Yes | Yes | Yes | N. A. | CLOSING FORCE | 1.08N +/- 7.5%
L0305.4005 | T0305.4005 | SECUR, ANEURYSM CLIP, TI, MINI, TEMPORARY, MAX OPEN 4.0MM, TAPERED TIP, BL 5.0MM, SERRATED JAWS |  | L0305.4005 | N. A. | N. A. | N. A. | N. A. | N. A. | QPF/L0305.4005 | N. A. | N. A. | N. A. | N. A. | N. A. | N. A. | N. A. | N. A. | N. A. | N. A. | N. A. | N. A. | ADL/NPD/2-23-01 | IU/22 | Class D | FINISHED GOODS | SECUR™ | ANEURYSM CLIP, TI, MINI | TEMPORARY, MAX. OPEN 4.0MM, TAPERED TIP, BL 5.0MM, SERRATED JAWS | 19 | No | Yes |  | No | L0305.4005 | No | N. A. | No | Yes | No | Yes | M. L.: MFG/MD/2021/000369 | 90211000 | 1 | ADLER PRODUCTS\ANEURYSM CLIP\IMPLANTS | N. A. | Shorten the description on 14APR2024 | N | ANEURYSM IMPLANTS |  | 1/lot | No | Yes | Yes | Yes | N. A. | CLOSING FORCE | 0.69N +/- 7.5%
L0303.4005 | L0303.4005s | SECUR, ANEURYSM CLIP, TI, MINI, PERMANENT, MAX OPEN 4.0MM, STRAIGHT TIP, BL 5.0MM, SERRATED JAWS, STERILE |  | L0303.4005 | N. A. | N. A. | N. A. | N. A. | N. A. | QPF/L0303.4005 | N. A. | N. A. | N. A. | N. A. | N. A. | N. A. | N. A. | N. A. | N. A. | N. A. | N. A. | N. A. | ADL/NPD/2-23-01 | IU/21 | Class D | FINISHED GOODS | SECUR™ | ANEURYSM CLIP, TI, MINI | PERMANENT, MAX. OPEN 4.0MM, STRAIGHT TIP, BL 5.0MM, SERRATED JAWS, STERILE | 2 | Yes | No | R | Yes | L0303.4005 | No | N. A. | No | Yes | No | Yes | M. L.: MFG/MD/2021/000369 | 90211000 | 1 | ADLER PRODUCTS\ANEURYSM CLIP\IMPLANTS | N. A. | Shorten the description on 14APR2024 | N | ANEURYSM IMPLANTS |  | 1/lot | No | Yes | Yes | No | N. A. | CLOSING FORCE | 1.08N +/- 7.5%
L0303.4005 | L0303.4005 | SECUR, ANEURYSM CLIP, TI, MINI, PERMANENT, MAX OPEN 4.0MM, STRAIGHT TIP, BL 5.0MM, SERRATED JAWS |  | L0303.4005 | N. A. | N. A. | N. A. | N. A. | N. A. | QPF/L0303.4005 | N. A. | N. A. | N. A. | N. A. | N. A. | N. A. | N. A. | N. A. | N. A. | N. A. | N. A. | N. A. | ADL/NPD/2-23-01 | IU/21 | Class D | FINISHED GOODS | SECUR™ | ANEURYSM CLIP, TI, MINI | PERMANENT, MAX. OPEN 4.0MM, STRAIGHT TIP, BL 5.0MM, SERRATED JAWS | 19 | No | Yes |  | No | L0303.4005 | No | N. A. | No | Yes | No | Yes | M. L.: MFG/MD/2021/000369 | 90211000 | 1 | ADLER PRODUCTS\ANEURYSM CLIP\IMPLANTS | N. A. | Shorten the description on 14APR2024 | N | ANEURYSM IMPLANTS |  | 1/lot | No | Yes | Yes | Yes | N. A. | CLOSING FORCE | 1.08N +/- 7.5%
L0303.4005 | T0303.4005 | SECUR, ANEURYSM CLIP, TI, MINI, TEMPORARY, MAX OPEN 4.0MM, STRAIGHT TIP, BL 5.0MM, SERRATED JAWS |  | L0303.4005 | N. A. | N. A. | N. A. | N. A. | N. A. | QPF/L0303.4005 | N. A. | N. A. | N. A. | N. A. | N. A. | N. A. | N. A. | N. A. | N. A. | N. A. | N. A. | N. A. | ADL/NPD/2-23-01 | IU/22 | Class D | FINISHED GOODS | SECUR™ | ANEURYSM CLIP, TI, MINI | TEMPORARY, MAX. OPEN 4.0MM, STRAIGHT TIP, BL 5.0MM, SERRATED JAWS | 19 | No | Yes |  | No | L0303.4005 | No | N. A. | No | Yes | No | Yes | M. L.: MFG/MD/2021/000369 | 90211000 | 1 | ADLER PRODUCTS\ANEURYSM CLIP\IMPLANTS | N. A. | Shorten the description on 14APR2024 | N | ANEURYSM IMPLANTS |  | 1/lot | No | Yes | Yes | Yes | N. A. | CLOSING FORCE | 0.69N +/- 7.5%
L0301.4005 | L0301.4005s | SECUR, ANEURYSM CLIP, TI, MINI, PERMANENT, MAX OPEN 4.0MM, BL 5.0MM, SERRATED JAWS, STERILE |  | L0301.4005 | N. A. | N. A. | N. A. | N. A. | N. A. | QPF/L0301.4005 | N. A. | N. A. | N. A. | N. A. | N. A. | N. A. | N. A. | N. A. | N. A. | N. A. | N. A. | N. A. | ADL/NPD/2-23-01 | IU/21 | Class D | FINISHED GOODS | SECUR™ | ANEURYSM CLIP, TI, MINI | PERMANENT, MAX. OPEN 4.0MM, BL 5.0MM, SERRATED JAWS, STERILE | 2 | Yes | No | R | Yes | L0301.4005 | No | N. A. | No | Yes | No | Yes | M. L.: MFG/MD/2021/000369 | 90211000 | 1 | ADLER PRODUCTS\ANEURYSM CLIP\IMPLANTS | N. A. | Shorten the description on 14APR2024 | N | ANEURYSM IMPLANTS |  | 1/lot | No | Yes | Yes | No | N. A. | CLOSING FORCE | 1.08N +/- 7.5%
L0301.4005 | L0301.4005 | SECUR, ANEURYSM CLIP, TI, MINI, PERMANENT, MAX OPEN 4.0MM, BL 5.0MM, SERRATED JAWS |  | L0301.4005 | N. A. | N. A. | N. A. | N. A. | N. A. | QPF/L0301.4005 | N. A. | N. A. | N. A. | N. A. | N. A. | N. A. | N. A. | N. A. | N. A. | N. A. | N. A. | N. A. | ADL/NPD/2-23-01 | IU/21 | Class D | FINISHED GOODS | SECUR™ | ANEURYSM CLIP, TI, MINI | PERMANENT, MAX. OPEN 4.0MM, BL 5.0MM, SERRATED JAWS | 19 | No | Yes |  | No | L0301.4005 | No | N. A. | No | Yes | No | Yes | M. L.: MFG/MD/2021/000369 | 90211000 | 1 | ADLER PRODUCTS\ANEURYSM CLIP\IMPLANTS | N. A. | Shorten the description on 14APR2024 | N | ANEURYSM IMPLANTS |  | 1/lot | No | Yes | Yes | Yes | N. A. | CLOSING FORCE | 1.08N +/- 7.5%
L0301.4005 | T0301.4005 | SECUR, ANEURYSM CLIP, TI, MINI, TEMPORARY, MAX OPEN 4.0MM, BL 5.0MM, SERRATED JAWS |  | L0301.4005 | N. A. | N. A. | N. A. | N. A. | N. A. | QPF/L0301.4005 | N. A. | N. A. | N. A. | N. A. | N. A. | N. A. | N. A. | N. A. | N. A. | N. A. | N. A. | N. A. | ADL/NPD/2-23-01 | IU/22 | Class D | FINISHED GOODS | SECUR™ | ANEURYSM CLIP, TI, MINI | TEMPORARY, MAX. OPEN 4.0MM, BL 5.0MM, SERRATED JAWS | 19 | No | Yes |  | No | L0301.4005 | No | N. A. | No | Yes | No | Yes | M. L.: MFG/MD/2021/000369 | 90211000 | 1 | ADLER PRODUCTS\ANEURYSM CLIP\IMPLANTS | N. A. | Shorten the description on 14APR2024 | N | ANEURYSM IMPLANTS |  | 1/lot | No | Yes | Yes | Yes | N. A. | CLOSING FORCE | 0.69N +/- 7.5%
L0301.3505 | L0301.3505s | SECUR, ANEURYSM CLIP, TI, MINI, PERMANENT, MAX OPEN 3.5MM, BL 5.0MM, SERRATED JAWS, STERILE |  | L0301.3505 | N. A. | N. A. | N. A. | N. A. | N. A. | QPF/L0301.3505 | N. A. | N. A. | N. A. | N. A. | N. A. | N. A. | N. A. | N. A. | N. A. | N. A. | N. A. | N. A. | ADL/NPD/2-23-01 | IU/21 | Class D | FINISHED GOODS | SECUR™ | ANEURYSM CLIP, TI, MINI | PERMANENT, MAX. OPEN 3.5.0MM, BL 5.0MM, SERRATED JAWS, STERILE | 2 | Yes | No | R | Yes | L0301.3505 | No | N. A. | No | Yes | No | Yes | M. L.: MFG/MD/2021/000369 | 90211000 | 1 | ADLER PRODUCTS\ANEURYSM CLIP\IMPLANTS | N. A. | Shorten the description on 14APR2024 | N | ANEURYSM IMPLANTS |  | 1/lot | No | Yes | Yes | No | N. A. | CLOSING FORCE | 1.08N +/- 7.5%
L0301.3505 | L0301.3505 | SECUR, ANEURYSM CLIP, TI, MINI, PERMANENT, MAX OPEN 3.5MM, BL 5.0MM, SERRATED JAWS |  | L0301.3505 | N. A. | N. A. | N. A. | N. A. | N. A. | QPF/L0301.3505 | N. A. | N. A. | N. A. | N. A. | N. A. | N. A. | N. A. | N. A. | N. A. | N. A. | N. A. | N. A. | ADL/NPD/2-23-01 | IU/21 | Class D | FINISHED GOODS | SECUR™ | ANEURYSM CLIP, TI, MINI | PERMANENT, MAX. OPEN 3.5.0MM, BL 5.0MM, SERRATED JAWS | 19 | No | Yes |  | No | L0301.3505 | No | N. A. | No | Yes | No | Yes | M. L.: MFG/MD/2021/000369 | 90211000 | 1 | ADLER PRODUCTS\ANEURYSM CLIP\IMPLANTS | N. A. | Shorten the description on 14APR2024 | N | ANEURYSM IMPLANTS |  | 1/lot | No | Yes | Yes | Yes | N. A. | CLOSING FORCE | 1.08N +/- 7.5%
L0301.3505 | T0301.3505 | SECUR, ANEURYSM CLIP, TI, MINI, TEMPORARY, MAX OPEN 3.5MM, BL 5.0MM, SERRATED JAWS |  | L0301.3505 | N. A. | N. A. | N. A. | N. A. | N. A. | QPF/L0301.3505 | N. A. | N. A. | N. A. | N. A. | N. A. | N. A. | N. A. | N. A. | N. A. | N. A. | N. A. | N. A. | ADL/NPD/2-23-01 | IU/22 | Class D | FINISHED GOODS | SECUR™ | ANEURYSM CLIP, TI, MINI | TEMPORARY, MAX. OPEN 3.5.0MM, BL 5.0MM, SERRATED JAWS | 19 | No | Yes |  | No | L0301.3505 | No | N. A. | No | Yes | No | Yes | M. L.: MFG/MD/2021/000369 | 90211000 | 1 | ADLER PRODUCTS\ANEURYSM CLIP\IMPLANTS | N. A. | Shorten the description on 14APR2024 | N | ANEURYSM IMPLANTS |  | 1/lot | No | Yes | Yes | Yes | N. A. | CLOSING FORCE | 0.69N +/- 7.5%
L0301.4006 | L0301.4006s | SECUR, ANEURYSM CLIP, TI, MINI, PERMANENT, MAX OPEN 4.0MM, BL 6.0MM, SERRATED JAWS , STERILE |  | L0301.4006 | N. A. | N. A. | N. A. | N. A. | N. A. | QPF/L0301.4006 | N. A. | N. A. | N. A. | N. A. | N. A. | N. A. | N. A. | N. A. | N. A. | N. A. | N. A. | N. A. | ADL/NPD/2-23-01 | IU/21 | Class D | FINISHED GOODS | SECUR™ | ANEURYSM CLIP, TI, MINI | PERMANENT, MAX. OPEN 4.0MM, BL 6.0MM, SERRATED JAWS, STERILE | 2 | Yes | No | R | Yes | L0301.4006 | No | N. A. | No | Yes | No | Yes | M. L.: MFG/MD/2021/000369 | 90211000 | 1 | ADLER PRODUCTS\ANEURYSM CLIP\IMPLANTS | N. A. | Shorten the description on 14APR2024 | N | ANEURYSM IMPLANTS |  | 1/lot | No | Yes | Yes | No | N. A. | CLOSING FORCE | 1.08N +/- 7.5%
L0301.4006 | L0301.4006 | SECUR, ANEURYSM CLIP, TI, MINI, PERMANENT, MAX OPEN 4.0MM, BL 6.0MM, SERRATED JAWS |  | L0301.4006 | N. A. | N. A. | N. A. | N. A. | N. A. | QPF/L0301.4006 | N. A. | N. A. | N. A. | N. A. | N. A. | N. A. | N. A. | N. A. | N. A. | N. A. | N. A. | N. A. | ADL/NPD/2-23-01 | IU/21 | Class D | FINISHED GOODS | SECUR™ | ANEURYSM CLIP, TI, MINI | PERMANENT, MAX. OPEN 4.0MM, BL 6.0MM, SERRATED JAWS | 19 | No | Yes |  | No | L0301.4006 | No | N. A. | No | Yes | No | Yes | M. L.: MFG/MD/2021/000369 | 90211000 | 1 | ADLER PRODUCTS\ANEURYSM CLIP\IMPLANTS | N. A. | Shorten the description on 14APR2024 | N | ANEURYSM IMPLANTS |  | 1/lot | No | Yes | Yes | Yes | N. A. | CLOSING FORCE | 1.08N +/- 7.5%
L0301.4006 | T0301.4006 | SECUR, ANEURYSM CLIP, TI, MINI, TEMPORARY, MAX OPEN 4.0MM, BL 6.0MM, SERRATED JAWS |  | L0301.4006 | N. A. | N. A. | N. A. | N. A. | N. A. | QPF/L0301.4006 | N. A. | N. A. | N. A. | N. A. | N. A. | N. A. | N. A. | N. A. | N. A. | N. A. | N. A. | N. A. | ADL/NPD/2-23-01 | IU/22 | Class D | FINISHED GOODS | SECUR™ | ANEURYSM CLIP, TI, MINI | TEMPORARY, MAX. OPEN 4.0MM, BL 6.0MM, SERRATED JAWS | 19 | No | Yes |  | No | L0301.4006 | No | N. A. | No | Yes | No | Yes | M. L.: MFG/MD/2021/000369 | 90211000 | 1 | ADLER PRODUCTS\ANEURYSM CLIP\IMPLANTS | N. A. | Shorten the description on 14APR2024 | N | ANEURYSM IMPLANTS |  | 1/lot | No | Yes | Yes | Yes | N. A. | CLOSING FORCE | 0.69N +/- 7.5%
L0401.1703 | L0401.1703s | SECUR, ANEURYSM CLIP, TI MICRO, MAX OPEN 1.7MM, BL 3.0MM, SERRATED JAWS, STERILE |  | L0401.1703 | N. A. | N. A. | N. A. | N. A. | N. A. | QPF/L0401.1703 | N. A. | N. A. | N. A. | N. A. | N. A. | N. A. | N. A. | N. A. | N. A. | N. A. | N. A. | N. A. | ADL/NPD/2-23-01 | IU/21 | Class D | FINISHED GOODS | SECUR™ | ANEURYSM CLIP, TI, MICRO | MAX. OPEN 1.7MM, BL 3.0MM, SERRATED JAWS, STERILE | 2 | Yes | No | R | Yes | L0401.1703 | No | N. A. | No | Yes | No | Yes | M. L.: MFG/MD/2021/000369 | 90211000 | 1 | ADLER PRODUCTS\ANEURYSM CLIP\IMPLANTS | N. A. | Shorten the description on 14APR2024 | N | ANEURYSM IMPLANTS |  | 1/lot | No | Yes | Yes | No | N. A. | CLOSING FORCE | 1.08N +/- 7.5%
L0401.1703 | L0401.1703 | SECUR, ANEURYSM CLIP, TI MICRO, MAX OPEN 1.7MM, BL 3.0MM, SERRATED JAWS |  | L0401.1703 | N. A. | N. A. | N. A. | N. A. | N. A. | QPF/L0401.1703 | N. A. | N. A. | N. A. | N. A. | N. A. | N. A. | N. A. | N. A. | N. A. | N. A. | N. A. | N. A. | ADL/NPD/2-23-01 | IU/21 | Class D | FINISHED GOODS | SECUR™ | ANEURYSM CLIP, TI, MICRO | MAX. OPEN 1.7MM, BL 3.0MM, SERRATED JAWS | 19 | No | Yes |  | No | L0401.1703 | No | N. A. | No | Yes | No | Yes | M. L.: MFG/MD/2021/000369 | 90211000 | 1 | ADLER PRODUCTS\ANEURYSM CLIP\IMPLANTS | N. A. | Shorten the description on 14APR2024 | N | ANEURYSM IMPLANTS |  | 1/lot | No | Yes | Yes | Yes | N. A. | CLOSING FORCE | 1.08N +/- 7.5%
L0101.6207 | L0102.6207s | ADLER, ANEURYSM CLIP, TI, STD, PERMANENT, MAX OPEN 6.2MM, BL 7.0MM, SERRATED JAWS, STERILE |  | L0101.6207 | N. A. | N. A. | N. A. | N. A. | N. A. | QPF/L0101.6207 | N. A. | N. A. | N. A. | N. A. | N. A. |  | N. A. | N. A. | N. A. | N. A. | N. A. | L0101.6207 | ADL/NPD/2-23-01 | IU/21 | Class D | FINISHED GOODS | ADLER™ | ANEURYSM CLIP, TI, STD | PERMANENT, MAX OPEN 6.2MM, BL 7.0MM, SERRATED JAWS, STERILE | 2 | Yes | No | R | Yes | L0101.6207 | No | N. A. | No | Yes | No | Yes | M. L.: MFG/MD/2021/000369 | 90211000 | 1 | ADLER PRODUCTS\ANEURYSM CLIP\IMPLANTS | N. A. | Shorten the description on 14APR2024 | N | ANEURYSM IMPLANTS |  | 1/lot | No | Yes | Yes | No | N. A. | CLOSING FORCE | 1.47N +/- 7.5%
L0101.6207 | L0102.6207 | ADLER, ANEURYSM CLIP, TI, STD, PERMANENT, MAX OPEN 6.2MM, BL 7.0MM, SERRATED JAWS |  | L0101.6207 | N. A. | N. A. | N. A. | N. A. | N. A. | QPF/L0101.6207 | N. A. | N. A. | N. A. | N. A. | N. A. |  | N. A. | N. A. | N. A. | N. A. | N. A. | L0101.6207 | ADL/NPD/2-23-01 | IU/21 | Class D | FINISHED GOODS | ADLER™ | ANEURYSM CLIP, TI, STD | PERMANENT, MAX OPEN 6.2MM, BL 7.0MM, SERRATED JAWS | 19 | No | Yes |  | No | L0101.6207 | No | N. A. | No | Yes | No | Yes | M. L.: MFG/MD/2021/000369 | 90211000 | 1 | ADLER PRODUCTS\ANEURYSM CLIP\IMPLANTS | N. A. | Shorten the description on 14APR2024 | N | ANEURYSM IMPLANTS |  | 1/lot | No | Yes | Yes | Yes | N. A. | CLOSING FORCE | 1.47N +/- 7.5%
L0101.6207 | T0102.6207 | ADLER, ANEURYSM CLIP, TI, STD, TEMPORARY, MAX OPEN 6.2MM, BL 7.0MM, SERRATED JAWS |  | L0101.6207 | N. A. | N. A. | N. A. | N. A. | N. A. | QPF/L0101.6207 | N. A. | N. A. | N. A. | N. A. | N. A. |  | N. A. | N. A. | N. A. | N. A. | N. A. | L0101.6207 | ADL/NPD/2-23-01 | IU/22 | Class D | FINISHED GOODS | ADLER™ | ANEURYSM CLIP, TI, STD | TEMPORARY, MAX OPEN 6.2MM, BL 7.0MM, SERRATED JAWS | 19 | No | Yes |  | No | L0101.6207 | No | N. A. | No | Yes | No | Yes | M. L.: MFG/MD/2021/000369 | 90211000 | 1 | ADLER PRODUCTS\ANEURYSM CLIP\IMPLANTS | N. A. | Shorten the description on 14APR2024 | N | ANEURYSM IMPLANTS |  | 1/lot | No | Yes | Yes | Yes | N. A. | CLOSING FORCE | 1.08N +/- 7.5%
L0101.7907 | L0102.7907s | ADLER, ANEURYSM CLIP, TI, STD, PERMANENT, MAX OPEN 7.9MM, BL 7.0MM, SERRATED JAWS, STERILE |  | L0101.7907 | d00 | 2023-04-29 | N. A. | N. A. | N. A. | QPF/L0101.7907 | N. A. | N. A. | N. A. | N. A. | N. A. |  | N. A. | N. A. | N. A. | N. A. | N. A. | L0101.7907 | ADL/NPD/2-23-01 | IU/21 | Class D | FINISHED GOODS | ADLER™ | ANEURYSM CLIP, TI, STD | PERMANENT, MAX OPEN 7.9MM, BL 7.0MM, SERRATED JAWS, STERILE | 2 | Yes | No | R | Yes | L0101.7907 | No | N. A. | No | Yes | No | Yes | M. L.: MFG/MD/2021/000369 | 90211000 | 1 | ADLER PRODUCTS\ANEURYSM CLIP\IMPLANTS | N. A. | Shorten the description on 14APR2024 | N | ANEURYSM IMPLANTS |  | 1/lot | No | Yes | Yes | No | N. A. | CLOSING FORCE | 1.96N +/- 7.5%
L0101.7907 | L0102.7907 | ADLER, ANEURYSM CLIP, TI, STD, PERMANENT, MAX OPEN 7.9MM, BL 7.0MM, SERRATED JAWS |  | L0101.7907 | d00 | 2023-04-29 | N. A. | N. A. | N. A. | QPF/L0101.7907 | N. A. | N. A. | N. A. | N. A. | N. A. |  | N. A. | N. A. | N. A. | N. A. | N. A. | L0101.7907 | ADL/NPD/2-23-01 | IU/21 | Class D | FINISHED GOODS | ADLER™ | ANEURYSM CLIP, TI, STD | PERMANENT, MAX OPEN 7.9MM, BL 7.0MM, SERRATED JAWS | 19 | No | Yes |  | No | L0101.7907 | No | N. A. | No | Yes | No | Yes | M. L.: MFG/MD/2021/000369 | 90211000 | 1 | ADLER PRODUCTS\ANEURYSM CLIP\IMPLANTS | N. A. | Shorten the description on 14APR2024 | N | ANEURYSM IMPLANTS |  | 1/lot | No | Yes | Yes | Yes | N. A. | CLOSING FORCE | 1.96N +/- 7.5%
L0101.7907 | T0102.7907 | ADLER, ANEURYSM CLIP, TI, STD, TEMPORARY, MAX OPEN 7.9MM, BL 7.0MM, SERRATED JAWS |  | L0101.7907 | d00 | 45045 | N. A. | N. A. | N. A. | QPF/L0101.7907 | N. A. | N. A. | N. A. | N. A. | N. A. |  | N. A. | N. A. | N. A. | N. A. | N. A. | L0101.7907 | ADL/NPD/2-23-01 | IU/22 | Class D | FINISHED GOODS | ADLER™ | ANEURYSM CLIP, TI, STD | TEMPORARY, MAX OPEN 7.9MM, BL 7.0MM, SERRATED JAWS | 19 | No | Yes |  | No | L0101.7907 | No | N. A. | No | Yes | No | Yes | M. L.: MFG/MD/2021/000369 | 90211000 | 1 | ADLER PRODUCTS\ANEURYSM CLIP\IMPLANTS | N. A. | Shorten the description on 14APR2024 | N | ANEURYSM IMPLANTS |  | 1/lot | No | Yes | Yes | Yes | N. A. | CLOSING FORCE | 0.88N +/- 7.5%
L0101.4507 | L0102.4507s | ADLER, ANEURYSM CLIP, TI, STD, PERMANENT, MAX OPEN 4.5MM, BL 7.0MM, SERRATED JAWS, STERILE |  | L0101.4507 | N. A. | N. A. | N. A. | N. A. | N. A. | QPF/L0101.4507 | N. A. | N. A. | N. A. | N. A. | N. A. | N. A. | N. A. | N. A. | N. A. | N. A. | N. A. | N. A. | ADL/NPD/2-23-01 | IU/21 | Class D | FINISHED GOODS | ADLER™ | ANEURYSM CLIP, TI, STD | PERMANENT, MAX OPEN 4.5MM, BL 7.0MM, SERRATED JAWS, STERILE | 2 | Yes | No | R | Yes | L0101.4507 | No | N. A. | No | Yes | No | Yes | M. L.: MFG/MD/2021/000369 | 90211000 | 1 | ADLER PRODUCTS\ANEURYSM CLIP\IMPLANTS | N. A. | Shorten the description on 14APR2024 | N | ANEURYSM IMPLANTS |  | 1/lot | No | Yes | Yes | No | N. A. | CLOSING FORCE | 1.96N +/- 7.5%
L0101.4507 | L0102.4507 | ADLER, ANEURYSM CLIP, TI, STD, PERMANENT, MAX OPEN 4.5MM, BL 7.0MM, SERRATED JAWS |  | L0101.4507 | N. A. | N. A. | N. A. | N. A. | N. A. | QPF/L0101.4507 | N. A. | N. A. | N. A. | N. A. | N. A. | N. A. | N. A. | N. A. | N. A. | N. A. | N. A. | N. A. | ADL/NPD/2-23-01 | IU/21 | Class D | FINISHED GOODS | ADLER™ | ANEURYSM CLIP, TI, STD | PERMANENT, MAX OPEN 4.5MM, BL 7.0MM, SERRATED JAWS | 19 | No | Yes |  | No | L0101.4507 | No | N. A. | No | Yes | No | Yes | M. L.: MFG/MD/2021/000369 | 90211000 | 1 | ADLER PRODUCTS\ANEURYSM CLIP\IMPLANTS | N. A. | Shorten the description on 14APR2024 | N | ANEURYSM IMPLANTS |  | 1/lot | No | Yes | Yes | Yes | N. A. | CLOSING FORCE | 1.96N +/- 7.5%
L0101.4507 | T0102.4507 | ADLER, ANEURYSM CLIP, TI, STD, TEMPORARY, MAX OPEN 4.5MM, BL 7.0MM, SERRATED JAWS |  | L0101.4507 | N. A. | N. A. | N. A. | N. A. | N. A. | QPF/L0101.4507 | N. A. | N. A. | N. A. | N. A. | N. A. | N. A. | N. A. | N. A. | N. A. | N. A. | N. A. | N. A. | ADL/NPD/2-23-01 | IU/22 | Class D | FINISHED GOODS | ADLER™ | ANEURYSM CLIP, TI, STD | TEMPORARY, MAX OPEN 4.5MM, BL 7.0MM, SERRATED JAWS | 19 | No | Yes |  | No | L0101.4507 | No | N. A. | No | Yes | No | Yes | M. L.: MFG/MD/2021/000369 | 90211000 | 1 | ADLER PRODUCTS\ANEURYSM CLIP\IMPLANTS | N. A. | Shorten the description on 14APR2024 | N | ANEURYSM IMPLANTS |  | 1/lot | No | Yes | Yes | Yes | N. A. | CLOSING FORCE | 1.28N +/- 7.5%
L0101.7207 | L0102.7207s | ADLER, ANEURYSM CLIP, TI, STD, PERMANENT, MAX OPEN 7.2MM, BL 7.0MM, SERRATED JAWS, STERILE |  | L0101.7207 | d00 | 2023-05-02 | N. A. | N. A. | N. A. | QPF/L0101.7207 | N. A. | N. A. | N. A. | N. A. | N. A. |  | N. A. | N. A. | N. A. | N. A. | N. A. | L0101.7207 | ADL/NPD/2-23-01 | IU/21 | Class D | FINISHED GOODS | ADLER™ | ANEURYSM CLIP, TI, STD | PERMANENT, MAX OPEN 7.2MM, BL 7.0MM, SERRATED JAWS, STERILE | 2 | Yes | No | R | Yes | L0101.7207 | No | N. A. | No | Yes | No | Yes | M. L.: MFG/MD/2021/000369 | 90211000 | 1 | ADLER PRODUCTS\ANEURYSM CLIP\IMPLANTS | N. A. | Shorten the description on 14APR2024 | N | ANEURYSM IMPLANTS |  | 1/lot | No | Yes | Yes | No | N. A. | CLOSING FORCE | 1.96N +/- 7.5%
L0101.7207 | L0102.7207 | ADLER, ANEURYSM CLIP, TI, STD, PERMANENT, MAX OPEN 7.2MM, BL 7.0MM, SERRATED JAWS |  | L0101.7207 | d00 | 2023-05-02 | N. A. | N. A. | N. A. | QPF/L0101.7207 | N. A. | N. A. | N. A. | N. A. | N. A. |  | N. A. | N. A. | N. A. | N. A. | N. A. | L0101.7207 | ADL/NPD/2-23-01 | IU/21 | Class D | FINISHED GOODS | ADLER™ | ANEURYSM CLIP, TI, STD | PERMANENT, MAX OPEN 7.2MM, BL 7.0MM, SERRATED JAWS | 19 | No | Yes |  | No | L0101.7207 | No | N. A. | No | Yes | No | Yes | M. L.: MFG/MD/2021/000369 | 90211000 | 1 | ADLER PRODUCTS\ANEURYSM CLIP\IMPLANTS | N. A. | Shorten the description on 14APR2024 | N | ANEURYSM IMPLANTS |  | 1/lot | No | Yes | Yes | Yes | N. A. | CLOSING FORCE | 1.96N +/- 7.5%
L0101.7207 | T0102.7207 | ADLER, ANEURYSM CLIP, TI, STD, TEMPORARY, MAX OPEN 7.2MM, BL 7.0MM, SERRATED JAWS |  | L0101.7207 | d00 | 45048 | N. A. | N. A. | N. A. | QPF/L0101.7207 | N. A. | N. A. | N. A. | N. A. | N. A. |  | N. A. | N. A. | N. A. | N. A. | N. A. | L0101.7207 | ADL/NPD/2-23-01 | IU/22 | Class D | FINISHED GOODS | ADLER™ | ANEURYSM CLIP, TI, STD | TEMPORARY, MAX OPEN 7.2MM, BL 7.0MM, SERRATED JAWS | 19 | No | Yes |  | No | L0101.7207 | No | N. A. | No | Yes | No | Yes | M. L.: MFG/MD/2021/000369 | 90211000 | 1 | ADLER PRODUCTS\ANEURYSM CLIP\IMPLANTS | N. A. | Shorten the description on 14APR2024 | N | ANEURYSM IMPLANTS |  | 1/lot | No | Yes | Yes | Yes | N. A. | CLOSING FORCE | 0.88N +/- 7.5%
L0101.5707 | L0102.5707s | ADLER, ANEURYSM CLIP, TI, STD, PERMANENT, MAX OPEN 5.7MM, BL 7.0MM, SERRATED JAWS, STERILE |  | L0101.5707 | N. A. | N. A. | N. A. | N. A. | N. A. | QPF/L0101.5707 | N. A. | N. A. | N. A. | N. A. | N. A. | N. A. | N. A. | N. A. | N. A. | N. A. | N. A. | N. A. | ADL/NPD/2-23-01 | IU/21 | Class D | FINISHED GOODS | ADLER™ | ANEURYSM CLIP, TI, STD | PERMANENT, MAX OPEN 5.7MM, BL 7.0MM, SERRATED JAWS, STERILE | 2 | Yes | No | R | Yes | L0101.5707 | No | N. A. | No | Yes | No | Yes | M. L.: MFG/MD/2021/000369 | 90211000 | 1 | ADLER PRODUCTS\ANEURYSM CLIP\IMPLANTS | N. A. | Shorten the description on 14APR2024 | N | ANEURYSM IMPLANTS |  | 1/lot | No | Yes | Yes | No | N. A. | CLOSING FORCE | 1.96N +/- 7.5%
L0101.5707 | L0102.5707 | ADLER, ANEURYSM CLIP, TI, STD, PERMANENT, MAX OPEN 5.7MM, BL 7.0MM, SERRATED JAWS |  | L0101.5707 | N. A. | N. A. | N. A. | N. A. | N. A. | QPF/L0101.5707 | N. A. | N. A. | N. A. | N. A. | N. A. | N. A. | N. A. | N. A. | N. A. | N. A. | N. A. | N. A. | ADL/NPD/2-23-01 | IU/21 | Class D | FINISHED GOODS | ADLER™ | ANEURYSM CLIP, TI, STD | PERMANENT, MAX OPEN 5.7MM, BL 7.0MM, SERRATED JAWS | 19 | No | Yes |  | No | L0101.5707 | No | N. A. | No | Yes | No | Yes | M. L.: MFG/MD/2021/000369 | 90211000 | 1 | ADLER PRODUCTS\ANEURYSM CLIP\IMPLANTS | N. A. | Shorten the description on 14APR2024 | N | ANEURYSM IMPLANTS |  | 1/lot | No | Yes | Yes | Yes | N. A. | CLOSING FORCE | 1.96N +/- 7.5%
L0101.5707 | T0102.5707 | ADLER, ANEURYSM CLIP, TI, STD, TEMPORARY, MAX OPEN 5.7MM, BL 7.0MM, SERRATED JAWS |  | L0101.5707 | N. A. | N. A. | N. A. | N. A. | N. A. | QPF/L0101.5707 | N. A. | N. A. | N. A. | N. A. | N. A. | N. A. | N. A. | N. A. | N. A. | N. A. | N. A. | N. A. | ADL/NPD/2-23-01 | IU/22 | Class D | FINISHED GOODS | ADLER™ | ANEURYSM CLIP, TI, STD | TEMPORARY, MAX OPEN 5.7MM, BL 7.0MM, SERRATED JAWS | 19 | No | Yes |  | No | L0101.5707 | No | N. A. | No | Yes | No | Yes | M. L.: MFG/MD/2021/000369 | 90211000 | 1 | ADLER PRODUCTS\ANEURYSM CLIP\IMPLANTS | N. A. | Shorten the description on 14APR2024 | N | ANEURYSM IMPLANTS |  | 1/lot | No | Yes | Yes | Yes | N. A. | CLOSING FORCE | 0.88N +/- 7.5%
L0101.6508 | L0102.6508s | ADLER, ANEURYSM CLIP, TI, STD, PERMANENT, MAX OPEN 6.5MM, BL 8.0MM, SERRATED JAWS, STERILE |  | L0101.6508 | d00 | 2023-04-19 | N. A. | N. A. | N. A. | QPF/L0101.6508 | N. A. | N. A. | N. A. | N. A. | N. A. |  | N. A. | N. A. | N. A. | N. A. | N. A. | L0101.6508 | ADL/NPD/2-23-01 | IU/21 | Class D | FINISHED GOODS | ADLER™ | ANEURYSM CLIP, TI, STD | PERMANENT, MAX OPEN 6.5MM, BL 8.0MM, SERRATED JAWS, STERILE | 2 | Yes | No | R | Yes | L0101.6508 | No | N. A. | No | Yes | No | Yes | M. L.: MFG/MD/2021/000369 |  | 1 | ADLER PRODUCTS\ANEURYSM CLIP\IMPLANTS | N. A. | Shorten the description on 14APR2024 | N | ANEURYSM IMPLANTS |  | 1/lot | No | Yes | Yes | No | N. A. | CLOSING FORCE | 1.77N +/- 7.5%
L0101.6508 | L0102.6508 | ADLER, ANEURYSM CLIP, TI, STD, PERMANENT, MAX OPEN 6.5MM, BL 8.0MM, SERRATED JAWS |  | L0101.6508 | d00 | 2023-04-19 | N. A. | N. A. | N. A. | QPF/L0101.6508 | N. A. | N. A. | N. A. | N. A. | N. A. |  | N. A. | N. A. | N. A. | N. A. | N. A. | L0101.6508 | ADL/NPD/2-23-01 | IU/21 | Class D | FINISHED GOODS | ADLER™ | ANEURYSM CLIP, TI, STD | PERMANENT, MAX OPEN 6.5MM, BL 8.0MM, SERRATED JAWS | 19 | No | Yes |  | No | L0101.6508 | No | N. A. | No | Yes | No | Yes | M. L.: MFG/MD/2021/000369 |  | 1 | ADLER PRODUCTS\ANEURYSM CLIP\IMPLANTS | N. A. | Shorten the description on 14APR2024 | N | ANEURYSM IMPLANTS |  | 1/lot | No | Yes | Yes | Yes | N. A. | CLOSING FORCE | 1.77N +/- 7.5%
L0101.6508 | T0102.6508 | ADLER, ANEURYSM CLIP, TI, STD, TEMPORARY, MAX OPEN 6.5MM, BL 8.0MM, SERRATED JAWS |  | L0101.6508 | d00 | 2023-04-19 | N. A. | N. A. | N. A. | QPF/L0101.6508 | N. A. | N. A. | N. A. | N. A. | N. A. |  | N. A. | N. A. | N. A. | N. A. | N. A. | L0101.6508 | ADL/NPD/2-23-01 | IU/22 | Class D | FINISHED GOODS | ADLER™ | ANEURYSM CLIP, TI, STD | TEMPORARY, MAX OPEN 6.5MM, BL 8.0MM, SERRATED JAWS | 19 | No | Yes |  | No | L0101.6508 | No | N. A. | No | Yes | No | Yes | M. L.: MFG/MD/2021/000369 |  | 1 | ADLER PRODUCTS\ANEURYSM CLIP\IMPLANTS | N. A. | Shorten the description on 14APR2024 | N | ANEURYSM IMPLANTS |  | 1/lot | No | Yes | Yes | Yes | N. A. | CLOSING FORCE | 1.08N +/- 7.5%
L0101.6208 | L0102.6208s | ADLER, ANEURYSM CLIP, TI, STD, PERMANENT, MAX OPEN 6.2MM, BL 8.0MM, SERRATED JAWS, STERILE |  | L0101.6208 | d00 | 2023-04-19 | N. A. | N. A. | N. A. | QPF/L0101.6208 | N. A. | N. A. | N. A. | N. A. | N. A. | N. A. | N. A. | N. A. | N. A. | N. A. | N. A. | L0101.6208 | ADL/NPD/2-23-01 | IU/21 | Class D | FINISHED GOODS | ADLER™ | ANEURYSM CLIP, TI, STD | PERMANENT, MAX OPEN 6.2MM, BL 8.0MM, SERRATED JAWS, STERILE | 2 | Yes | No | R | Yes | L0101.6208 | No | N. A. | No | Yes | No | Yes | M. L.: MFG/MD/2021/000369 | 90211000 | 1 | ADLER PRODUCTS\ANEURYSM CLIP\IMPLANTS | N. A. | Shorten the description on 14APR2024 | N | ANEURYSM IMPLANTS |  | 1/lot | No | Yes | Yes | No | N. A. | CLOSING FORCE | 1.96N +/- 7.5%
L0101.6208 | L0102.6208 | ADLER, ANEURYSM CLIP, TI, STD, PERMANENT, MAX OPEN 6.2MM, BL 8.0MM, SERRATED JAWS |  | L0101.6208 | d00 | 2023-04-19 | N. A. | N. A. | N. A. | QPF/L0101.6208 | N. A. | N. A. | N. A. | N. A. | N. A. | N. A. | N. A. | N. A. | N. A. | N. A. | N. A. | L0101.6208 | ADL/NPD/2-23-01 | IU/21 | Class D | FINISHED GOODS | ADLER™ | ANEURYSM CLIP, TI, STD | PERMANENT, MAX OPEN 6.2MM, BL 8.0MM, SERRATED JAWS | 19 | No | Yes |  | No | L0101.6208 | No | N. A. | No | Yes | No | Yes | M. L.: MFG/MD/2021/000369 | 90211000 | 1 | ADLER PRODUCTS\ANEURYSM CLIP\IMPLANTS | N. A. | Shorten the description on 14APR2024 | N | ANEURYSM IMPLANTS |  | 1/lot | No | Yes | Yes | Yes | N. A. | CLOSING FORCE | 1.96N +/- 7.5%
L0101.6208 | T0102.6208 | ADLER, ANEURYSM CLIP, TI, STD, TEMPORARY, MAX OPEN 6.2MM, BL 8.0MM, SERRATED JAWS |  | L0101.6208 | d00 | 2023-04-19 | N. A. | N. A. | N. A. | QPF/L0101.6208 | N. A. | N. A. | N. A. | N. A. | N. A. | N. A. | N. A. | N. A. | N. A. | N. A. | N. A. | L0101.6208 | ADL/NPD/2-23-01 | IU/22 | Class D | FINISHED GOODS | ADLER™ | ANEURYSM CLIP, TI, STD | EMPORARY, MAX OPEN 6.2MM, BL 8.0MM, SERRATED JAWS | 19 | No | Yes |  | No | L0101.6208 | No | N. A. | No | Yes | No | Yes | M. L.: MFG/MD/2021/000369 | 90211000 | 1 | ADLER PRODUCTS\ANEURYSM CLIP\IMPLANTS | N. A. | Shorten the description on 14APR2024 | N | ANEURYSM IMPLANTS |  | 1/lot | No | Yes | Yes | Yes | N. A. | CLOSING FORCE | 1.08N +/- 7.5%
L0101.5610 | L0102.5610s | ADLER, ANEURYSM CLIP, TI, STD, PERMANENT, MAX OPEN 5.6MM, BL 10.0MM, SERRATED JAWS, STERILE |  | L0101.5610 | d00 | 2023-04-26 | N. A. | N. A. | N. A. | QPF/L0101.5610 | N. A. | N. A. | N. A. | N. A. | N. A. | N. A. | N. A. | N. A. | N. A. | N. A. | N. A. | L0101.5610 | ADL/NPD/2-23-01 | IU/21 | Class D | FINISHED GOODS | ADLER™ | ANEURYSM CLIP, TI, STD | PERMANENT, MAX OPEN 5.6MM, BL 10.0MM, SERRATED JAWS, STERILE | 2 | Yes | No | R | Yes | L0101.5610 | No | N. A. | No | Yes | No | Yes | M. L.: MFG/MD/2021/000369 | 90211000 | 1 | ADLER PRODUCTS\ANEURYSM CLIP\IMPLANTS | N. A. | Shorten the description on 14APR2024 | N | ANEURYSM IMPLANTS |  | 1/lot | No | Yes | Yes | No | N. A. | CLOSING FORCE | 1.96N +/- 7.5%
L0101.5610 | L0102.5610 | ADLER, ANEURYSM CLIP, TI, STD, PERMANENT, MAX OPEN 5.6MM, BL 10.0MM, SERRATED JAWS |  | L0101.5610 | d00 | 2023-04-26 | N. A. | N. A. | N. A. | QPF/L0101.5610 | N. A. | N. A. | N. A. | N. A. | N. A. | N. A. | N. A. | N. A. | N. A. | N. A. | N. A. | L0101.5610 | ADL/NPD/2-23-01 | IU/21 | Class D | FINISHED GOODS | ADLER™ | ANEURYSM CLIP, TI, STD | PERMANENT, MAX OPEN 5.6MM, BL 10.0MM, SERRATED JAWS | 19 | No | Yes |  | No | L0101.5610 | No | N. A. | No | Yes | No | Yes | M. L.: MFG/MD/2021/000369 | 90211000 | 1 | ADLER PRODUCTS\ANEURYSM CLIP\IMPLANTS | N. A. | Shorten the description on 14APR2024 | N | ANEURYSM IMPLANTS |  | 1/lot | No | Yes | Yes | Yes | N. A. | CLOSING FORCE | 1.96N +/- 7.5%
L0101.5610 | T0102.5610 | ADLER, ANEURYSM CLIP, TI, STD, TEMPORARY, MAX OPEN 5.6MM, BL 10.0MM, SERRATED JAWS |  | L0101.5610 | d00 | 45042 | N. A. | N. A. | N. A. | QPF/L0101.5610 | N. A. | N. A. | N. A. | N. A. | N. A. | N. A. | N. A. | N. A. | N. A. | N. A. | N. A. | L0101.5610 | ADL/NPD/2-23-01 | IU/22 | Class D | FINISHED GOODS | ADLER™ | ANEURYSM CLIP, TI, STD | TEMPORARY, MAX OPEN 5.6MM, BL 10.0MM, SERRATED JAWS | 19 | No | Yes |  | No | L0101.5610 | No | N. A. | No | Yes | No | Yes | M. L.: MFG/MD/2021/000369 | 90211000 | 1 | ADLER PRODUCTS\ANEURYSM CLIP\IMPLANTS | N. A. | Shorten the description on 14APR2024 | N | ANEURYSM IMPLANTS |  | 1/lot | No | Yes | Yes | Yes | N. A. | CLOSING FORCE | 1.28N +/- 7.5%
L0201.7503 | L0202.7503s | ADLER, ANEURYSM CLIP, TI, STD, PERMANENT, FENESTRATION 3.8MM, MAX OPEN 7.5MM, BL 3.0MM, SERRATED JAWS, STERILE |  | L0201.7503 | N. A. | N. A. | N. A. | N. A. | N. A. | QPF/L0201.7503 | N. A. | N. A. | N. A. | N. A. | N. A. |  | N. A. | N. A. | N. A. | N. A. | N. A. | L0201.7503 | ADL/NPD/2-23-01 | IU/21 | Class D | FINISHED GOODS | ADLER™ | ANEURYSM CLIP, TI, STD | PERMANENT, FENESTRATION 3.8MM, MAX. OPEN 7.5MM, BL 3.0MM, SERRATED JAWS, STERILE | 2 | Yes | No | R | Yes | L0201.7503 | No | N. A. | No | Yes | No | Yes | M. L.: MFG/MD/2021/000369 | 90211000 | 1 | ADLER PRODUCTS\ANEURYSM CLIP\IMPLANTS | N. A. | Shorten the description on 14APR2024 | N | ANEURYSM IMPLANTS |  | 1/lot | No | Yes | Yes | No | N. A. | CLOSING FORCE | 1.47N +/- 7.5%
L0201.7503 | L0202.7503 | ADLER, ANEURYSM CLIP, TI, STD, PERMANENT, FENESTRATION 3.8MM, MAX OPEN 7.5MM, BL 3.0MM, SERRATED JAWS |  | L0201.7503 | N. A. | N. A. | N. A. | N. A. | N. A. | QPF/L0201.7503 | N. A. | N. A. | N. A. | N. A. | N. A. |  | N. A. | N. A. | N. A. | N. A. | N. A. | L0201.7503 | ADL/NPD/2-23-01 | IU/21 | Class D | FINISHED GOODS | ADLER™ | ANEURYSM CLIP, TI, STD | PERMANENT, FENESTRATION 3.8MM, MAX. OPEN 7.5MM, BL 3.0MM, SERRATED JAWS | 19 | No | Yes |  | No | L0201.7503 | No | N. A. | No | Yes | No | Yes | M. L.: MFG/MD/2021/000369 | 90211000 | 1 | ADLER PRODUCTS\ANEURYSM CLIP\IMPLANTS | N. A. | Shorten the description on 14APR2024 | N | ANEURYSM IMPLANTS |  | 1/lot | No | Yes | Yes | Yes | N. A. | CLOSING FORCE | 1.47N +/- 7.5%
L0201.7503 | T0202.7503 | ADLER, ANEURYSM CLIP, TI, STD, TEMPORARY, FENESTRATION 3.8MM, MAX OPEN 7.5MM, BL 3.0MM, SERRATED JAWS |  | L0201.7503 | N. A. | N. A. | N. A. | N. A. | N. A. | QPF/L0201.7503 | N. A. | N. A. | N. A. | N. A. | N. A. |  | N. A. | N. A. | N. A. | N. A. | N. A. | L0201.7503 | ADL/NPD/2-23-01 | IU/22 | Class D | FINISHED GOODS | ADLER™ | ANEURYSM CLIP, TI, STD | TEMPORARY, FENESTRATION 3.8MM, MAX. OPEN 7.5MM, BL 3.0MM, SERRATED JAWS | 19 | No | Yes |  | No | L0201.7503 | No | N. A. | No | Yes | No | Yes | M. L.: MFG/MD/2021/000369 | 90211000 | 1 | ADLER PRODUCTS\ANEURYSM CLIP\IMPLANTS | N. A. | Shorten the description on 14APR2024 | N | ANEURYSM IMPLANTS |  | 1/lot | No | Yes | Yes | Yes | N. A. | CLOSING FORCE | 1.08N +/- 7.5%
L0201.7405 | L0202.7405s | ADLER, ANEURYSM CLIP, TI, STD, PERMANENT, FENESTRATION 3.8MM, MAX OPEN 7.4MM, BL 5.0MM, SERRATED JAWS, STERILE |  | L0201.7405 | N. A. | N. A. | N. A. | N. A. | N. A. | QPF/L0201.7405 | N. A. | N. A. | N. A. | N. A. | N. A. |  | N. A. | N. A. | N. A. | N. A. | N. A. | L0201.7405 | ADL/NPD/2-23-01 | IU/21 | Class D | FINISHED GOODS | ADLER™ | ANEURYSM CLIP, TI, STD | PERMANENT, FENESTRATION 3.8MM, MAX. OPEN 7.4MM, BL 5.0MM, SERRATED JAWS, STERILE | 2 | Yes | No | R | Yes | L0201.7405 | No | N. A. | No | Yes | No | Yes | M. L.: MFG/MD/2021/000369 | 90211000 | 1 | ADLER PRODUCTS\ANEURYSM CLIP\IMPLANTS | N. A. | Shorten the description on 14APR2024 | N | ANEURYSM IMPLANTS |  | 1/lot | No | Yes | Yes | No | N. A. | CLOSING FORCE | 1.47N +/- 7.5%
L0201.7405 | L0202.7405 | ADLER, ANEURYSM CLIP, TI, STD, PERMANENT, FENESTRATION 3.8MM, MAX OPEN 7.4MM, BL 5.0MM, SERRATED JAWS |  | L0201.7405 | N. A. | N. A. | N. A. | N. A. | N. A. | QPF/L0201.7405 | N. A. | N. A. | N. A. | N. A. | N. A. |  | N. A. | N. A. | N. A. | N. A. | N. A. | L0201.7405 | ADL/NPD/2-23-01 | IU/21 | Class D | FINISHED GOODS | ADLER™ | ANEURYSM CLIP, TI, STD | PERMANENT, FENESTRATION 3.8MM, MAX. OPEN 7.4MM, BL 5.0MM, SERRATED JAWS | 19 | No | Yes |  | No | L0201.7405 | No | N. A. | No | Yes | No | Yes | M. L.: MFG/MD/2021/000369 | 90211000 | 1 | ADLER PRODUCTS\ANEURYSM CLIP\IMPLANTS | N. A. | Shorten the description on 14APR2024 | N | ANEURYSM IMPLANTS |  | 1/lot | No | Yes | Yes | Yes | N. A. | CLOSING FORCE | 1.47N +/- 7.5%
L0201.7405 | T0202.7405 | ADLER, ANEURYSM CLIP, TI, STD, TEMPORARY, FENESTRATION 3.8MM, MAX OPEN 7.4MM, BL 5.0MM, SERRATED JAWS |  | L0201.7405 | N. A. | N. A. | N. A. | N. A. | N. A. | QPF/L0201.7405 | N. A. | N. A. | N. A. | N. A. | N. A. |  | N. A. | N. A. | N. A. | N. A. | N. A. | L0201.7405 | ADL/NPD/2-23-01 | IU/22 | Class D | FINISHED GOODS | ADLER™ | ANEURYSM CLIP, TI, STD | TEMPORARY, FENESTRATION 3.8MM, MAX. OPEN 7.4MM, BL 5.0MM, SERRATED JAWS | 19 | No | Yes |  | No | L0201.7405 | No | N. A. | No | Yes | No | Yes | M. L.: MFG/MD/2021/000369 | 90211000 | 1 | ADLER PRODUCTS\ANEURYSM CLIP\IMPLANTS | N. A. | Shorten the description on 14APR2024 | N | ANEURYSM IMPLANTS |  | 1/lot | No | Yes | Yes | Yes | N. A. | CLOSING FORCE | 1.08N +/- 7.5%
L0201.5805 | L0202.5805s | ADLER, ANEURYSM CLIP, TI, STD, PERMANENT, FENESTRATION 3.8MM, MAX OPEN 5.8MM, BL 5.0MM, SERRATED JAWS, STERILE |  | L0201.5805 | N. A. | N. A. | N. A. | N. A. | N. A. | QPF/L0201.5805 | N. A. | N. A. | N. A. | N. A. | N. A. |  | N. A. | N. A. | N. A. | N. A. | N. A. | L0201.5805 | ADL/NPD/2-23-01 | IU/21 | Class D | FINISHED GOODS | ADLER™ | ANEURYSM CLIP, TI, STD | PERMANENT, FENESTRATION 3.8MM, MAX. OPEN 5.8MM, BL 5.0MM, SERRATED JAWS, STERILE | 2 | Yes | No | R | Yes | L0201.5805 | No | N. A. | No | Yes | No | Yes | M. L.: MFG/MD/2021/000369 | 90211000 | 1 | ADLER PRODUCTS\ANEURYSM CLIP\IMPLANTS | N. A. | Shorten the description on 14APR2024 | N | ANEURYSM IMPLANTS |  | 1/lot | No | Yes | Yes | No | N. A. | CLOSING FORCE | 1.47N +/- 7.5%
L0201.5805 | L0202.5805 | ADLER, ANEURYSM CLIP, TI, STD, PERMANENT, FENESTRATION 3.8MM, MAX OPEN 5.8MM, BL 5.0MM, SERRATED JAWS |  | L0201.5805 | N. A. | N. A. | N. A. | N. A. | N. A. | QPF/L0201.5805 | N. A. | N. A. | N. A. | N. A. | N. A. |  | N. A. | N. A. | N. A. | N. A. | N. A. | L0201.5805 | ADL/NPD/2-23-01 | IU/21 | Class D | FINISHED GOODS | ADLER™ | ANEURYSM CLIP, TI, STD | PERMANENT, FENESTRATION 3.8MM, MAX. OPEN 5.8MM, BL 5.0MM, SERRATED JAWS | 19 | No | Yes |  | No | L0201.5805 | No | N. A. | No | Yes | No | Yes | M. L.: MFG/MD/2021/000369 | 90211000 | 1 | ADLER PRODUCTS\ANEURYSM CLIP\IMPLANTS | N. A. | Shorten the description on 14APR2024 | N | ANEURYSM IMPLANTS |  | 1/lot | No | Yes | Yes | Yes | N. A. | CLOSING FORCE | 1.47N +/- 7.5%
L0201.5805 | T0202.5805 | ADLER, ANEURYSM CLIP, TI, STD, TEMPORARY, FENESTRATION 3.8MM, MAX OPEN 5.8MM, BL 5.0MM, SERRATED JAWS |  | L0201.5805 | N. A. | N. A. | N. A. | N. A. | N. A. | QPF/L0201.5805 | N. A. | N. A. | N. A. | N. A. | N. A. |  | N. A. | N. A. | N. A. | N. A. | N. A. | L0201.5805 | ADL/NPD/2-23-01 | IU/22 | Class D | FINISHED GOODS | ADLER™ | ANEURYSM CLIP, TI, STD | TEMPORARY, FENESTRATION 3.8MM, MAX. OPEN 5.8MM, BL 5.0MM, SERRATED JAWS | 19 | No | Yes |  | No | L0201.5805 | No | N. A. | No | Yes | No | Yes | M. L.: MFG/MD/2021/000369 | 90211000 | 1 | ADLER PRODUCTS\ANEURYSM CLIP\IMPLANTS | N. A. | Shorten the description on 14APR2024 | N | ANEURYSM IMPLANTS |  | 1/lot | No | Yes | Yes | Yes | N. A. | CLOSING FORCE | 1.08N +/- 7.5%
L0201.4905 | L0202.4905s | ADLER, ANEURYSM CLIP, TI, STD, PERMANENT, FENESTRATION 3.8MM, MAX OPEN 4.9MM, BL 5.0MM, SERRATED JAWS, STERILE |  | L0201.4905 | N. A. | N. A. | N. A. | N. A. | N. A. | QPF/L0201.4905 | N. A. | N. A. | N. A. | N. A. | N. A. |  | N. A. | N. A. | N. A. | N. A. | N. A. | L0201.4905 | ADL/NPD/2-23-01 | IU/21 | Class D | FINISHED GOODS | ADLER™ | ANEURYSM CLIP, TI, STD | PERMANENT, FENESTRATION 3.8MM, MAX. OPEN 4.9MM, BL 5.0MM, SERRATED JAWS, STERILE | 2 | Yes | No | R | Yes | L0201.4905 | No | N. A. | No | Yes | No | Yes | M. L.: MFG/MD/2021/000369 | 90211000 | 1 | ADLER PRODUCTS\ANEURYSM CLIP\IMPLANTS | N. A. | Shorten the description on 14APR2024 | N | ANEURYSM IMPLANTS |  | 1/lot | No | Yes | Yes | No | N. A. | CLOSING FORCE | 1.47N +/- 7.5%
L0201.4905 | L0202.4905 | ADLER, ANEURYSM CLIP, TI, STD, PERMANENT, FENESTRATION 3.8MM, MAX OPEN 4.9MM, BL 5.0MM, SERRATED JAWS |  | L0201.4905 | N. A. | N. A. | N. A. | N. A. | N. A. | QPF/L0201.4905 | N. A. | N. A. | N. A. | N. A. | N. A. |  | N. A. | N. A. | N. A. | N. A. | N. A. | L0201.4905 | ADL/NPD/2-23-01 | IU/21 | Class D | FINISHED GOODS | ADLER™ | ANEURYSM CLIP, TI, STD | PERMANENT, FENESTRATION 3.8MM, MAX. OPEN 4.9MM, BL 5.0MM, SERRATED JAWS | 19 | No | Yes |  | No | L0201.4905 | No | N. A. | No | Yes | No | Yes | M. L.: MFG/MD/2021/000369 | 90211000 | 1 | ADLER PRODUCTS\ANEURYSM CLIP\IMPLANTS | N. A. | Shorten the description on 14APR2024 | N | ANEURYSM IMPLANTS |  | 1/lot | No | Yes | Yes | Yes | N. A. | CLOSING FORCE | 1.47N +/- 7.5%
L0201.4905 | T0202.4905 | ADLER, ANEURYSM CLIP, TI, STD, TEMPORARY, FENESTRATION 3.8MM, MAX OPEN 4.9MM, BL 5.0MM, SERRATED JAWS |  | L0201.4905 | N. A. | N. A. | N. A. | N. A. | N. A. | QPF/L0201.4905 | N. A. | N. A. | N. A. | N. A. | N. A. |  | N. A. | N. A. | N. A. | N. A. | N. A. | L0201.4905 | ADL/NPD/2-23-01 | IU/22 | Class D | FINISHED GOODS | ADLER™ | ANEURYSM CLIP, TI, STD | TEMPORARY, FENESTRATION 3.8MM, MAX. OPEN 4.9MM, BL 5.0MM, SERRATED JAWS | 19 | No | Yes |  | No | L0201.4905 | No | N. A. | No | Yes | No | Yes | M. L.: MFG/MD/2021/000369 | 90211000 | 1 | ADLER PRODUCTS\ANEURYSM CLIP\IMPLANTS | N. A. | Shorten the description on 14APR2024 | N | ANEURYSM IMPLANTS |  | 1/lot | No | Yes | Yes | Yes | N. A. | CLOSING FORCE | 1.08N +/- 7.5%
L0201.7507 | L0202.7507s | ADLER, ANEURYSM CLIP, TI, STD, PERMANENT, FENESTRATION 3.8MM, MAX OPEN 7.5MM, BL 7.0MM, SERRATED JAWS, STERILE |  | L0201.7507 | N. A. | N. A. | N. A. | N. A. | N. A. | QPF/L0201.7507 | N. A. | N. A. | N. A. | N. A. | N. A. |  | N. A. | N. A. | N. A. | N. A. | N. A. | L0201.7507 | ADL/NPD/2-23-01 | IU/21 | Class D | FINISHED GOODS | ADLER™ | ANEURYSM CLIP, TI, STD | PERMANENT, FENESTRATION 3.8MM, MAX. OPEN 7.5MM, BL 7.0MM, SERRATED JAWS, STERILE | 2 | Yes | No | R | Yes | L0201.7507 | No | N. A. | No | Yes | No | Yes | M. L.: MFG/MD/2021/000369 | 90211000 | 1 | ADLER PRODUCTS\ANEURYSM CLIP\IMPLANTS | N. A. | Shorten the description on 14APR2024 | N | ANEURYSM IMPLANTS |  | 1/lot | No | Yes | Yes | No | N. A. | CLOSING FORCE | 1.47N +/- 7.5%
L0201.7507 | L0202.7507 | ADLER, ANEURYSM CLIP, TI, STD, PERMANENT, FENESTRATION 3.8MM, MAX OPEN 7.5MM, BL 7.0MM, SERRATED JAWS |  | L0201.7507 | N. A. | N. A. | N. A. | N. A. | N. A. | QPF/L0201.7507 | N. A. | N. A. | N. A. | N. A. | N. A. |  | N. A. | N. A. | N. A. | N. A. | N. A. | L0201.7507 | ADL/NPD/2-23-01 | IU/21 | Class D | FINISHED GOODS | ADLER™ | ANEURYSM CLIP, TI, STD | PERMANENT, FENESTRATION 3.8MM, MAX. OPEN 7.5MM, BL 7.0MM, SERRATED JAWS | 19 | No | Yes |  | No | L0201.7507 | No | N. A. | No | Yes | No | Yes | M. L.: MFG/MD/2021/000369 | 90211000 | 1 | ADLER PRODUCTS\ANEURYSM CLIP\IMPLANTS | N. A. | Shorten the description on 14APR2024 | N | ANEURYSM IMPLANTS |  | 1/lot | No | Yes | Yes | Yes | N. A. | CLOSING FORCE | 1.47N +/- 7.5%
L0201.7507 | T0202.7507 | ADLER, ANEURYSM CLIP, TI, STD, TEMPORARY, FENESTRATION 3.8MM, MAX OPEN 7.5MM, BL 7.0MM, SERRATED JAWS |  | L0201.7507 | N. A. | N. A. | N. A. | N. A. | N. A. | QPF/L0201.7507 | N. A. | N. A. | N. A. | N. A. | N. A. |  | N. A. | N. A. | N. A. | N. A. | N. A. | L0201.7507 | ADL/NPD/2-23-01 | IU/22 | Class D | FINISHED GOODS | ADLER™ | ANEURYSM CLIP, TI, STD | TEMPORARY, FENESTRATION 3.8MM, MAX. OPEN 7.5MM, BL 7.0MM, SERRATED JAWS | 19 | No | Yes |  | No | L0201.7507 | No | N. A. | No | Yes | No | Yes | M. L.: MFG/MD/2021/000369 | 90211000 | 1 | ADLER PRODUCTS\ANEURYSM CLIP\IMPLANTS | N. A. | Shorten the description on 14APR2024 | N | ANEURYSM IMPLANTS |  | 1/lot | No | Yes | Yes | Yes | N. A. | CLOSING FORCE | 1.08N +/- 7.5%
L0201.7508 | L0202.7508s | ADLER, ANEURYSM CLIP, TI, STD, PERMANENT, FENESTRATION 3.8MM, MAX OPEN 7.5MM, BL 8.0MM, SERRATED JAWS, STERILE |  | L0201.7508 | N. A. | N. A. | N. A. | N. A. | N. A. | QPF/L0201.7508 | N. A. | N. A. | N. A. | N. A. | N. A. |  | N. A. | N. A. | N. A. | N. A. | N. A. | L0201.7508 | ADL/NPD/2-23-01 | IU/21 | Class D | FINISHED GOODS | ADLER™ | ANEURYSM CLIP, TI, STD | PERMANENT, FENESTRATION 3.8MM, MAX. OPEN 7.5MM, BL 8.0MM, SERRATED JAWS, STERILE | 2 | Yes | No | R | Yes | L0201.7508 | No | N. A. | No | Yes | No | Yes | M. L.: MFG/MD/2021/000369 | 90211000 | 1 | ADLER PRODUCTS\ANEURYSM CLIP\IMPLANTS | N. A. | Shorten the description on 14APR2024 | N | ANEURYSM IMPLANTS |  | 1/lot | No | Yes | Yes | No | N. A. | CLOSING FORCE | 1.47N +/- 7.5%
L0201.7508 | L0202.7508 | ADLER, ANEURYSM CLIP, TI, STD, PERMANENT, FENESTRATION 3.8MM, MAX OPEN 7.5MM, BL 8.0MM, SERRATED JAWS |  | L0201.7508 | N. A. | N. A. | N. A. | N. A. | N. A. | QPF/L0201.7508 | N. A. | N. A. | N. A. | N. A. | N. A. |  | N. A. | N. A. | N. A. | N. A. | N. A. | L0201.7508 | ADL/NPD/2-23-01 | IU/21 | Class D | FINISHED GOODS | ADLER™ | ANEURYSM CLIP, TI, STD | PERMANENT, FENESTRATION 3.8MM, MAX. OPEN 7.5MM, BL 8.0MM, SERRATED JAWS | 19 | No | Yes |  | No | L0201.7508 | No | N. A. | No | Yes | No | Yes | M. L.: MFG/MD/2021/000369 | 90211000 | 1 | ADLER PRODUCTS\ANEURYSM CLIP\IMPLANTS | N. A. | Shorten the description on 14APR2024 | N | ANEURYSM IMPLANTS |  | 1/lot | No | Yes | Yes | Yes | N. A. | CLOSING FORCE | 1.47N +/- 7.5%
L0201.7508 | T0202.7508 | ADLER, ANEURYSM CLIP, TI, STD, TEMPORARY, FENESTRATION 3.8MM, MAX OPEN 7.5MM, BL 8.0MM, SERRATED JAWS |  | L0201.7508 | N. A. | N. A. | N. A. | N. A. | N. A. | QPF/L0201.7508 | N. A. | N. A. | N. A. | N. A. | N. A. |  | N. A. | N. A. | N. A. | N. A. | N. A. | L0201.7508 | ADL/NPD/2-23-01 | IU/22 | Class D | FINISHED GOODS | ADLER™ | ANEURYSM CLIP, TI, STD | TEMPORARY, FENESTRATION 3.8MM, MAX. OPEN 7.5MM, BL 8.0MM, SERRATED JAWS | 19 | No | Yes |  | No | L0201.7508 | No | N. A. | No | Yes | No | Yes | M. L.: MFG/MD/2021/000369 | 90211000 | 1 | ADLER PRODUCTS\ANEURYSM CLIP\IMPLANTS | N. A. | Shorten the description on 14APR2024 | N | ANEURYSM IMPLANTS |  | 1/lot | No | Yes | Yes | Yes | N. A. | CLOSING FORCE | 1.08N +/- 7.5%
L0201.7210 | L0202.7210s | ADLER, ANEURYSM CLIP, TI, STD, PERMANENT, FENESTRATION 3.8MM, MAX OPEN 7.2MM, BL 10.0MM, SERRATED JAWS, STERILE |  | L0201.7210 | N. A. | N. A. | N. A. | N. A. | N. A. | QPF/L0201.7210 | N. A. | N. A. | N. A. | N. A. | N. A. |  | N. A. | N. A. | N. A. | N. A. | N. A. | L0201.7210 | ADL/NPD/2-23-01 | IU/21 | Class D | FINISHED GOODS | ADLER™ | ANEURYSM CLIP, TI, STD | PERMANENT, FENESTRATION 3.8MM, MAX. OPEN 7.2MM, BL 10.0MM, SERRATED JAWS, STERILE | 2 | Yes | No | R | Yes | L0201.7210 | No | N. A. | No | Yes | No | Yes | M. L.: MFG/MD/2021/000369 | 90211000 | 1 | ADLER PRODUCTS\ANEURYSM CLIP\IMPLANTS | N. A. | Shorten the description on 14APR2024 | N | ANEURYSM IMPLANTS |  | 1/lot | No | Yes | Yes | No | N. A. | CLOSING FORCE | 1.77N +/- 7.5%
L0201.7210 | L0202.7210 | ADLER, ANEURYSM CLIP, TI, STD, PERMANENT, FENESTRATION 3.8MM, MAX OPEN 7.2MM, BL 10.0MM, SERRATED JAWS |  | L0201.7210 | N. A. | N. A. | N. A. | N. A. | N. A. | QPF/L0201.7210 | N. A. | N. A. | N. A. | N. A. | N. A. |  | N. A. | N. A. | N. A. | N. A. | N. A. | L0201.7210 | ADL/NPD/2-23-01 | IU/21 | Class D | FINISHED GOODS | ADLER™ | ANEURYSM CLIP, TI, STD | PERMANENT, FENESTRATION 3.8MM, MAX. OPEN 7.2MM, BL 10.0MM, SERRATED JAWS | 19 | No | Yes |  | No | L0201.7210 | No | N. A. | No | Yes | No | Yes | M. L.: MFG/MD/2021/000369 | 90211000 | 1 | ADLER PRODUCTS\ANEURYSM CLIP\IMPLANTS | N. A. | Shorten the description on 14APR2024 | N | ANEURYSM IMPLANTS |  | 1/lot | No | Yes | Yes | Yes | N. A. | CLOSING FORCE | 1.77N +/- 7.5%
L0201.7210 | T0202.7210 | ADLER, ANEURYSM CLIP, TI, STD, TEMPORARY, FENESTRATION 3.8MM, MAX OPEN 7.2MM, BL 10.0MM, SERRATED JAWS |  | L0201.7210 | N. A. | N. A. | N. A. | N. A. | N. A. | QPF/L0201.7210 | N. A. | N. A. | N. A. | N. A. | N. A. |  | N. A. | N. A. | N. A. | N. A. | N. A. | L0201.7210 | ADL/NPD/2-23-01 | IU/22 | Class D | FINISHED GOODS | ADLER™ | ANEURYSM CLIP, TI, STD | TEMPORARY, FENESTRATION 3.8MM, MAX. OPEN 7.2MM, BL 10.0MM, SERRATED JAWS | 19 | No | Yes |  | No | L0201.7210 | No | N. A. | No | Yes | No | Yes | M. L.: MFG/MD/2021/000369 | 90211000 | 1 | ADLER PRODUCTS\ANEURYSM CLIP\IMPLANTS | N. A. | Shorten the description on 14APR2024 | N | ANEURYSM IMPLANTS |  | 1/lot | No | Yes | Yes | Yes | N. A. | CLOSING FORCE | 1.08N +/- 7.5%
L0305.4005 | L0306.4005s | ADLER, ANEURYSM CLIP, TI, MINI, PERMANENT, MAX OPEN 4.0MM, TAPERED TIP, BL 5.0MM, SERRATED JAWS , STERILE |  | L0305.4005 | N. A. | N. A. | N. A. | N. A. | N. A. | QPF/L0305.4005 | N. A. | N. A. | N. A. | N. A. | N. A. | N. A. | N. A. | N. A. | N. A. | N. A. | N. A. | N. A. | ADL/NPD/2-23-01 | IU/21 | Class D | FINISHED GOODS | ADLER™ | ANEURYSM CLIP, TI, MINI | PERMANENT, MAX. OPEN 4.0MM, TAPERED TIP, BL 5.0MM, SERRATED JAWS, STERILE | 2 | Yes | No | R | Yes | L0305.4005 | No | N. A. | No | Yes | No | Yes | M. L.: MFG/MD/2021/000369 | 90211000 | 1 | ADLER PRODUCTS\ANEURYSM CLIP\IMPLANTS | N. A. | Shorten the description on 14APR2024 | N | ANEURYSM IMPLANTS |  | 1/lot | No | Yes | Yes | No | N. A. | CLOSING FORCE | 1.08N +/- 7.5%
L0305.4005 | L0306.4005 | ADLER, ANEURYSM CLIP, TI, MINI, PERMANENT, MAX OPEN 4.0MM, TAPERED TIP, BL 5.0MM, SERRATED JAWS |  | L0305.4005 | N. A. | N. A. | N. A. | N. A. | N. A. | QPF/L0305.4005 | N. A. | N. A. | N. A. | N. A. | N. A. | N. A. | N. A. | N. A. | N. A. | N. A. | N. A. | N. A. | ADL/NPD/2-23-01 | IU/21 | Class D | FINISHED GOODS | ADLER™ | ANEURYSM CLIP, TI, MINI | PERMANENT, MAX. OPEN 4.0MM, TAPERED TIP, BL 5.0MM, SERRATED JAWS | 19 | No | Yes |  | No | L0305.4005 | No | N. A. | No | Yes | No | Yes | M. L.: MFG/MD/2021/000369 | 90211000 | 1 | ADLER PRODUCTS\ANEURYSM CLIP\IMPLANTS | N. A. | Shorten the description on 14APR2024 | N | ANEURYSM IMPLANTS |  | 1/lot | No | Yes | Yes | Yes | N. A. | CLOSING FORCE | 1.08N +/- 7.5%
L0305.4005 | T0306.4005 | ADLER, ANEURYSM CLIP, TI, MINI, TEMPORARY, MAX OPEN 4.0MM, TAPERED TIP, BL 5.0MM, SERRATED JAWS |  | L0305.4005 | N. A. | N. A. | N. A. | N. A. | N. A. | QPF/L0305.4005 | N. A. | N. A. | N. A. | N. A. | N. A. | N. A. | N. A. | N. A. | N. A. | N. A. | N. A. | N. A. | ADL/NPD/2-23-01 | IU/22 | Class D | FINISHED GOODS | ADLER™ | ANEURYSM CLIP, TI, MINI | TEMPORARY, MAX. OPEN 4.0MM, TAPERED TIP, BL 5.0MM, SERRATED JAWS | 19 | No | Yes |  | No | L0305.4005 | No | N. A. | No | Yes | No | Yes | M. L.: MFG/MD/2021/000369 | 90211000 | 1 | ADLER PRODUCTS\ANEURYSM CLIP\IMPLANTS | N. A. | Shorten the description on 14APR2024 | N | ANEURYSM IMPLANTS |  | 1/lot | No | Yes | Yes | Yes | N. A. | CLOSING FORCE | 0.69N +/- 7.5%
L0303.4005 | L0304.4005s | ADLER, ANEURYSM CLIP, TI, MINI, PERMANENT, MAX OPEN 4.0MM, STRAIGHT TIP, BL 5.0MM, SERRATED JAWS , STERILE |  | L0303.4005 | N. A. | N. A. | N. A. | N. A. | N. A. | QPF/L0303.4005 | N. A. | N. A. | N. A. | N. A. | N. A. | N. A. | N. A. | N. A. | N. A. | N. A. | N. A. | N. A. | ADL/NPD/2-23-01 | IU/21 | Class D | FINISHED GOODS | ADLER™ | ANEURYSM CLIP, TI, MINI | PERMANENT, MAX. OPEN 4.0MM, STRAIGHT TIP, BL 5.0MM, SERRATED JAWS, STERILE | 2 | Yes | No | R | Yes | L0303.4005 | No | N. A. | No | Yes | No | Yes | M. L.: MFG/MD/2021/000369 | 90211000 | 1 | ADLER PRODUCTS\ANEURYSM CLIP\IMPLANTS | N. A. | Shorten the description on 14APR2024 | N | ANEURYSM IMPLANTS |  | 1/lot | No | Yes | Yes | No | N. A. | CLOSING FORCE | 1.08N +/- 7.5%
L0303.4005 | L0304.4005 | ADLER, ANEURYSM CLIP, TI, MINI, PERMANENT, MAX OPEN 4.0MM, STRAIGHT TIP, BL 5.0MM, SERRATED JAWS |  | L0303.4005 | N. A. | N. A. | N. A. | N. A. | N. A. | QPF/L0303.4005 | N. A. | N. A. | N. A. | N. A. | N. A. | N. A. | N. A. | N. A. | N. A. | N. A. | N. A. | N. A. | ADL/NPD/2-23-01 | IU/21 | Class D | FINISHED GOODS | ADLER™ | ANEURYSM CLIP, TI, MINI | PERMANENT, MAX. OPEN 4.0MM, STRAIGHT TIP, BL 5.0MM, SERRATED JAWS | 19 | No | Yes |  | No | L0303.4005 | No | N. A. | No | Yes | No | Yes | M. L.: MFG/MD/2021/000369 | 90211000 | 1 | ADLER PRODUCTS\ANEURYSM CLIP\IMPLANTS | N. A. | Shorten the description on 14APR2024 | N | ANEURYSM IMPLANTS |  | 1/lot | No | Yes | Yes | Yes | N. A. | CLOSING FORCE | 1.08N +/- 7.5%
L0303.4005 | T0304.4005 | ADLER, ANEURYSM CLIP, TI, MINI, TEMPORARY, MAX OPEN 4.0MM, STRAIGHT TIP, BL 5.0MM, SERRATED JAWS |  | L0303.4005 | N. A. | N. A. | N. A. | N. A. | N. A. | QPF/L0303.4005 | N. A. | N. A. | N. A. | N. A. | N. A. | N. A. | N. A. | N. A. | N. A. | N. A. | N. A. | N. A. | ADL/NPD/2-23-01 | IU/22 | Class D | FINISHED GOODS | ADLER™ | ANEURYSM CLIP, TI, MINI | TEMPORARY, MAX. OPEN 4.0MM, STRAIGHT TIP, BL 5.0MM, SERRATED JAWS | 19 | No | Yes |  | No | L0303.4005 | No | N. A. | No | Yes | No | Yes | M. L.: MFG/MD/2021/000369 | 90211000 | 1 | ADLER PRODUCTS\ANEURYSM CLIP\IMPLANTS | N. A. | Shorten the description on 14APR2024 | N | ANEURYSM IMPLANTS |  | 1/lot | No | Yes | Yes | Yes | N. A. | CLOSING FORCE | 0.69N +/- 7.5%
L0301.4005 | L0302.4005s | ADLER, ANEURYSM CLIP, TI, MINI, PERMANENT, MAX OPEN 4.0MM, BL 5.0MM, SERRATED JAWS, STERILE |  | L0301.4005 | N. A. | N. A. | N. A. | N. A. | N. A. | QPF/L0301.4005 | N. A. | N. A. | N. A. | N. A. | N. A. | N. A. | N. A. | N. A. | N. A. | N. A. | N. A. | N. A. | ADL/NPD/2-23-01 | IU/21 | Class D | FINISHED GOODS | ADLER™ | ANEURYSM CLIP, TI, MINI | PERMANENT, MAX. OPEN 4.0MM, BL 5.0MM, SERRATED JAWS, STERILE | 2 | Yes | No | R | Yes | L0301.4005 | No | N. A. | No | Yes | No | Yes | M. L.: MFG/MD/2021/000369 | 90211000 | 1 | ADLER PRODUCTS\ANEURYSM CLIP\IMPLANTS | N. A. | Shorten the description on 14APR2024 | N | ANEURYSM IMPLANTS |  | 1/lot | No | Yes | Yes | No | N. A. | CLOSING FORCE | 1.08N +/- 7.5%
L0301.4005 | L0302.4005 | ADLER, ANEURYSM CLIP, TI, MINI, PERMANENT, MAX OPEN 4.0MM, BL 5.0MM, SERRATED JAWS |  | L0301.4005 | N. A. | N. A. | N. A. | N. A. | N. A. | QPF/L0301.4005 | N. A. | N. A. | N. A. | N. A. | N. A. | N. A. | N. A. | N. A. | N. A. | N. A. | N. A. | N. A. | ADL/NPD/2-23-01 | IU/21 | Class D | FINISHED GOODS | ADLER™ | ANEURYSM CLIP, TI, MINI | PERMANENT, MAX. OPEN 4.0MM, BL 5.0MM, SERRATED JAWS | 19 | No | Yes |  | No | L0301.4005 | No | N. A. | No | Yes | No | Yes | M. L.: MFG/MD/2021/000369 | 90211000 | 1 | ADLER PRODUCTS\ANEURYSM CLIP\IMPLANTS | N. A. | Shorten the description on 14APR2024 | N | ANEURYSM IMPLANTS |  | 1/lot | No | Yes | Yes | Yes | N. A. | CLOSING FORCE | 1.08N +/- 7.5%
L0301.4005 | T0302.4005 | ADLER, ANEURYSM CLIP, TI, MINI, TEMPORARY, MAX OPEN 4.0MM, BL 5.0MM, SERRATED JAWS |  | L0301.4005 | N. A. | N. A. | N. A. | N. A. | N. A. | QPF/L0301.4005 | N. A. | N. A. | N. A. | N. A. | N. A. | N. A. | N. A. | N. A. | N. A. | N. A. | N. A. | N. A. | ADL/NPD/2-23-01 | IU/22 | Class D | FINISHED GOODS | ADLER™ | ANEURYSM CLIP, TI, MINI | TEMPORARY, MAX. OPEN 4.0MM, BL 5.0MM, SERRATED JAWS | 19 | No | Yes |  | No | L0301.4005 | No | N. A. | No | Yes | No | Yes | M. L.: MFG/MD/2021/000369 | 90211000 | 1 | ADLER PRODUCTS\ANEURYSM CLIP\IMPLANTS | N. A. | Shorten the description on 14APR2024 | N | ANEURYSM IMPLANTS |  | 1/lot | No | Yes | Yes | Yes | N. A. | CLOSING FORCE | 0.69N +/- 7.5%
L0301.3505 | L0302.3505s | ADLER, ANEURYSM CLIP, TI, MINI, PERMANENT, MAX OPEN 3.5MM, BL 5.0MM, SERRATED JAWS, STERILE |  | L0301.3505 | N. A. | N. A. | N. A. | N. A. | N. A. | QPF/L0301.3505 | N. A. | N. A. | N. A. | N. A. | N. A. | N. A. | N. A. | N. A. | N. A. | N. A. | N. A. | N. A. | ADL/NPD/2-23-01 | IU/21 | Class D | FINISHED GOODS | ADLER™ | ANEURYSM CLIP, TI, MINI | PERMANENT, MAX. OPEN 3.5MM, BL 5.0MM, SERRATED JAWS, STERILE | 2 | Yes | No | R | Yes | L0301.3505 | No | N. A. | No | Yes | No | Yes | M. L.: MFG/MD/2021/000369 | 90211000 | 1 | ADLER PRODUCTS\ANEURYSM CLIP\IMPLANTS | N. A. | Shorten the description on 14APR2024 | N | ANEURYSM IMPLANTS |  | 1/lot | No | Yes | Yes | No | N. A. | CLOSING FORCE | 1.08N +/- 7.5%
L0301.3505 | L0302.3505 | ADLER, ANEURYSM CLIP, TI, MINI, PERMANENT, MAX OPEN 3.5MM, BL 5.0MM, SERRATED JAWS |  | L0301.3505 | N. A. | N. A. | N. A. | N. A. | N. A. | QPF/L0301.3505 | N. A. | N. A. | N. A. | N. A. | N. A. | N. A. | N. A. | N. A. | N. A. | N. A. | N. A. | N. A. | ADL/NPD/2-23-01 | IU/21 | Class D | FINISHED GOODS | ADLER™ | ANEURYSM CLIP, TI, MINI | PERMANENT, MAX. OPEN 3.5MM, BL 5.0MM, SERRATED JAWS | 19 | No | Yes |  | No | L0301.3505 | No | N. A. | No | Yes | No | Yes | M. L.: MFG/MD/2021/000369 | 90211000 | 1 | ADLER PRODUCTS\ANEURYSM CLIP\IMPLANTS | N. A. | Shorten the description on 14APR2024 | N | ANEURYSM IMPLANTS |  | 1/lot | No | Yes | Yes | Yes | N. A. | CLOSING FORCE | 1.08N +/- 7.5%
L0301.3505 | T0302.3505 | ADLER, ANEURYSM CLIP, TI, MINI, TEMPORARY, MAX OPEN 3.5MM, BL 5.0MM, SERRATED JAWS |  | L0301.3505 | N. A. | N. A. | N. A. | N. A. | N. A. | QPF/L0301.3505 | N. A. | N. A. | N. A. | N. A. | N. A. | N. A. | N. A. | N. A. | N. A. | N. A. | N. A. | N. A. | ADL/NPD/2-23-01 | IU/22 | Class D | FINISHED GOODS | ADLER™ | ANEURYSM CLIP, TI, MINI | TEMPORARY, MAX. OPEN 3.5MM, BL 5.0MM, SERRATED JAWS | 19 | No | Yes |  | No | L0301.3505 | No | N. A. | No | Yes | No | Yes | M. L.: MFG/MD/2021/000369 | 90211000 | 1 | ADLER PRODUCTS\ANEURYSM CLIP\IMPLANTS | N. A. | Shorten the description on 14APR2024 | N | ANEURYSM IMPLANTS |  | 1/lot | No | Yes | Yes | Yes | N. A. | CLOSING FORCE | 0.69N +/- 7.5%
L0301.4006 | L0302.4006s | ADLER, ANEURYSM CLIP, TI, MINI, PERMANENT, MAX OPEN 4.0MM, BL 6.0MM, SERRATED JAWS, STERILE |  | L0301.4006 | N. A. | N. A. | N. A. | N. A. | N. A. | QPF/L0301.4006 | N. A. | N. A. | N. A. | N. A. | N. A. | N. A. | N. A. | N. A. | N. A. | N. A. | N. A. | N. A. | ADL/NPD/2-23-01 | IU/21 | Class D | FINISHED GOODS | ADLER™ | ANEURYSM CLIP, TI, MINI | PERMANENT, MAX. OPEN 4.0MM, BL 6.0MM, SERRATED JAWS, STERILE | 2 | Yes | No | R | Yes | L0301.4006 | No | N. A. | No | Yes | No | Yes | M. L.: MFG/MD/2021/000369 | 90211000 | 1 | ADLER PRODUCTS\ANEURYSM CLIP\IMPLANTS | N. A. | Shorten the description on 14APR2024 | N | ANEURYSM IMPLANTS |  | 1/lot | No | Yes | Yes | No | N. A. | CLOSING FORCE | 1.08N +/- 7.5%
L0301.4006 | L0302.4006 | ADLER, ANEURYSM CLIP, TI, MINI, PERMANENT, MAX OPEN 4.0MM, BL 6.0MM, SERRATED JAWS |  | L0301.4006 | N. A. | N. A. | N. A. | N. A. | N. A. | QPF/L0301.4006 | N. A. | N. A. | N. A. | N. A. | N. A. | N. A. | N. A. | N. A. | N. A. | N. A. | N. A. | N. A. | ADL/NPD/2-23-01 | IU/21 | Class D | FINISHED GOODS | ADLER™ | ANEURYSM CLIP, TI, MINI | PERMANENT, MAX. OPEN 4.0MM, BL 6.0MM, SERRATED JAWS | 19 | No | Yes |  | No | L0301.4006 | No | N. A. | No | Yes | No | Yes | M. L.: MFG/MD/2021/000369 | 90211000 | 1 | ADLER PRODUCTS\ANEURYSM CLIP\IMPLANTS | N. A. | Shorten the description on 14APR2024 | N | ANEURYSM IMPLANTS |  | 1/lot | No | Yes | Yes | Yes | N. A. | CLOSING FORCE | 1.08N +/- 7.5%
L0301.4006 | T0302.4006 | ADLER, ANEURYSM CLIP, TI, MINI, TEMPORARY, MAX OPEN 4.0MM, BL 6.0MM, SERRATED JAWS |  | L0301.4006 | N. A. | N. A. | N. A. | N. A. | N. A. | QPF/L0301.4006 | N. A. | N. A. | N. A. | N. A. | N. A. | N. A. | N. A. | N. A. | N. A. | N. A. | N. A. | N. A. | ADL/NPD/2-23-01 | IU/22 | Class D | FINISHED GOODS | ADLER™ | ANEURYSM CLIP, TI, MINI | TEMPORARY, MAX. OPEN 4.0MM, BL 6.0MM, SERRATED JAWS | 19 | No | Yes |  | No | L0301.4006 | No | N. A. | No | Yes | No | Yes | M. L.: MFG/MD/2021/000369 | 90211000 | 1 | ADLER PRODUCTS\ANEURYSM CLIP\IMPLANTS | N. A. | Shorten the description on 14APR2024 | N | ANEURYSM IMPLANTS |  | 1/lot | No | Yes | Yes | Yes | N. A. | CLOSING FORCE | 0.69N +/- 7.5%
L0401.1703 | L0402.1703s | ADLER, ANEURYSM CLIP, TI, MICRO, MAX OPEN 1.7MM, BL 3.0MM, SERRATED JAWS, STERILE |  | L0401.1703 | N. A. | N. A. | N. A. | N. A. | N. A. | QPF/L0401.1703 | N. A. | N. A. | N. A. | N. A. | N. A. | N. A. | N. A. | N. A. | N. A. | N. A. | N. A. | N. A. | ADL/NPD/2-23-01 | IU/21 | Class D | FINISHED GOODS | ADLER™ | ANEURYSM CLIP, TI, MICRO | MAX. OPEN 1.7MM, BL 3.0MM, SERRATED JAWS, STERILE | 2 | Yes | No | R | Yes | L0401.1703 | No | N. A. | No | Yes | No | Yes | M. L.: MFG/MD/2021/000369 | 90211000 | 1 | ADLER PRODUCTS\ANEURYSM CLIP\IMPLANTS | N. A. | Shorten the description on 14APR2024 | N | ANEURYSM IMPLANTS |  | 1/lot | No | Yes | Yes | No | N. A. | CLOSING FORCE | 1.08N +/- 7.5%
L0401.1703 | L0402.1703 | ADLER, ANEURYSM CLIP, TI, MICRO, MAX OPEN 1.7MM, BL 3.0MM, SERRATED JAWS |  | L0401.1703 | N. A. | N. A. | N. A. | N. A. | N. A. | QPF/L0401.1703 | N. A. | N. A. | N. A. | N. A. | N. A. | N. A. | N. A. | N. A. | N. A. | N. A. | N. A. | N. A. | ADL/NPD/2-23-01 | IU/21 | Class D | FINISHED GOODS | ADLER™ | ANEURYSM CLIP, TI, MICRO | MAX. OPEN 1.7MM, BL 3.0MM, SERRATED JAWS | 19 | No | Yes |  | No | L0401.1703 | No | N. A. | No | Yes | No | Yes | M. L.: MFG/MD/2021/000369 | 90211000 | 1 | ADLER PRODUCTS\ANEURYSM CLIP\IMPLANTS | N. A. | Shorten the description on 14APR2024 | N | ANEURYSM IMPLANTS |  | 1/lot | No | Yes | Yes | Yes | N. A. | CLOSING FORCE | 1.08N +/- 7.5%
L0101.0000.02 | L0101.0000.02 | ANEURYSM CLIP, TI, STD, BLANK ASSEMBLY, LOCKING PLATE |  | L0101.0000.02 | N. A. | N. A. | N. A. | N. A. | N. A. | N. A. | N. A. | N. A. | N. A. | N. A. | N. A. | N. A. | N. A. | N. A. | N. A. | N. A. | N. A. | N. A. | ADL/NPD/2-23-01 | N. A. | N. A. | SEMIFINISHED GOODS | N. A. | N. A. | N. A. | N. A. | No | Yes |  | No | N. A. | No | N. A. | No | N. A. | N. A. | N. A. | N. A. | 90211000 | 1 | ADLER PRODUCTS\ANEURYSM CLIP\IMPLANTS | N. A. | Added new code on 09MAY2023 | N | ANEURYSM IMPLANTS |  | No | No | No | No | No | N. A.
L0201.0000.02 | L0201.0000.02 | ANEURYSM CLIP, TI, STD, FENESTRATION 3.8MM, LOCKING WIRE |  | L0201.0000.02 | N. A. | N. A. | N. A. | N. A. | N. A. | N. A. | N. A. | N. A. | N. A. | N. A. | N. A. | N. A. | N. A. | N. A. | N. A. | N. A. | N. A. | N. A. | ADL/NPD/2-23-01 | N. A. | N. A. | SEMIFINISHED GOODS | N. A. | N. A. | N. A. | N. A. | No | Yes |  | No | N. A. | No | N. A. | No | N. A. | N. A. | N. A. | N. A. | 90211000 | 1 | ADLER PRODUCTS\ANEURYSM CLIP\IMPLANTS | N. A. | Added new code on 16JUL2024 | N | ANEURYSM IMPLANTS |  | No | No | No | No | No | N. A.
87110001 | .87110001.010 | LENO GAUZE ROLL WIDTH 10CM | [7 empty] | QPF/87110001.01 | N. A. | N. A. | N. A. | N. A. | N. A. | PS/87110001.01 | N. A. | N. A. | N. A. | N. A. | N. A. | 87110001 |  | N. A. | N. A. | SEMIFINISHED GOODS | N. A. | N. A. | N. A. | N. A. | N. A. | N. A. |  | N. A. | N. A. | No | N. A. | N. A. | N. A. | N. A. | N. A. | N. A. | N. A. | N. A. | N. A. | N. A. | Added 01APR2023 | N | N. A. |  | No | No | N. A. | N. A. | N. A. | N. A.
87110001 | .87110001.015 | LENO GAUZE ROLL WIDTH 15CM | [7 empty] | QPF/87110001.015 | N. A. | N. A. | N. A. | N. A. | N. A. | PS/87110001.015 | N. A. | N. A. | N. A. | N. A. | N. A. | 87110001 |  | N. A. | N. A. | SEMIFINISHED GOODS | N. A. | N. A. | N. A. | N. A. | N. A. | N. A. |  | N. A. | N. A. | No | N. A. | N. A. | N. A. | N. A. | N. A. | N. A. | N. A. | N. A. | N. A. | N. A. | Added 01APR2023 | N | N. A. |  | No | No | N. A. | N. A. | N. A. | N. A.
D0216.250 | D0216.250 | HEXAGONAL SCREWDRIVER FOR 3.5MM SCREWS WITH SILICON HANDLE, 190MM LONG |  | D0216.250 | 00 | N. A. | N. A. | N. A. | N. A. | QPF/D0216.250 | 00 | N. A. | N. A. | N. A. | N. A. | PS/D0216.250 | 00 | N. A. | N. A. | N. A. | N. A. | D0216.250 | TF-IN | IU/5 | Class A | FINISHED GOODS | ADLER™ | HEX. SCREW DRIVER FOR 3.5MM SCREWS | WITH BLUE SILICON HANDLE, 190MM LONG | 17 | No | Yes |  | No | N. A. | No | N. A. | No | Yes | No | No | M. L.: MFG/MD/2022/63252 |  | 1 | ADLER PRODUCTS\INSTRUMENTS \SCREW DRIVERS, ADLER | N. A. | New added on 29JUL2023 | N | Surgical Screw Driver |  | No | No | Yes | No | Yes | N. A.
D0216.250 | D0216.250.01 | HEXAGONAL SCREWDRIVER FOR 3.5MM SCREWS WITH SILICON HANDLE, SHAFT |  | D0216.250 | 00 | N. A. | N. A. | N. A. | N. A. | N. A. | 00 | N. A. | N. A. | N. A. | N. A. | PS/D0216.250.01 | 00 | N. A. | N. A. | N. A. | N. A. | D0216.250 | TF-IN | IU/5 | N. A. | SEMIFINISHED GOODS | N. A. | N. A. | N. A. | N. A. | N. A. | N. A. |  | N. A. | N. A. | No | N. A. | N. A. | N. A. | N. A. | N. A. | N. A. | N. A. | N. A. | SUB COMPONENTS | N. A. | New added on 29JUL2023 | N | SUB COMPONENTS |  | No | No | N. A. | N. A. | N. A. | N. A.
D0216.250 | D0216.250.02 | HEXAGONAL SCREWDRIVER FOR 3.5MM SCREWS, SILICON HANDLE |  | D0216.250 | 00 | N. A. | N. A. | N. A. | N. A. | N. A. | 00 | N. A. | N. A. | N. A. | N. A. | PS/D0216.250.02 | 00 | N. A. | N. A. | N. A. | N. A. | D0216.250 | TF-IN | IU/5 | N. A. | SEMIFINISHED GOODS | N. A. | N. A. | N. A. | N. A. | N. A. | N. A. |  | N. A. | N. A. | No | N. A. | N. A. | N. A. | N. A. | N. A. | N. A. | N. A. | N. A. | SUB COMPONENTS | N. A. | New added on 29JUL2023 | N | SUB COMPONENTS |  | No | No | N. A. | N. A. | N. A. | N. A.
D0216.250 | D0216.250.03 | HEXAGONAL SCREWDRIVER FOR 3.5MM SCREWS, DOWEL PIN |  | D0216.250 | 00 | N. A. | N. A. | N. A. | N. A. | N. A. | 00 | N. A. | N. A. | N. A. | N. A. | PS/D0216.250.03 | 00 | N. A. | N. A. | N. A. | N. A. | D0216.250 | TF-IN | IU/5 | N. A. | SEMIFINISHED GOODS | N. A. | N. A. | N. A. | N. A. | N. A. | N. A. |  | N. A. | N. A. | No | N. A. | N. A. | N. A. | N. A. | N. A. | N. A. | N. A. | N. A. | SUB COMPONENTS | N. A. | New added on 29JUL2023 | N | SUB COMPONENTS |  | No | No | N. A. | N. A. | N. A. | N. A.
D0216.350 | D0216.350 | HEXAGONAL SCREWDRIVER FOR 4.5MM SCREWS WITH SILICON HANDLE, 240MM LONG |  | D0216.350 | 00 | N. A. | N. A. | N. A. | N. A. | QPF/D0216.250 | 00 | N. A. | N. A. | N. A. | N. A. | PS/D0216.350 | 00 | N. A. | N. A. | N. A. | N. A. | D0216.350 | TF-IN | IU/5 | Class A | FINISHED GOODS | ADLER™ | HEX. SCREW DRIVER FOR 4.5MM SCREWS | WITH BLUE SILICON HANDLE, 240MM LONG | 17 | No | Yes |  | No | N. A. | No | N. A. | No | Yes | No | No | M. L.: MFG/MD/2022/63252 |  | 1 | ADLER PRODUCTS\INSTRUMENTS \SCREW DRIVERS, ADLER | N. A. | New added on 29JUL2023 | N | Surgical Screw Driver |  | No | No | Yes | No | Yes | N. A.
D0216.350 | D0216.350.01 | HEXAGONAL SCREWDRIVER FOR 4.5MM SCREWS WITH SILICON HANDLE, SHAFT |  | D0216.350 | 00 | N. A. | N. A. | N. A. | N. A. | N. A. | 00 | N. A. | N. A. | N. A. | N. A. | PS/D0216.350.01 | 00 | N. A. | N. A. | N. A. | N. A. | D0216.350 | TF-IN | IU/5 | N. A. | SEMIFINISHED GOODS | N. A. | N. A. | N. A. | N. A. | N. A. | N. A. |  | N. A. | N. A. | No | N. A. | N. A. | N. A. | N. A. | N. A. | N. A. | N. A. | N. A. | SUB COMPONENTS | N. A. | New added on 29JUL2023 | N | SUB COMPONENTS |  | No | No | N. A. | N. A. | N. A. | N. A.
D0216.350 | D0216.350.02 | HEXAGONAL SCREWDRIVER FOR 4.5MM SCREWS, SILICON HANDLE |  | D0216.350 | 00 | N. A. | N. A. | N. A. | N. A. | N. A. | 00 | N. A. | N. A. | N. A. | N. A. | PS/D0216.350.02 | 00 | N. A. | N. A. | N. A. | N. A. | D0216.350 | TF-IN | IU/5 | N. A. | SEMIFINISHED GOODS | N. A. | N. A. | N. A. | N. A. | N. A. | N. A. |  | N. A. | N. A. | No | N. A. | N. A. | N. A. | N. A. | N. A. | N. A. | N. A. | N. A. | SUB COMPONENTS | N. A. | New added on 29JUL2023 | N | SUB COMPONENTS |  | No | No | N. A. | N. A. | N. A. | N. A.
D0216.350 | D0216.350.03 | HEXAGONAL SCREWDRIVER FOR 4.5MM SCREWS, DOWEL PIN |  | D0216.350 | 00 | N. A. | N. A. | N. A. | N. A. | N. A. | 00 | N. A. | N. A. | N. A. | N. A. | PS/D0216.350.03 | 00 | N. A. | N. A. | N. A. | N. A. | D0216.350 | TF-IN | IU/5 | N. A. | SEMIFINISHED GOODS | N. A. | N. A. | N. A. | N. A. | N. A. | N. A. |  | N. A. | N. A. | No | N. A. | N. A. | N. A. | N. A. | N. A. | N. A. | N. A. | N. A. | SUB COMPONENTS | N. A. | New added on 29JUL2023 | N | SUB COMPONENTS |  | No | No | N. A. | N. A. | N. A. | N. A.
66007505.01 | .66007505.01 | VEGETABLE PARCHMENT PAPER, WIDTH 16CM X LENGTH 14CM |  | 66007505.01 | 00 | N. A. | N. A. | N. A. | N. A. | QPF/66007505.01 | N. A. | N. A. | N. A. | N. A. | N. A. | PS/66007505.01 | N. A. | N. A. | N. A. | N. A. | N. A. | 66007505 |  | N. A. | N. A. | SEMIFINISHED GOODS | N. A. | N. A. | N. A. | N. A. | N. A. | N. A. |  | N. A. | N. A. | N. A. | N. A. | N. A. | N. A. | N. A. | N. A. | N. A. | N. A. | N. A. | N. A. | N. A. | New added on 29JUL2023 | N | N. A. |  | No | No | N. A. | N. A. | N. A. | N. A.
66007505.02 | .66007505.02 | PIPE FOR LENO GAUZE DRESSING | [7 empty] | QPF/66007505.02 | N. A. | N. A. | N. A. | N. A. | N. A. | PS/66007505.02 | N. A. | N. A. | N. A. | N. A. | N. A. | 66007505 |  | N. A. | N. A. | SEMIFINISHED GOODS | N. A. | N. A. | N. A. | N. A. | N. A. | N. A. |  | N. A. | N. A. | N. A. | N. A. | N. A. | N. A. | N. A. | N. A. | N. A. | N. A. | N. A. | N. A. | N. A. | Added on 29JUL2023 | N | N. A. |  | No | No | N. A. | N. A. | N. A. | N. A.
87120003.01 | .87120003.01 | VEGETABLE PARCHMENT PAPER, WIDTH 11CM X LENGTH 10CM |  | 87120003.01 | 00 | N. A. | N. A. | N. A. | N. A. | QPF/87120003.01 | N. A. | N. A. | N. A. | N. A. | N. A. | PS/87120003.01 | N. A. | N. A. | N. A. | N. A. | N. A. | 87120003 |  | N. A. | N. A. | SEMIFINISHED GOODS | N. A. | N. A. | N. A. | N. A. | N. A. | N. A. |  | N. A. | N. A. | N. A. | N. A. | N. A. | N. A. | N. A. | N. A. | N. A. | N. A. | N. A. | N. A. | N. A. | New added on 29JUL2023 | N | N. A. |  | No | No | N. A. | N. A. | N. A. | N. A.
87120003.02 | .87120003.02 | LENO GAUZE CLOTH, WIDTH 10CM X LENGTH 10CM | [7 empty] | QPF/87120003.02 | N. A. | N. A. | N. A. | N. A. | N. A. | PS/87120003.02 | N. A. | N. A. | N. A. | N. A. | N. A. | 87120003 |  | N. A. | N. A. | SEMIFINISHED GOODS | N. A. | N. A. | N. A. | N. A. | N. A. | N. A. |  | N. A. | N. A. | N. A. | N. A. | N. A. | N. A. | N. A. | N. A. | N. A. | N. A. | N. A. | N. A. | N. A. | Added on 29JUL2023 | N | N. A. |  | No | No | N. A. | N. A. | N. A. | N. A.
C1906 | C1906.00.01 | GUIDE WIRE HOLDER SELF-LOCKING, ADLER, MAIN BODY |  | C1906.00.01 | 01 | 42482 | N. A. | N. A. | N. A. | N. A. | N. A. | N. A. | N. A. | N. A. | N. A. | PS/C1906.00.01 | 00 | 42742 | N. A. | N. A. | N. A. | C1906 | TF-IN | IU/5 | N. A. | SEMIFINISHED GOODS | N. A. | N. A. | N. A. | N. A. | N. A. | N. A. |  | N. A. | N. A. | N. A. | N. A. | N. A. | N. A. | N. A. | N. A. | N. A. | N. A. | N. A. | SUB COMPONENTS | 0 | New added on 29JUL2023 | Y | SUB COMPONENTS |  | No | No | N. A. | N. A. | N. A. | N. A.
C1906 | C1906.00.02 | GUIDE WIRE HOLDER SELF-LOCKING, ADLER, PLUNGER |  | C1906.00.02 | 01 | 42482 | N. A. | N. A. | N. A. | N. A. | N. A. | N. A. | N. A. | N. A. | N. A. | PS/C1906.00.02 | 00 | 42742 | N. A. | N. A. | N. A. | C1906 | TF-IN | IU/5 | N. A. | SEMIFINISHED GOODS | N. A. | N. A. | N. A. | N. A. | N. A. | N. A. |  | N. A. | N. A. | N. A. | N. A. | N. A. | N. A. | N. A. | N. A. | N. A. | N. A. | N. A. | SUB COMPONENTS | 0 | New added on 29JUL2023 | Y | SUB COMPONENTS |  | No | No | N. A. | N. A. | N. A. | N. A.
C1906 | C1906.00.03 | GUIDE WIRE HOLDER SELF-LOCKING, ADLER, CAP AND STUD ASSEMBLY |  | C1906.00.03 | 01 | 42482 | N. A. | N. A. | N. A. | N. A. | N. A. | N. A. | N. A. | N. A. | N. A. | PS/C1906.00.03 | 00 | 42742 | N. A. | N. A. | N. A. | C1906 | TF-IN | IU/5 | N. A. | SEMIFINISHED GOODS | N. A. | N. A. | N. A. | N. A. | N. A. | N. A. |  | N. A. | N. A. | N. A. | N. A. | N. A. | N. A. | N. A. | N. A. | N. A. | N. A. | N. A. | SUB COMPONENTS | 0 | New added on 29JUL2023 | Y | SUB COMPONENTS |  | No | No | N. A. | N. A. | N. A. | N. A.
87110001.101 | .87110001.1010 | BACTIGRAS, CHLORHEXIDINE GAUZE DRESSING, WITH PARCHMENT PAPER, SIZE 10CM X 10CM, SINGLE DRESSING | [7 empty] | QPF/87110001.1010 | N. A. | N. A. | N. A. | N. A. | N. A. | PS/87110001.101 | N. A. | N. A. | N. A. | N. A. | N. A. | 87110001 |  | N. A. | N. A. | SEMIFINISHED GOODS | N. A. | N. A. | N. A. | N. A. | N. A. | N. A. |  | N. A. | N. A. | N. A. | N. A. | N. A. | N. A. | N. A. | N. A. | N. A. | N. A. | N. A. | N. A. | N. A. | Added on 29AUG2023 | N | N. A. |  | No | No | N. A. | N. A. | N. A. | N. A.
87110005.103 | .87110005.1030 | BACTIGRAS, CHLORHEXIDINE GAUZE DRESSING, WITH PARCHMENT PAPER, SIZE 10CM X 30CM, SINGLE DRESSING | [7 empty] | QPF/87110005.1030 | N. A. | N. A. | N. A. | N. A. | N. A. | PS/87110005.103 | N. A. | N. A. | N. A. | N. A. | N. A. | 87110005 |  | N. A. | N. A. | SEMIFINISHED GOODS | N. A. | N. A. | N. A. | N. A. | N. A. | N. A. |  | N. A. | N. A. | N. A. | N. A. | N. A. | N. A. | N. A. | N. A. | N. A. | N. A. | N. A. | N. A. | N. A. | Added on 29AUG2023 | N | N. A. |  | No | No | N. A. | N. A. | N. A. | N. A.
66007505.1501 | .66007505.1501 | BACTIGRAS , CHORHEXIDINE GAUZE DRESSING, WITH PARCHMENT PAPER, SIZE 15CM X 1M, SINGLE ROLL | [7 empty] | QPF/66007505.1501 | N. A. | N. A. | N. A. | N. A. | N. A. | PS/66007505.1501 | N. A. | N. A. | N. A. | N. A. | N. A. | 66007505 |  | N. A. | N. A. | SEMIFINISHED GOODS | N. A. | N. A. | N. A. | N. A. | N. A. | N. A. |  | N. A. | N. A. | N. A. | N. A. | N. A. | N. A. | N. A. | N. A. | N. A. | N. A. | N. A. | N. A. | N. A. | Added on 29AUG2023 | N | N. A. |  | No | No | N. A. | N. A. | N. A. | N. A.
87120007.103 | .87120007.1030 | JELONET, PARAFFIN GAUZE DRESSING, WITH PARCHMENT PAPER, SIZE 10CM X 30CM, SINGLE DRESSING | [7 empty] | QPF/87120007.1030 | N. A. | N. A. | N. A. | N. A. | N. A. | PS/87120007.103 | N. A. | N. A. | N. A. | N. A. | N. A. | 87120007 |  | N. A. | N. A. | SEMIFINISHED GOODS | N. A. | N. A. | N. A. | N. A. | N. A. | N. A. |  | N. A. | N. A. | N. A. | N. A. | N. A. | N. A. | N. A. | N. A. | N. A. | N. A. | N. A. | N. A. | N. A. | Added on 29AUG2023 | N | N. A. |  | No | No | N. A. | N. A. | N. A. | N. A.
87120005.101 | .87120005.1010 | JELONET, PARAFFIN GAUZE DRESSING, WITH PARCHMENT PAPER, SIZE 10CM X 10CM, 5 DRESSINGS | [7 empty] | QPF/87120005.1010 | N. A. | N. A. | N. A. | N. A. | N. A. | PS/87120005.101 | N. A. | N. A. | N. A. | N. A. | N. A. | 87120005 |  | N. A. | N. A. | SEMIFINISHED GOODS | N. A. | N. A. | N. A. | N. A. | N. A. | N. A. |  | N. A. | N. A. | N. A. | N. A. | N. A. | N. A. | N. A. | N. A. | N. A. | N. A. | N. A. | N. A. | N. A. | Added on 29AUG2023 | N | N. A. |  | No | No | N. A. | N. A. | N. A. | N. A.
87120003.101 | .87120003.1010 | JELONET, PARAFFIN GAUZE DRESSING, WITH PARCHMENT PAPER, SIZE 10CM X 10CM, 10 DRESSINGS | [7 empty] | QPF/87120003.1010 | N. A. | N. A. | N. A. | N. A. | N. A. | PS/87120003.101 | N. A. | N. A. | N. A. | N. A. | N. A. | 87120003 |  | N. A. | N. A. | SEMIFINISHED GOODS | N. A. | N. A. | N. A. | N. A. | N. A. | N. A. |  | N. A. | N. A. | N. A. | N. A. | N. A. | N. A. | N. A. | N. A. | N. A. | N. A. | N. A. | N. A. | N. A. | Added on 29AUG2023 | N | N. A. |  | No | No | N. A. | N. A. | N. A. | N. A.
87120009.101 | .87120009.1010 | JELONET, PARAFFIN GAUZE DRESSING, WITH PARCHMENT PAPER, SIZE 10CM X 10CM, 20 DRESSINGS | [7 empty] | QPF/87120009.1010 | N. A. | N. A. | N. A. | N. A. | N. A. | PS/87120009.101 | N. A. | N. A. | N. A. | N. A. | N. A. | 87120009 |  | N. A. | N. A. | SEMIFINISHED GOODS | N. A. | N. A. | N. A. | N. A. | N. A. | N. A. |  | N. A. | N. A. | N. A. | N. A. | N. A. | N. A. | N. A. | N. A. | N. A. | N. A. | N. A. | N. A. | N. A. | Added on 29AUG2023 | N | N. A. |  | No | No | N. A. | N. A. | N. A. | N. A.
7415.1502 | .7415.1502 | JELONET, PARAFFIN GAUZE DRESSING, WITH PARCHMENT PAPER, SIZE 15CM X 2M, SINGLE ROLL | [7 empty] | QPF/7415.1502 | N. A. | N. A. | N. A. | N. A. | N. A. | PS/7415.1502 | N. A. | N. A. | N. A. | N. A. | N. A. | 7415 |  | N. A. | N. A. | SEMIFINISHED GOODS | N. A. | N. A. | N. A. | N. A. | N. A. | N. A. |  | N. A. | N. A. | N. A. | N. A. | N. A. | N. A. | N. A. | N. A. | N. A. | N. A. | N. A. | N. A. | N. A. | Added on 29AUG2023 | N | N. A. |  | No | No | N. A. | N. A. | N. A. | N. A.
A1606.11 | A1606.11 | RESTOR RH, BUMPER FR, 3DEG |  | A1606.11 | 00 | 45189 | N. A. | N. A. | N. A. | QPF/A1606.11 | 00 | N. A. | N. A. | N. A. | N. A. | PS/A1606.11 | 00 | N. A. | N. A. | N. A. | N. A. | A1606.11 | DD-JRP1 | IU/8 | Class D | FINISHED GOODS | RESTOR™ RH | BUMPER FR |  | 02 | Yes | No | EO | Yes | A1606.11 | No | N. A. | No | Yes | No | Yes | M. L.: MFG/MD/2021/000369 |  | 1 | ADLER PRODUCTS\RESTOR PRODUCTS\IMPLANTS |  | Initial issue | N | JOINT REPLACEMENT PROSTHESIS |  | 1/lot | No | Yes | Yes | No | N. A. | 3 DEG. | HYPEREXTENSION
A1601.1020S5 | A1601.1020S5 | RESTOR POLY BUSH FOR TIBIA FR AND TIBIA TR |  | A1601.1020S5 | 00 | N. A. | N. A. | N. A. | N. A. | QPF/A1601.1020S5 | N. A. | N. A. | N. A. | N. A. | N. A. | PS/A1601.1020S5 | N. A. | N. A. | N. A. | N. A. | N. A. | A1601.1020 | DD-JRP1 | IU/10 | Class D | FINISHED GOODS | RESTOR™ | POLY BUSH | FOR TIBIA FR AND TIBIA TR | 04 | Yes | No | R | Yes | N. A. | No | N. A. | No | Yes | No | Yes | M. L.: MFG/MD/2021/000369 |  | 1 | SUB COMPONENTS | N. A. | Added on 226SEP023 | N | JOINT REPLACEMENT PROSTHESIS |  | 1/lot | No | Yes | No | No | N. A. | SINGLE | BUSH
A1601.0110C3 | A1601.0110C3 | RESTOR STRAIGHT INTRAMEDULLARY STEM TAPERING DIA. 10MM TO 09MM, 180MM LONG, CUSTOM MADE |  | A1601.0110C3 | N. A. | N. A. | N. A. | N. A. | N. A. | QPF/A1601.01 | 08 | 44663 | N. A. | N. A. | N. A. | PS/A1601.01 | N. A. | N. A. | N. A. | N. A. | N. A. | N. A. | N. A. | N. A. | N. A. | FINISHED GOODS | RESTOR™ | IM Stem Straight | TAPERING DIA. 10MM TO 09MM, 180MM LONG, | 02 | Yes | No | R | Yes | A1601.0110C3 | No | N. A. | No | Yes | No | Yes | M. L.: MFG/MD/2021/000369 |  | 1 | ADLER PRODUCTS\RESTOR PRODUCTS\IMPLANTS | N. A. | Added on 226SEP023 | N | JOINT REPLACEMENT PROSTHESIS |  | No | No | Yes | Yes | No | N. A. | DIA 10MM | L180MM STRAIGHT
A1601.0110C4 | A1601.0110C4 | RESTOR STRAIGHT INTRAMEDULLARY STEM TAPERING DIA. 10MM TO 09MM, 220MM LONG, CUSTOM MADE |  | A1601.0110C4 | N. A. | N. A. | N. A. | N. A. | N. A. | QPF/A1601.01 | 08 | 44663 | N. A. | N. A. | N. A. | PS/A1601.01 | N. A. | N. A. | N. A. | N. A. | N. A. | N. A. | N. A. | N. A. | N. A. | FINISHED GOODS | RESTOR™ | IM Stem Straight | TAPERING DIA. 10MM TO 09MM, 220MM LONG | 02 | Yes | No | R | Yes | A1601.0110C4 | No | N. A. | No | Yes | No | Yes | M. L.: MFG/MD/2021/000369 |  | 1 | ADLER PRODUCTS\RESTOR PRODUCTS\IMPLANTS | N. A. | Added on 226SEP023 | N | JOINT REPLACEMENT PROSTHESIS |  | No | No | Yes | Yes | No | N. A. | DIA 10MM | L220MM STRAIGHT
C1606.15 | C1606.15 | RESTOR RH, BUMPER FR, 3DEG, TRIAL |  | C1606.15 | 00 | N. A. | N. A. | N. A. | N. A. | QPF/C1606.15 | 00 | N. A. | N. A. | N. A. | N. A. | PS/C1606.15 | 00 | N. A. | N. A. | N. A. | N. A. | C1606.15 | TF-IN | IU/5 | Class B | FINISHED GOODS | RESTOR™ RH | BUMPER FR, 3DEG | TRIAL | 17 | No | Yes |  | No | N. A. | No | N. A. | No | Yes | No | No | M. L.: MFG/MD/2023/000312 |  | 1 | ADLER PRODUCTS\RESTOR PRODUCTS\INSTRUMENTS | N. A. | Added on 18OCT2023 against E010923 | N | Implant Trials |  | No | No | Yes | No | Yes | N. A.
A1601.0110C15 | A1601.0110C15 | RESTOR STRAIGHT INTRAMEDULLARY STEM TAPERING DIA. 10MM TO 09MM, 110MM LONG, CUSTOM MADE |  | A1601.0110C15 | N. A. | N. A. | N. A. | N. A. | N. A. | QPF/A1601.01 | 07 | 2021-02-21 | N. A. | N. A. | N. A. | PS/A1601.01 | N. A. | 2019-12-06 | N. A. | N. A. | N. A. | A1601.01 | N. A. | N. A. | N. A. | FINISHED GOODS | RESTOR™ | IM Stem Straight | TAPERING DIA. 10MM TO 09MM, 110MM LONG | 02 | Yes | No | R | Yes | A1601.0110C15 | No | N. A. | No | Yes | No | Yes | M. L.: MFG/MD/2021/000369 |  | 1 | ADLER PRODUCTS\RESTOR PRODUCTS\IMPLANTS | N. A. | Added against ECR number E031123 on 04NOV2023 | N | JOINT REPLACEMENT PROSTHESIS |  | No | No | Yes | Yes | No | N. A. | DIA 10MM | L110MM STRAIGHT
A1601.0111C7 | A1601.0111C7 | RESTOR STRAIGHT INTRAMEDULLARY STEM TAPERING DIA 11MM TO 10MM, 90MM LONG, CUSTOM MADE |  | A1601.0111C7 | N. A. | N. A. | N. A. | N. A. | N. A. | QPF/A1601.01 | 07 | 2021-02-21 | N. A. | N. A. | N. A. | PS/A1601.01 | N. A. | 43805 | N. A. | N. A. | N. A. | A1601.01 | N. A. | N. A. | N. A. | FINISHED GOODS | RESTOR™ | IM Stem Straight | TAPERING DIA. 11MM TO 10MM, 90MM LONG | 02 | Yes | No | R | Yes | A1601.0111C7 | No | N. A. | No | Yes | No | Yes | M. L.: MFG/MD/2021/000369 |  | 1 | ADLER PRODUCTS\RESTOR PRODUCTS\IMPLANTS | N. A. | Added against ECR number E031123 on 04NOV2023 | N | JOINT REPLACEMENT PROSTHESIS |  | No | No | Yes | Yes | No | N. A. | DIA 11MM | L90MM STRAIGHT
A1601.0111C1 | A1601.0111C1 | RESTOR STRAIGHT INTRAMEDULLARY STEM TAPERING DIA 11MM TO 10MM, 100MM LONG, CUSTOM MADE |  | A1601.0111C1 | N. A. | N. A. | N. A. | N. A. | N. A. | QPF/A1601.01 | 07 | 2021-02-21 | N. A. | N. A. | N. A. | PS/A1601.01 | N. A. | 43805 | N. A. | N. A. | N. A. | A1601.01 | N. A. | N. A. | N. A. | FINISHED GOODS | RESTOR™ | IM Stem Straight | TAPERING DIA. 11MM TO 10MM, 100MM LONG | 02 | Yes | No | R | Yes | A1601.0111C1 | No | N. A. | No | Yes | No | Yes | M. L.: MFG/MD/2021/000369 |  | 1 | ADLER PRODUCTS\RESTOR PRODUCTS\IMPLANTS | N. A. | Added against ECR number E031123 on 04NOV2023 | N | JOINT REPLACEMENT PROSTHESIS |  | No | No | Yes | Yes | No | N. A. | DIA 11MM | L100MM STRAIGHT
A1601.0111C2 | A1601.0111C2 | RESTOR STRAIGHT INTRAMEDULLARY STEM TAPERING DIA 11MM TO 10MM, 80MM LONG, CUSTOM MADE |  | A1601.0111C2 | N. A. | N. A. | N. A. | N. A. | N. A. | QPF/A1601.01 | 07 | 44248 | N. A. | N. A. | N. A. | PS/A1601.01 | N. A. | 43805 | N. A. | N. A. | N. A. | A1601.01 | N. A. | N. A. | N. A. | FINISHED GOODS | RESTOR™ | IM Stem Straight | TAPERING DIA. 11MM TO 10MM, 80MM LONG | 02 | Yes | No | R | Yes | A1601.0111C2 | No | N. A. | No | Yes | No | Yes | M. L.: MFG/MD/2021/000369 |  | 1 | ADLER PRODUCTS\RESTOR PRODUCTS\IMPLANTS | N. A. | Added against ECR number E031123 on 04NOV2023 | N | JOINT REPLACEMENT PROSTHESIS |  | No | No | Yes | Yes | No | N. A. | DIA 11MM | L80MM STRAIGHT
C2412.0210 | C2412.0210 | LANGENBACK RIGHT ANGLE RETRACTOR 1/4" X 1", S`RUT |  | C2412.0210 | N. A. | N. A. | N. A. | N. A. | N. A. | QPR/C2412, QPF/C2412 | N. A. | N. A. | N. A. | N. A. | N. A. | PS/C2412.0210 | N. A. | N. A. | N. A. | N. A. | N. A. | C2412.0210 | TF-IN | IU/5 | Class A | FINISHED GOODS | SUSHRUT™ | LANGENBACK RIGHT ANGLE RETRACTOR | 1/4'' X 1'' | 17 | NO | Yes |  | NO | N. A. | NO | N. A. | NO | Yes | NO | NO | M. L.: MFG/MD/2022/63252 |  | 1 | SUSHRUT PRODUCTS\CONVENTIONAL INSTRUMENTS | 0 | Added against ECR number E011123 on 04NOV2023 | N | Retractor |  | No | No | Yes | NO | Yes | N. A.
C0602.04 | C0602.04 | CUP CURETTE 4MM, S`RUT |  | C0602.04 | N. A. | N. A. | N. A. | N. A. | N. A. | QPR/C0602, QPF/C0602 | 00 | 2017-04-01 | N. A. | N. A. | N. A. | PS/C0602.04 | 00 | 2017-01-13 | N. A. | N. A. | N. A. | C0602.04 | TF-IN | IU/5 | Class A | FINISHED GOODS | SUSHRUT™ | CUP CURETTE | 4MM | 17 | No | Yes |  | No | N. A. | No | N. A. | No | Yes | No | No | M. L.: MFG/MD/2022/63252 |  | 1 | SUSHRUT PRODUCTS\CONVENTIONAL INSTRUMENTS | N. A. | Added as per ECR number E011123 on 04NOV2023 | N | Bone Curette |  | No | No | Yes | No | Yes | N. A.
C0603.0610 | C0603.0610 | VOLKMAN CURETTE DOUBLE ENDED 6MM & 10MM, S`RUT |  | C0603.0610 | N. A. | N. A. | N. A. | N. A. | N. A. | QPR/C0603, QPF/C0603 | 00 | N. A. | N. A. | N. A. | N. A. | PS/C0603.0610 | 00 | 2017-01-13 | N. A. | N. A. | N. A. | C0603.0610 | TF-IN | IU/5 | Class A | FINISHED GOODS | SUSHRUT™ | VOLKMAN CURETTE | DOUBLE ENDED 6MM & 10MM | 17 | No | Yes |  | No | N. A. | No | N. A. | No | Yes | No | No | M. L.: MFG/MD/2022/63252 |  | 1 | SUSHRUT PRODUCTS\CONVENTIONAL INSTRUMENTS | N. A. | Added as per ECR number E011123 on 04NOV2023 | N | Bone Curette |  | No | No | Yes | No | Yes | N. A.
C0803.00 | C0803.00 | BRISTOWS PERIOSTEAL ELEVATOR , S`RUT |  | C0803.00 | N. A. | N. A. | N. A. | N. A. | N. A. | QPR/C0803.00, QPF/C0803.00 | N. A. | N. A. | N. A. | N. A. | N. A. | PS/C0803.00 | 00 | N. A. | N. A. | N. A. | N. A. | C0803.00 | TF-IN | IU/5 | Class A | FINISHED GOODS | SUSHRUT™ | BRISTOWS PERIOSTEAL ELEVATOR |  | 17 | No | Yes |  | No | N. A. | No | N. A. | No | Yes | No | No | M. L.: MFG/MD/2022/63252 |  | 1 | SUSHRUT PRODUCTS\CONVENTIONAL INSTRUMENTS | N. A. | Added as per ECR number E011123 on 04NOV2023 | N | Surgical Elevator |  | No | No | Yes | No | Yes | N. A.
C2801.00 | C2801.00 | BANDAGE SCISSORS , S`RUT |  | C2801.00 | N. A. | N. A. | N. A. | N. A. | N. A. | QPR/C2801.00, QPF/C2801.00 | N. A. | N. A. | N. A. | N. A. | N. A. | PS/C2801.00 | 00 | 42816 | N. A. | N. A. | N. A. | C2801.00 | TF-IN | IU/5 | Class A | FINISHED GOODS | SUSHRUT™ | BANDAGE SCISSORS |  | 17 | No | Yes |  | No | N. A. | No | N. A. | No | Yes | No | No | M. L.: MFG/MD/2022/63252 |  | 1 | SUSHRUT PRODUCTS\CONVENTIONAL INSTRUMENTS | N. A. | Added as per ECR number E011123 on 04NOV2023 | N | Plaster knife |  | No | No | Yes | No | Yes | N. A.
P0101.0003 | P0101.0003 | PATIENT SPECIFIC IMPLANT TITANIUM, REPLACEMENT OF CLAVICLE BONE, RIGHT’ |  | P0101.0003 | 00 | 2023-11-19 | N. A. | N. A. | N. A. | QPF/PSI | 00 | 2023-02-28 | N. A. | N. A. | N. A. | N. A. | N. A. | N. A. | N. A. | N. A. | N. A. | P0101.0003 | N. A. | N. A. | N. A. | PSI | N. A. | N. A. | N. A. | [12 empty] | M. L.: MFG/MD/2021/000369 | N. A. | 1 | N. A. | N. A. | Added on 23NOV23 | N | PSI |  | No | no | No | Yes |  | N. A.
N. A. | DSA1606.01XX | RESTOR, FEMUR FR, RIGHT/LEFT ASSEMBLY, DUMMY SAMPLE |  | N. A. | N. A. | N. A. | N. A. | N. A. | N. A. | N. A. | N. A. | N. A. | N. A. | N. A. | N. A. | N. A. | #N/A | N. A. | N. A. | N. A. | N. A. | N. A. | N. A. | N. A. | N. A. | FINISHED GOODS | ADLER™ | N. A. | N. A. | 02 | YES | No | EO | Yes | N. A. | No | N. A. | No | Yes | No | Yes | M. L.: MFG/MD/2021/000369 |  | 1 | DUMMY SAMPLES FOR TESTING | 0 | Added new for sample purpose on 03DEC2023 | Y | SUB COMPONENTS |  | No | No | Yes | Yes | No | N. A. | DUMMY | SAMPLE
N. A. | DSA1601.10XX | RESTOR, FEMUR FR, RIGHT/LEFT ASSEMBLY, DUMMY SAMPLE |  | N. A. | N. A. | N. A. | N. A. | N. A. | N. A. | N. A. | N. A. | N. A. | N. A. | N. A. | N. A. | N. A. | #N/A | N. A. | N. A. | N. A. | N. A. | N. A. | N. A. | N. A. | N. A. | FINISHED GOODS | ADLER™ | N. A. | N. A. | 02 | YES | No | EO | Yes | N. A. | No | N. A. | No | Yes | No | Yes | M. L.: MFG/MD/2021/000369 |  | 1 | DUMMY SAMPLES FOR TESTING | 0 | Added new for sample purpose on 03DEC2023 | Y | SUB COMPONENTS |  | No | No | Yes | Yes | No | N. A. | DUMMY | SAMPLE
N. A. | DSA1601.1060 | SPLIT POLY BUSH FOR RESTOR, DUMMY SAMPLE |  | N. A. | N. A. | N. A. | N. A. | N. A. | N. A. | N. A. | N. A. | N. A. | N. A. | N. A. | N. A. | N. A. | #N/A | N. A. | N. A. | N. A. | N. A. | N. A. | N. A. | N. A. | N. A. | FINISHED GOODS | ADLER™ | N. A. | N. A. | 02 | YES | No | EO | Yes | N. A. | No | N. A. | No | Yes | No | Yes | M. L.: MFG/MD/2021/000369 |  | 1 | DUMMY SAMPLES FOR TESTING | 0 | Added new for sample purpose on 03DEC2023 | Y | SUB COMPONENTS |  | No | No | Yes | Yes | No | N. A. | DUMMY | SAMPLE
N. A. | DSA1606.08 | SPLIT POLY BUSH FOR RESTOR, DUMMY SAMPLE |  | N. A. | N. A. | N. A. | N. A. | N. A. | N. A. | N. A. | N. A. | N. A. | N. A. | N. A. | N. A. | N. A. | #N/A | N. A. | N. A. | N. A. | N. A. | N. A. | N. A. | N. A. | N. A. | FINISHED GOODS | ADLER™ | N. A. | N. A. | 02 | YES | No | EO | Yes | N. A. | No | N. A. | No | Yes | No | Yes | M. L.: MFG/MD/2021/000369 |  | 1 | DUMMY SAMPLES FOR TESTING | 0 | Added new for sample purpose on 03DEC2023 | Y | SUB COMPONENTS |  | No | No | Yes | Yes | No | N. A. | DUMMY | SAMPLE
N. A. | DSA1606.02XX | RESTOR, TIBIA FR KEEL BASEPLATE ASSEMBLY, DUMMY SAMPLE |  | N. A. | N. A. | N. A. | N. A. | N. A. | N. A. | N. A. | N. A. | N. A. | N. A. | N. A. | N. A. | N. A. | #N/A | N. A. | N. A. | N. A. | N. A. | N. A. | N. A. | N. A. | N. A. | FINISHED GOODS | ADLER™ | N. A. | N. A. | 02 | YES | No | EO | Yes | N. A. | No | N. A. | No | Yes | No | Yes | M. L.: MFG/MD/2021/000369 |  | 1 | DUMMY SAMPLES FOR TESTING | 0 | Added new for sample purpose on 03DEC2023 | Y | SUB COMPONENTS |  | No | No | Yes | Yes | No | N. A. | DUMMY | SAMPLE
N. A. | DSA1606.0XXX | RESTOR, TIBIAL INSERT, DUMMY SAMPLE |  | N. A. | N. A. | N. A. | N. A. | N. A. | N. A. | N. A. | N. A. | N. A. | N. A. | N. A. | N. A. | N. A. | #N/A | N. A. | N. A. | N. A. | N. A. | N. A. | N. A. | N. A. | N. A. | FINISHED GOODS | ADLER™ | N. A. | N. A. | 02 | YES | No | EO | Yes | N. A. | No | N. A. | No | Yes | No | Yes | M. L.: MFG/MD/2021/000369 |  | 1 | DUMMY SAMPLES FOR TESTING | 0 | Added new for sample purpose on 03DEC2023 | Y | SUB COMPONENTS |  | No | No | Yes | Yes | No | N. A. | DUMMY | SAMPLE
N. A. | DSA1606.07 | RESTOR, BUMPER, DUMMY SAMPLE |  | N. A. | N. A. | N. A. | N. A. | N. A. | N. A. | N. A. | N. A. | N. A. | N. A. | N. A. | N. A. | N. A. | #N/A | N. A. | N. A. | N. A. | N. A. | N. A. | N. A. | N. A. | N. A. | FINISHED GOODS | ADLER™ | N. A. | N. A. | 02 | YES | No | EO | Yes | N. A. | No | N. A. | No | Yes | No | Yes | M. L.: MFG/MD/2021/000369 |  | 1 | DUMMY SAMPLES FOR TESTING | 0 | Added new for sample purpose on 03DEC2023 | Y | SUB COMPONENTS |  | No | No | Yes | Yes | No | N. A. | DUMMY | SAMPLE
N. A. | DSA1606.09 | RESTOR, PIVOT PIN, DUMMY SAMPLE |  | N. A. | N. A. | N. A. | N. A. | N. A. | N. A. | N. A. | N. A. | N. A. | N. A. | N. A. | N. A. | N. A. | #N/A | N. A. | N. A. | N. A. | N. A. | N. A. | N. A. | N. A. | N. A. | FINISHED GOODS | ADLER™ | N. A. | N. A. | 02 | YES | No | EO | Yes | N. A. | No | N. A. | No | Yes | No | Yes | M. L.: MFG/MD/2021/000369 |  | 1 | DUMMY SAMPLES FOR TESTING | 0 | Added new for sample purpose on 03DEC2023 | Y | SUB COMPONENTS |  | No | No | Yes | Yes | No | N. A. | DUMMY | SAMPLE
N. A. | DSA1606.10 | RESTOR, TIBIAL SLEEVE, DUMMY SAMPLE |  | N. A. | N. A. | N. A. | N. A. | N. A. | N. A. | N. A. | N. A. | N. A. | N. A. | N. A. | N. A. | N. A. | #N/A | N. A. | N. A. | N. A. | N. A. | N. A. | N. A. | N. A. | N. A. | FINISHED GOODS | ADLER™ | N. A. | N. A. | 02 | YES | No | EO | Yes | N. A. | No | N. A. | No | Yes | No | Yes | M. L.: MFG/MD/2021/000369 |  | 1 | DUMMY SAMPLES FOR TESTING | 0 | Added new for sample purpose on 03DEC2023 | Y | SUB COMPONENTS |  | No | No | Yes | Yes | No | N. A. | DUMMY | SAMPLE
N. A. | DSA1601.1021S4 | POLY WEDGE FOR RESTOR, DUMMY SAMPLE |  | N. A. | N. A. | N. A. | N. A. | N. A. | N. A. | N. A. | N. A. | N. A. | N. A. | N. A. | N. A. | N. A. | #N/A | N. A. | N. A. | N. A. | N. A. | N. A. | N. A. | N. A. | N. A. | FINISHED GOODS | ADLER™ | N. A. | N. A. | 02 | YES | No | EO | Yes | N. A. | No | N. A. | No | Yes | No | Yes | M. L.: MFG/MD/2021/000369 |  | 1 | DUMMY SAMPLES FOR TESTING | 0 | Added new for sample purpose on 03DEC2023 | Y | SUB COMPONENTS |  | No | No | Yes | Yes | No | N. A. | DUMMY | SAMPLE
N. A. | DSH0306.06XX | MODULOC BIPOLAR CUP, DUMMY SAMPLE |  | N. A. | N. A. | N. A. | N. A. | N. A. | N. A. | N. A. | N. A. | N. A. | N. A. | N. A. | N. A. | N. A. | #N/A | N. A. | N. A. | N. A. | N. A. | N. A. | N. A. | N. A. | N. A. | FINISHED GOODS | ADLER™ | N. A. | N. A. | 02 | YES | No | EO | Yes | N. A. | No | N. A. | No | Yes | No | Yes | M. L.: MFG/MD/2021/000369 |  | 1 | DUMMY SAMPLES FOR TESTING | 0 | Added new for sample purpose on 03DEC2023 | Y | SUB COMPONENTS |  | No | No | Yes | Yes | No | N. A. | DUMMY | SAMPLE
N. A. | DSK0204.XXX | KNEE BUTTONS, DUMMY SAMPLE |  | N. A. | N. A. | N. A. | N. A. | N. A. | N. A. | N. A. | N. A. | N. A. | N. A. | N. A. | N. A. | N. A. | #N/A | N. A. | N. A. | N. A. | N. A. | N. A. | N. A. | N. A. | N. A. | FINISHED GOODS | ADLER™ | N. A. | N. A. | 02 | YES | No | EO | Yes | N. A. | No | N. A. | No | Yes | No | Yes | M. L.: MFG/MD/2021/000369 |  | 1 | DUMMY SAMPLES FOR TESTING | 0 | Added new for sample purpose on 03DEC2023 | Y | SUB COMPONENTS |  | No | No | Yes | Yes | No | N. A. | DUMMY | SAMPLE
L0301.0000.02 | L0301.0000.02 | ANEURYSM CLIP, TI, MINI, BLANK ASSEMBLY, LOCKING PLATE |  | L0301.0000.02 | N. A. | N. A. | N. A. | N. A. | N. A. | N. A. | N. A. | N. A. | N. A. | N. A. | N. A. | N. A. | N. A. | N. A. | N. A. | N. A. | N. A. | N. A. | ADL/NPD/2-23-01 | N. A. | N. A. | SEMIFINISHED GOODS | N. A. | N. A. | N. A. | N. A. | No | Yes |  | No | N. A. | No | N. A. | No | N. A. | N. A. | N. A. | N. A. | 90211000 | 1 | ADLER PRODUCTS\ANEURYSM CLIP\IMPLANTS | N. A. | Added new code on 14DEC2023 as per mail from Astik | N | ANEURYSM IMPLANTS |  | No | No | No | No | No | N. A.
L0401.0000.01 | L0401.0000.01 | ANEURYSM CLIP, TI, MICRO, BLANK ASSEMBLY, BLANK |  | L0401.0000.01 | N. A. | N. A. | N. A. | N. A. | N. A. | N. A. | N. A. | N. A. | N. A. | N. A. | N. A. | N. A. | N. A. | N. A. | N. A. | N. A. | N. A. | N. A. | ADL/NPD/2-23-01 | N. A. | N. A. | SEMIFINISHED GOODS | N. A. | N. A. | N. A. | N. A. | No | Yes |  | No | N. A. | No | N. A. | No | N. A. | N. A. | N. A. | N. A. | 90211000 | 1 | ADLER PRODUCTS\ANEURYSM CLIP\IMPLANTS | N. A. | Added new code on 14DEC2023 as per mail from Astik | N | ANEURYSM IMPLANTS |  | No | No | No | No | No | N. A.
I0144.0000.01 | I0144.0000.01 | ATLAS TI TFN SUPRAPATELLAR, UHMW PE BUSH |  | I0144.0000.01 | N. A. | N. A. | N. A. | N. A. | N. A. | QPI/I0144.0000.01 | 00 | N. A. | N. A. | N. A. | N. A. |  |  |  | N. A. | N. A. | N. A. | I0144.0000.01 |  | N. A. | N. A. | SEMIFINISHED GOODS | N. A. | N. A. | N. A. | N. A. | N. A. | N. A. |  | N. A. | N. A. | No | N. A. | No | N. A. | N. A. | N. A. | N. A. |  | N. A. | N. A. |  | Added new code on 14DEC2023 as per mail from Dinesh | N | IM NAILS |  | No | No | No | No | No | N. A.
I0144.8500 | I0144.8528 | ATLAS TI TFN SUPRAPATELLAR, 8.5MM X 28CM, STERILE |  | I0144.8500 | N. A. | N. A. | N. A. | N. A. | N. A. | QPF/I0144.8500 | 00 | N. A. | N. A. | N. A. | N. A. |  |  |  | N. A. | N. A. | N. A. | I0144.8500 |  | IU/7 | Class C | FINISHED GOODS | ATLAS™ TFN | Tibia Fracture Nail | SUPRAPATELLAR, TI, 8.5MM X 28CM, STERILE | 04 | Yes | No | R | Yes | N. A. | No | N. A. | No | Yes | N. A. | Yes | M. L.: MFG/MD/2021/000369 |  | 1 | ATLAS PRODUCTS\ATLAS IMPLANTS\SUPRAPATELLAR NAILS |  | Added word "STERILE" in description on 14APR2024 | N | IM NAILS |  | 1 | No | Yes | Yes | No | N. A. | D 8.5MM | L 28CM
I0144.8500 | I0144.8530 | ATLAS TI TFN SUPRAPATELLAR, 8.5MM X 30CM, STERILE |  | I0144.8500 | N. A. | N. A. | N. A. | N. A. | N. A. | QPF/I0144.8500 | 00 | N. A. | N. A. | N. A. | N. A. |  |  |  | N. A. | N. A. | N. A. | I0144.8500 |  | IU/7 | Class C | FINISHED GOODS | ATLAS™ TFN | Tibia Fracture Nail | SUPRAPATELLAR, TI, 8.5MM X 30CM, STERILE | 04 | Yes | No | R | Yes | N. A. | No | N. A. | No | Yes | N. A. | Yes | M. L.: MFG/MD/2021/000369 |  | 1 | ATLAS PRODUCTS\ATLAS IMPLANTS\SUPRAPATELLAR NAILS |  | Added word "STERILE" in description on 14APR2024 | N | IM NAILS |  | 1 | No | Yes | Yes | No | N. A. | D 8.5MM | L 30CM
I0144.8500 | I0144.8532 | ATLAS TI TFN SUPRAPATELLAR, 8.5MM X 32CM, STERILE |  | I0144.8500 | N. A. | N. A. | N. A. | N. A. | N. A. | QPF/I0144.8500 | 00 | N. A. | N. A. | N. A. | N. A. |  |  |  | N. A. | N. A. | N. A. | I0144.8500 |  | IU/7 | Class C | FINISHED GOODS | ATLAS™ TFN | Tibia Fracture Nail | SUPRAPATELLAR, TI, 8.5MM X 32CM, STERILE | 04 | Yes | No | R | Yes | N. A. | No | N. A. | No | Yes | N. A. | Yes | M. L.: MFG/MD/2021/000369 |  | 1 | ATLAS PRODUCTS\ATLAS IMPLANTS\SUPRAPATELLAR NAILS |  | Added word "STERILE" in description on 14APR2024 | N | IM NAILS |  | 1 | No | Yes | Yes | No | N. A. | D 8.5MM | L 32CM
I0144.8500 | I0144.8533 | ATLAS TI TFN SUPRAPATELLAR, 8.5MM X 33CM, STERILE |  | I0144.8500 | N. A. | N. A. | N. A. | N. A. | N. A. | QPF/I0144.8500 | 00 | N. A. | N. A. | N. A. | N. A. |  |  |  | N. A. | N. A. | N. A. | I0144.8500 |  | IU/7 | Class C | FINISHED GOODS | ATLAS™ TFN | Tibia Fracture Nail | SUPRAPATELLAR, TI, 8.5MM X 33CM, STERILE | 04 | Yes | No | R | Yes | N. A. | No | N. A. | No | Yes | N. A. | Yes | M. L.: MFG/MD/2021/000369 |  | 1 | ATLAS PRODUCTS\ATLAS IMPLANTS\SUPRAPATELLAR NAILS |  | Added word "STERILE" in description on 14APR2024 | N | IM NAILS |  | 1 | No | Yes | Yes | No | N. A. | D 8.5MM | L 33CM
I0144.8500 | I0144.8534 | ATLAS TI TFN SUPRAPATELLAR, 8.5MM X 34CM, STERILE |  | I0144.8500 | N. A. | N. A. | N. A. | N. A. | N. A. | QPF/I0144.8500 | 00 | N. A. | N. A. | N. A. | N. A. |  |  |  | N. A. | N. A. | N. A. | I0144.8500 |  | IU/7 | Class C | FINISHED GOODS | ATLAS™ TFN | Tibia Fracture Nail | SUPRAPATELLAR, TI, 8.5MM X 34CM, STERILE | 04 | Yes | No | R | Yes | N. A. | No | N. A. | No | Yes | N. A. | Yes | M. L.: MFG/MD/2021/000369 |  | 1 | ATLAS PRODUCTS\ATLAS IMPLANTS\SUPRAPATELLAR NAILS |  | Added word "STERILE" in description on 14APR2024 | N | IM NAILS |  | 1 | No | Yes | Yes | No | N. A. | D 8.5MM | L 34CM
I0144.8500 | I0144.8535 | ATLAS TI TFN SUPRAPATELLAR, 8.5MM X 35CM, STERILE |  | I0144.8500 | N. A. | N. A. | N. A. | N. A. | N. A. | QPF/I0144.8500 | 00 | N. A. | N. A. | N. A. | N. A. |  |  |  | N. A. | N. A. | N. A. | I0144.8500 |  | IU/7 | Class C | FINISHED GOODS | ATLAS™ TFN | Tibia Fracture Nail | SUPRAPATELLAR, TI, 8.5MM X 35CM, STERILE | 04 | Yes | No | R | Yes | N. A. | No | N. A. | No | Yes | N. A. | Yes | M. L.: MFG/MD/2021/000369 |  | 1 | ATLAS PRODUCTS\ATLAS IMPLANTS\SUPRAPATELLAR NAILS |  | Added word "STERILE" in description on 14APR2024 | N | IM NAILS |  | 1 | No | Yes | Yes | No | N. A. | D 8.5MM | L 35CM
I0144.8500 | I0144.8536 | ATLAS TI TFN SUPRAPATELLAR, 8.5MM X 36CM, STERILE |  | I0144.8500 | N. A. | N. A. | N. A. | N. A. | N. A. | QPF/I0144.8500 | 00 | N. A. | N. A. | N. A. | N. A. |  |  |  | N. A. | N. A. | N. A. | I0144.8500 |  | IU/7 | Class C | FINISHED GOODS | ATLAS™ TFN | Tibia Fracture Nail | SUPRAPATELLAR, TI, 8.5MM X 36CM, STERILE | 04 | Yes | No | R | Yes | N. A. | No | N. A. | No | Yes | N. A. | Yes | M. L.: MFG/MD/2021/000369 |  | 1 | ATLAS PRODUCTS\ATLAS IMPLANTS\SUPRAPATELLAR NAILS |  | Added word "STERILE" in description on 14APR2024 | N | IM NAILS |  | 1 | No | Yes | Yes | No | N. A. | D 8.5MM | L 36CM
I0144.8500 | I0144.8537 | ATLAS TI TFN SUPRAPATELLAR, 8.5MM X 37CM, STERILE |  | I0144.8500 | N. A. | N. A. | N. A. | N. A. | N. A. | QPF/I0144.8500 | 00 | N. A. | N. A. | N. A. | N. A. |  |  |  | N. A. | N. A. | N. A. | I0144.8500 |  | IU/7 | Class C | FINISHED GOODS | ATLAS™ TFN | Tibia Fracture Nail | SUPRAPATELLAR, TI, 8.5MM X 37CM, STERILE | 04 | Yes | No | R | Yes | N. A. | No | N. A. | No | Yes | N. A. | Yes | M. L.: MFG/MD/2021/000369 |  | 1 | ATLAS PRODUCTS\ATLAS IMPLANTS\SUPRAPATELLAR NAILS |  | Added word "STERILE" in description on 14APR2024 | N | IM NAILS |  | 1 | No | Yes | Yes | No | N. A. | D 8.5MM | L 37CM
I0144.8500 | I0144.8538 | ATLAS TI TFN SUPRAPATELLAR, 8.5MM X 38CM, STERILE |  | I0144.8500 | N. A. | N. A. | N. A. | N. A. | N. A. | QPF/I0144.8500 | 00 | N. A. | N. A. | N. A. | N. A. |  |  |  | N. A. | N. A. | N. A. | I0144.8500 |  | IU/7 | Class C | FINISHED GOODS | ATLAS™ TFN | Tibia Fracture Nail | SUPRAPATELLAR, TI, 8.5MM X 38CM, STERILE | 04 | Yes | No | R | Yes | N. A. | No | N. A. | No | Yes | N. A. | Yes | M. L.: MFG/MD/2021/000369 |  | 1 | ATLAS PRODUCTS\ATLAS IMPLANTS\SUPRAPATELLAR NAILS |  | Added word "STERILE" in description on 14APR2024 | N | IM NAILS |  | 1 | No | Yes | Yes | No | N. A. | D 8.5MM | L 38CM
I0144.8500 | I0144.8540 | ATLAS TI TFN SUPRAPATELLAR, 8.5MM X 40CM, STERILE |  | I0144.8500 | N. A. | N. A. | N. A. | N. A. | N. A. | QPF/I0144.8500 | 00 | N. A. | N. A. | N. A. | N. A. |  |  |  | N. A. | N. A. | N. A. | I0144.8500 |  | IU/7 | Class C | FINISHED GOODS | ATLAS™ TFN | Tibia Fracture Nail | SUPRAPATELLAR, TI, 8.5MM X 40CM, STERILE | 04 | Yes | No | R | Yes | N. A. | No | N. A. | No | Yes | N. A. | Yes | M. L.: MFG/MD/2021/000369 |  | 1 | ATLAS PRODUCTS\ATLAS IMPLANTS\SUPRAPATELLAR NAILS |  | Added word "STERILE" in description on 14APR2024 | N | IM NAILS |  | 1 | No | Yes | Yes | No | N. A. | D 8.5MM | L 40CM
I0145.1000 | I0145.1028 | ATLAS TI TFN SUPRAPATELLAR, 10MM X 28CM, STERILE |  | I0145.1000 | N. A. | N. A. | N. A. | N. A. | N. A. | QPF/I0145.1000 | 00 | N. A. | N. A. | N. A. | N. A. |  |  |  | N. A. | N. A. | N. A. | I0145.1000 |  | IU/7 | Class C | FINISHED GOODS | ATLAS™ TFN | Tibia Fracture Nail | SUPRAPATELLAR, TI, 10MM X 28CM, STERILE | 04 | Yes | No | R | Yes | N. A. | No | N. A. | No | Yes | N. A. | Yes | M. L.: MFG/MD/2021/000369 |  | 1 | ATLAS PRODUCTS\ATLAS IMPLANTS\SUPRAPATELLAR NAILS |  | Added word "STERILE" in description on 14APR2024 | N | IM NAILS |  | 1 | No | Yes | Yes | No | N. A. | D 10 MM | L 28CM
I0145.1000 | I0145.1030 | ATLAS TI TFN SUPRAPATELLAR, 10MM X 30CM, STERILE |  | I0145.1000 | N. A. | N. A. | N. A. | N. A. | N. A. | QPF/I0145.1000 | 00 | N. A. | N. A. | N. A. | N. A. |  |  |  | N. A. | N. A. | N. A. | I0145.1000 |  | IU/7 | Class C | FINISHED GOODS | ATLAS™ TFN | Tibia Fracture Nail | SUPRAPATELLAR, TI, 10MM X 30CM, STERILE | 04 | Yes | No | R | Yes | N. A. | No | N. A. | No | Yes | N. A. | Yes | M. L.: MFG/MD/2021/000369 |  | 1 | ATLAS PRODUCTS\ATLAS IMPLANTS\SUPRAPATELLAR NAILS |  | Added word "STERILE" in description on 14APR2024 | N | IM NAILS |  | 1 | No | Yes | Yes | No | N. A. | D 10 MM | L 30CM
I0145.1000 | I0145.1031 | ATLAS TI TFN SUPRAPATELLAR, 10MM X 31CM, STERILE |  | I0145.1000 | N. A. | N. A. | N. A. | N. A. | N. A. | QPF/I0145.1000 | 00 | N. A. | N. A. | N. A. | N. A. |  |  |  | N. A. | N. A. | N. A. | I0145.1000 |  | IU/7 | Class C | FINISHED GOODS | ATLAS™ TFN | Tibia Fracture Nail | SUPRAPATELLAR, TI, 10MM X 31CM, STERILE | 04 | Yes | No | R | Yes | N. A. | No | N. A. | No | Yes | N. A. | Yes | M. L.: MFG/MD/2021/000369 |  | 1 | ATLAS PRODUCTS\ATLAS IMPLANTS\SUPRAPATELLAR NAILS |  | Added word "STERILE" in description on 14APR2024 | N | IM NAILS |  | 1 | No | Yes | Yes | No | N. A. | D 10 MM | L 31CM
I0145.1000 | I0145.1032 | ATLAS TI TFN SUPRAPATELLAR, 10MM X 32CM, STERILE |  | I0145.1000 | N. A. | N. A. | N. A. | N. A. | N. A. | QPF/I0145.1000 | 00 | N. A. | N. A. | N. A. | N. A. |  |  |  | N. A. | N. A. | N. A. | I0145.1000 |  | IU/7 | Class C | FINISHED GOODS | ATLAS™ TFN | Tibia Fracture Nail | SUPRAPATELLAR, TI, 10MM X 32CM, STERILE | 04 | Yes | No | R | Yes | N. A. | No | N. A. | No | Yes | N. A. | Yes | M. L.: MFG/MD/2021/000369 |  | 1 | ATLAS PRODUCTS\ATLAS IMPLANTS\SUPRAPATELLAR NAILS |  | Added word "STERILE" in description on 14APR2024 | N | IM NAILS |  | 1 | No | Yes | Yes | No | N. A. | D 10 MM | L 32CM
I0145.1000 | I0145.1033 | ATLAS TI TFN SUPRAPATELLAR, 10MM X 33CM, STERILE |  | I0145.1000 | N. A. | N. A. | N. A. | N. A. | N. A. | QPF/I0145.1000 | 00 | N. A. | N. A. | N. A. | N. A. |  |  |  | N. A. | N. A. | N. A. | I0145.1000 |  | IU/7 | Class C | FINISHED GOODS | ATLAS™ TFN | Tibia Fracture Nail | SUPRAPATELLAR, TI, 10MM X 33CM, STERILE | 04 | Yes | No | R | Yes | N. A. | No | N. A. | No | Yes | N. A. | Yes | M. L.: MFG/MD/2021/000369 |  | 1 | ATLAS PRODUCTS\ATLAS IMPLANTS\SUPRAPATELLAR NAILS |  | Added word "STERILE" in description on 14APR2024 | N | IM NAILS |  | 1 | No | Yes | Yes | No | N. A. | D 10 MM | L 33CM
I0145.1000 | I0145.1034 | ATLAS TI TFN SUPRAPATELLAR, 10MM X 34CM, STERILE |  | I0145.1000 | N. A. | N. A. | N. A. | N. A. | N. A. | QPF/I0145.1000 | 00 | N. A. | N. A. | N. A. | N. A. |  |  |  | N. A. | N. A. | N. A. | I0145.1000 |  | IU/7 | Class C | FINISHED GOODS | ATLAS™ TFN | Tibia Fracture Nail | SUPRAPATELLAR, TI, 10MM X 34CM, STERILE | 04 | Yes | No | R | Yes | N. A. | No | N. A. | No | Yes | N. A. | Yes | M. L.: MFG/MD/2021/000369 |  | 1 | ATLAS PRODUCTS\ATLAS IMPLANTS\SUPRAPATELLAR NAILS |  | Added word "STERILE" in description on 14APR2024 | N | IM NAILS |  | 1 | No | Yes | Yes | No | N. A. | D 10 MM | L 34CM
I0145.1000 | I0145.1035 | ATLAS TI TFN SUPRAPATELLAR, 10MM X 35CM, STERILE |  | I0145.1000 | N. A. | N. A. | N. A. | N. A. | N. A. | QPF/I0145.1000 | 00 | N. A. | N. A. | N. A. | N. A. |  |  |  | N. A. | N. A. | N. A. | I0145.1000 |  | IU/7 | Class C | FINISHED GOODS | ATLAS™ TFN | Tibia Fracture Nail | SUPRAPATELLAR, TI, 10MM X 35CM, STERILE | 04 | Yes | No | R | Yes | N. A. | No | N. A. | No | Yes | N. A. | Yes | M. L.: MFG/MD/2021/000369 |  | 1 | ATLAS PRODUCTS\ATLAS IMPLANTS\SUPRAPATELLAR NAILS |  | Added word "STERILE" in description on 14APR2024 | N | IM NAILS |  | 1 | No | Yes | Yes | No | N. A. | D 10 MM | L 35CM
I0145.1000 | I0145.1036 | ATLAS TI TFN SUPRAPATELLAR, 10MM X 36CM, STERILE |  | I0145.1000 | N. A. | N. A. | N. A. | N. A. | N. A. | QPF/I0145.1000 | 00 | N. A. | N. A. | N. A. | N. A. |  |  |  | N. A. | N. A. | N. A. | I0145.1000 |  | IU/7 | Class C | FINISHED GOODS | ATLAS™ TFN | Tibia Fracture Nail | SUPRAPATELLAR, TI, 10MM X 36CM, STERILE | 04 | Yes | No | R | Yes | N. A. | No | N. A. | No | Yes | N. A. | Yes | M. L.: MFG/MD/2021/000369 |  | 1 | ATLAS PRODUCTS\ATLAS IMPLANTS\SUPRAPATELLAR NAILS |  | Added word "STERILE" in description on 14APR2024 | N | IM NAILS |  | 1 | No | Yes | Yes | No | N. A. | D 10 MM | L 36CM
I0145.1000 | I0145.1037 | ATLAS TI TFN SUPRAPATELLAR, 10MM X 37CM, STERILE |  | I0145.1000 | N. A. | N. A. | N. A. | N. A. | N. A. | QPF/I0145.1000 | 00 | N. A. | N. A. | N. A. | N. A. |  |  |  | N. A. | N. A. | N. A. | I0145.1000 |  | IU/7 | Class C | FINISHED GOODS | ATLAS™ TFN | Tibia Fracture Nail | SUPRAPATELLAR, TI, 10MM X 37CM, STERILE | 04 | Yes | No | R | Yes | N. A. | No | N. A. | No | Yes | N. A. | Yes | M. L.: MFG/MD/2021/000369 |  | 1 | ATLAS PRODUCTS\ATLAS IMPLANTS\SUPRAPATELLAR NAILS |  | Added word "STERILE" in description on 14APR2024 | N | IM NAILS |  | 1 | No | Yes | Yes | No | N. A. | D 10 MM | L 37CM
I0145.1000 | I0145.1038 | ATLAS TI TFN SUPRAPATELLAR, 10MM X 38CM, STERILE |  | I0145.1000 | N. A. | N. A. | N. A. | N. A. | N. A. | QPF/I0145.1000 | 00 | N. A. | N. A. | N. A. | N. A. |  |  |  | N. A. | N. A. | N. A. | I0145.1000 |  | IU/7 | Class C | FINISHED GOODS | ATLAS™ TFN | Tibia Fracture Nail | SUPRAPATELLAR, TI, 10MM X 38CM, STERILE | 04 | Yes | No | R | Yes | N. A. | No | N. A. | No | Yes | N. A. | Yes | M. L.: MFG/MD/2021/000369 |  | 1 | ATLAS PRODUCTS\ATLAS IMPLANTS\SUPRAPATELLAR NAILS |  | Added word "STERILE" in description on 14APR2024 | N | IM NAILS |  | 1 | No | Yes | Yes | No | N. A. | D 10 MM | L 38CM
I0145.1000 | I0145.1040 | ATLAS TI TFN SUPRAPATELLAR, 10MM X 40CM, STERILE |  | I0145.1000 | N. A. | N. A. | N. A. | N. A. | N. A. | QPF/I0145.1000 | 00 | N. A. | N. A. | N. A. | N. A. |  |  |  | N. A. | N. A. | N. A. | I0145.1000 |  | IU/7 | Class C | FINISHED GOODS | ATLAS™ TFN | Tibia Fracture Nail | SUPRAPATELLAR, TI, 10MM X 40CM, STERILE | 04 | Yes | No | R | Yes | N. A. | No | N. A. | No | Yes | N. A. | Yes | M. L.: MFG/MD/2021/000369 |  | 1 | ATLAS PRODUCTS\ATLAS IMPLANTS\SUPRAPATELLAR NAILS |  | Added word "STERILE" in description on 14APR2024 | N | IM NAILS |  | 1 | No | Yes | Yes | No | N. A. | D 10 MM | L 40CM
J0161.01 | J0161.01 | OUTER TUBE AND INNER TUBE ASSEMBLY OF ENDOSPINE (2D), INCLUDING PUNCH AND STELLATE |  | J0161.01 | 00 | N. A. | N. A. | N. A. | N. A. | QPF/J0161.01 | N. A. | N. A. | N. A. | N. A. | N. A. | PS/J0161.01 | 00 | #N/A | #N/A | #N/A | #N/A | J0161.01 | TF-IN | IU/5 | Class A | FINISHED GOODS | ADLER™ | TUBE | OUTER TUBE AND INNER TUBE ASSEMBLY OF ENDOSPINE | 17 | No | Yes |  | No | N. A. | No | N. A. | No | Yes | No | No | M. L.: MFG/MD/2022/63252 |  | 1 | N. A. |  | Modified product description on 15MAR2024 | N | Spinal Instrument |  | No | No | Yes | No | Yes | N. A.
J0161.01 | J0161.01.02 | INNER TUBE ASSEMBLY (2D) |  | J0161.01.02 | 00 | N. A. | N. A. | N. A. | N. A. | N. A. | N. A. | N. A. | N. A. | N. A. | N. A. | PS/J0161.01.02 | 00 | #N/A | #N/A | #N/A | #N/A | J0161.01 | TF-IN | IU/5 | Class A | SEMIFINISHED GOODS | N. A. | N. A. | N. A. | N. A. | N. A. | N. A. |  | N. A. | N. A. | N. A. | N. A. | N. A. | N. A. | N. A. | N. A. | N. A. | N. A. | N. A. | N. A. | N. A. | Added on 03JAN24 | N | Spinal Instrument |  | No | No | N. A. | N. A. | N. A. | N. A.
J0161.01 | J0161.01.02.01 | INNER TUBE SUB ASSEMBLY (2D) |  | J0161.01.02.01 | 00 | N. A. | N. A. | N. A. | N. A. | N. A. | N. A. | N. A. | N. A. | N. A. | N. A. | PS/J0161.01.02.01 | 00 | #N/A | #N/A | #N/A | #N/A | J0161.01 | TF-IN | IU/5 | Class A | SEMIFINISHED GOODS | N. A. | N. A. | N. A. | N. A. | N. A. | N. A. |  | N. A. | N. A. | N. A. | N. A. | N. A. | N. A. | N. A. | N. A. | N. A. | N. A. | N. A. | N. A. | N. A. | Added on 03JAN24 | N | Spinal Instrument |  | No | No | N. A. | N. A. | N. A. | N. A.
J0174.00 | J0174.00 | STELLATE, ENDOSPINE |  | J0174.00 | 00 | N. A. | N. A. | N. A. | N. A. | QPF/J0174.00 | N. A. | N. A. | N. A. | N. A. | N. A. | PS/J0174.00 | 00 | #N/A | #N/A | #N/A | #N/A | J0174.00 | TF-IN | IU/5 | Class A | FINISHED GOODS | ADLER™ | STELLATE | STELLATE, ENDOSPINE | 17 | No | Yes |  | N0 | N. A. | No | N. A. | No | Yes | No | No | M. L.: MFG/MD/2022/63252 |  | 1 | N. A. |  | Added on 03JAN24 | N | Spinal Instrument |  | No | No | Yes | No | Yes | N. A.
J0174.00 | J0174.00.01 | STELLATE, HANDLE |  | J0174.00.01 | 00 | N. A. | N. A. | N. A. | N. A. | N. A. | N. A. | N. A. | N. A. | N. A. | N. A. | N. A. | N. A. | #N/A | #N/A | #N/A | #N/A | J0174.00 | TF-IN | IU/5 | Class A | SEMIFINISHED GOODS | ADLER™ | N. A. | N. A. | N. A. | N. A. | N. A. |  | N. A. | N. A. | N. A. | N. A. | N. A. | N. A. | N. A. | N. A. | N. A. | N. A. | N. A. | N. A. | N. A. | Added on 03JAN24 | N | Spinal Instrument |  | No | No | N. A. | N. A. | N. A. | N. A.
J0174.00 | J0174.00.02 | STELLATE, PIN |  | J0174.00.02 | 00 | N. A. | N. A. | N. A. | N. A. | N. A. | N. A. | N. A. | N. A. | N. A. | N. A. | N. A. | N. A. | #N/A | #N/A | #N/A | #N/A | J0174.00 | TF-IN | IU/5 | Class A | SEMIFINISHED GOODS | ADLER™ | N. A. | N. A. | N. A. | N. A. | N. A. |  | N. A. | N. A. | N. A. | N. A. | N. A. | N. A. | N. A. | N. A. | N. A. | N. A. | N. A. | N. A. | N. A. | Added on 03JAN24 | N | Spinal Instrument |  | No | No | N. A. | N. A. | N. A. | N. A.
D0101.2900 | D0101.2900 | ATLAS TFN SUPRAPATELLAR INSTRUMENT CASE |  | D0101.2900 | 00 | N. A. | N. A. | N. A. | N. A. | QPR/D0101.2900, QPF/D0101.2900 | 00 | N. A. | N. A. | N. A. | N. A. | PS/D0101.2900 | 00 | N. A. | N. A. | N. A. | N. A. | D0101.2900 | N. A. | IU/5 | Class A | FINISHED GOODS | ATLAS™ TFN | ATLAS™ TFN | SUPRAPATELLAR INSTRUMENT CASE | 17 | No | Yes |  | No | N. A. | No | N. A. | No | Yes | No | No | M. L.: MFG/MD/2022/63252 |  | 1 | ADLER PRODUCTS\CASES AND TRAYS |  | Added new on 03JAN2024 | N | CONTAINERS |  | No | No | Yes | No | Yes | N. A.
D0101.2900.01 | D0101.2900.01 | ATLAS TFN SUPRAPATELLAR INSTRUMENT CASE, BASE |  | D0101.2900.01 | 00 | N. A. | N. A. | N. A. | N. A. | QPR/D0101.2900.01, QPF/D0101.2900.01 | 00 | N. A. | N. A. | N. A. | N. A. | PS/D0101.2900.01 | 00 | N. A. | N. A. | N. A. | N. A. | D0101.2900.01 | N. A. | IU/5 | N. A. | SEMIFINISHED GOODS | N. A. | N. A. | N. A. | N. A. | N. A. | N. A. |  | N. A. | N. A. | N. A. | N. A. | N. A. | N. A. | N. A. | N. A. | N. A. | N. A. | N. A. | SUB COMPONENTS | N. A. | Added new on 03JAN2024 | N | N. A. |  | N. A. | N. A. | N. A. | N. A. | N. A. | N. A.
D0101.2900.02 | D0101.2900.02 | ATLAS TFN SUPRAPATELLAR INSTRUMENT CASE, LID |  | D0101.2900.02 | 00 | N. A. | N. A. | N. A. | N. A. | QPR/D0101.2900.02, QPF/D0101.2900.02 | 00 | N. A. | N. A. | N. A. | N. A. | PS/D0101.2900.02 | 00 | N. A. | N. A. | N. A. | N. A. | D0101.2900.02 | N. A. | IU/5 | N. A. | SEMIFINISHED GOODS | N. A. | N. A. | N. A. | N. A. | N. A. | N. A. |  | N. A. | N. A. | N. A. | N. A. | N. A. | N. A. | N. A. | N. A. | N. A. | N. A. | N. A. | SUB COMPONENTS | N. A. | Added new on 03JAN2024 | N | N. A. |  | N. A. | N. A. | N. A. | N. A. | N. A. | N. A.
D0102.2901 | D0102.2901 | ATLAS TFN SUPRAPATELLAR INSTRUMENT TRAY 1 |  | D0102.2901 | 00 | N. A. | N. A. | N. A. | N. A. | QPR/D0102.2901, QPF/D0102.2901 | 00 | N. A. | N. A. | N. A. | N. A. | PS/D0101.2901 | 00 | N. A. | N. A. | N. A. | N. A. | D0102.2901 | N. A. | N. A. | Class A | FINISHED GOODS | ATLAS™ | ATLAS™ TFN | SUPRAPATELLAR INSTRUMENT TRAY 1 | 17 | No | Yes |  | No | N. A. | No | N. A. | No | Yes | No | No | M. L.: MFG/MD/2022/63252 |  | 1 | ATLAS PRODUCTS\INSTRUMENTS | N. A. | Modified product description on 20MAR2024 | N | CONTAINERS |  | No | No | Yes | No | Yes | N. A.
D0101.2902 | D0102.2902 | ATLAS TFN SUPRAPATELLAR SCREW CADDY |  | D0101.2902 | 00 | N. A. | N. A. | N. A. | N. A. | QPR/D0101.2902, QPF/D0101.2902 | 00 | N. A. | N. A. | N. A. | N. A. | PS/D0102.2902 | 00 | N. A. | N. A. | N. A. | N. A. | D0101.2902 | N. A. | N. A. | Class A | FINISHED GOODS | ATLAS™ TFN | ATLAS™ TFN | SUPRAPATELLAR SCREW CADDY | 17 | No | Yes |  | No | N. A. | No | N. A. | No | Yes | No | No | M. L.: MFG/MD/2022/63252 |  | 1 | ADLER PRODUCTS\CASES AND TRAYS | N. A. | Added new on 03JAN2024 | N | CONTAINERS |  | No | No | Yes | No | Yes | N. A.
D0101.3000 | D0101.3000 | ADDON CASE 1, TRIAL IMPLANTS - RESTOR ROTATING HINGE (DISTAL FEMUR) |  | D0101.3000 | 00 | N. A. | N. A. | N. A. | N. A. | QPR/D0101.3000, QPF/D0101.3000 | 00 | N. A. | N. A. | N. A. | N. A. | PS/D0101.3000 | 00 | N. A. | N. A. | N. A. | N. A. | D0101.3000 | N. A. | IU/5 | Class A | FINISHED GOODS | RESTOR™ | ADDON CASE 1, TRIAL IMPLANTS - | RESTOR ROTATING HINGE (DISTAL FEMUR) | 17 | No | Yes |  | No | N. A. | No | N. A. | No | Yes | No | No | M. L.: MFG/MD/2022/63252 |  | 1 | ADLER PRODUCTS\CASES AND TRAYS |  | Added new on 03JAN2024 | N | CONTAINERS |  | No | No | Yes | No | Yes | N. A.
D0101.3000.01 | D0101.3000.01 | ADDON CASE 1, TRIAL IMPLANTS - RESTOR ROTATING HINGE (DISTAL FEMUR), BASE |  | D0101.3000.01 | 00 | N. A. | N. A. | N. A. | N. A. | QPR/D0101.3000.01, QPF/D0101.3000.01 | 00 | N. A. | N. A. | N. A. | N. A. | PS/D0101.3000.01 | 00 | N. A. | N. A. | N. A. | N. A. | D0101.3000.01 | N. A. | IU/5 | N. A. | SEMIFINISHED GOODS | N. A. | ADDON CASE 1, TRIAL IMPLANTS - | RESTOR ROTATING HINGE (DISTAL FEMUR), BASE | N. A. | N. A. | N. A. | N. A. | N. A. | N. A. | N. A. | N. A. | N. A. | N. A. | N. A. | N. A. | N. A. | N. A. | N. A. | N. A. |  | Added new on 03JAN2024 | N | N. A. |  | N. A. | N. A. | N. A. | N. A. | N. A. | N. A.
D0101.3000.02 | D0101.3000.02 | ADDON CASE 1, TRIAL IMPLANTS - RESTOR ROTATING HINGE (DISTAL FEMUR), LID |  | D0101.3000.02 | 00 | N. A. | N. A. | N. A. | N. A. | QPR/D0101.3000.02, QPF/D0101.3000.02 | 00 | N. A. | N. A. | N. A. | N. A. | PS/D0101.3000.02 | 00 | N. A. | N. A. | N. A. | N. A. | D0101.3000.02 | N. A. | IU/5 | N. A. | SEMIFINISHED GOODS | N. A. | ADDON CASE 1, TRIAL IMPLANTS - | RESTOR ROTATING HINGE (DISTAL FEMUR), LID | N. A. | N. A. | N. A. | N. A. | N. A. | N. A. | N. A. | N. A. | N. A. | N. A. | N. A. | N. A. | N. A. | N. A. | N. A. | N. A. |  | Added new on 03JAN2024 | N | N. A. |  | N. A. | N. A. | N. A. | N. A. | N. A. | N. A.
D0102.3201 | D0102.3201 | ADDON CASE 1, TRIAL IMPLANTS - RESTOR ROTATING HINGE (DISTAL FEMUR), TRAY 1 |  | D0102.3201 | 00 | N. A. | N. A. | N. A. | N. A. | QPR/D0102.3201, QPF/D0102.3201 | 00 | N. A. | N. A. | N. A. | N. A. | PS/D0102.3201 | 00 | N. A. | N. A. | N. A. | N. A. | D0102.3201 | N. A. | N. A. | Class A | FINISHED GOODS | RESTOR™ | ADDON CASE 1, TRIAL IMPLANTS - | RESTOR ROTATING HINGE (DISTAL FEMUR), TRAY 1 | 17 | No | Yes |  | No | N. A. | No | N. A. | No | Yes | No | No | M. L.: MFG/MD/2022/63252 |  | 1 | ADLER PRODUCTS\CASES AND TRAYS |  | Added new on 03JAN2024 | N | CONTAINERS |  | No | No | Yes | No | Yes | N. A.
D0101.3100 | D0101.3100 | ADDON CASE 2. INSTRUMENTS FOR RESTOR RH (DISTAL FEMUR) |  | D0101.3100 | 00 | N. A. | N. A. | N. A. | N. A. | QPR/D0101.3100, QPF/D0101.3100 | 00 | N. A. | N. A. | N. A. | N. A. | PS/D0101.3100 | 00 | N. A. | N. A. | N. A. | N. A. | D0101.3100 | N. A. | IU/5 | Class A | FINISHED GOODS | RESTOR™ | ADDON CASE 2 | INSTRUMENTS FOR RESTOR RH (DISTAL FEMUR) | 17 | No | Yes |  | No | N. A. | No | N. A. | No | Yes | No | No | M. L.: MFG/MD/2022/63252 |  | 1 | ADLER PRODUCTS\CASES AND TRAYS |  | Added (DISTAL FEMUR) in description on 24APR2024 | N | CONTAINERS |  | No | No | Yes | No | Yes | N. A.
D0101.3100.01 | D0101.3100.01 | ADDON CASE 2. INSTRUMENTS FOR RESTOR RH (DISTAL FEMUR), BASE |  | D0101.3100.01 | 00 | N. A. | N. A. | N. A. | N. A. | QPR/D0101.3100.01, QPF/D0101.3100.01 | 00 | N. A. | N. A. | N. A. | N. A. | PS/D0101.3100.01 | 00 | N. A. | N. A. | N. A. | N. A. | D0101.3100.01 | N. A. | IU/5 | N. A. | SEMIFINISHED GOODS | N. A. | ADDON CASE 2 | INSTRUMENTS FOR RESTOR RH (DISTAL FEMUR), BASE | N. A. | N. A. | N. A. | N. A. | N. A. | N. A. | N. A. | N. A. | N. A. | N. A. | N. A. | N. A. | N. A. | N. A. | N. A. | N. A. |  | Added (DISTAL FEMUR) in description on 24APR2024 | N | N. A. |  | N. A. | N. A. | N. A. | N. A. | N. A. | N. A.
D0101.3100.02 | D0101.3100.02 | ADDON CASE 2. INSTRUMENTS FOR RESTOR RH (DISTAL FEMUR), LID |  | D0101.3100.02 | 00 | N. A. | N. A. | N. A. | N. A. | QPR/D0101.3100.02, QPF/D0101.3100.02 | 00 | N. A. | N. A. | N. A. | N. A. | PS/D0101.3100.02 | 00 | N. A. | N. A. | N. A. | N. A. | D0101.3100.02 | N. A. | IU/5 | N. A. | SEMIFINISHED GOODS | N. A. | ADDON CASE 2 | INSTRUMENTS FOR RESTOR RH (DISTAL FEMUR), LID | N. A. | N. A. | N. A. | N. A. | N. A. | N. A. | N. A. | N. A. | N. A. | N. A. | N. A. | N. A. | N. A. | N. A. | N. A. | N. A. |  | Added (DISTAL FEMUR) in description on 24APR2024 | N | N. A. |  | N. A. | N. A. | N. A. | N. A. | N. A. | N. A.
D0102.3101 | D0102.3101 | ADDON CASE 2. INSTRUMENTS FOR RESTOR RH (DISTAL FEMUR), TRAY 1 |  | D0102.3101 | 00 | N. A. | N. A. | N. A. | N. A. | QPR/D0102.3101, QPF/D0102.3101 | 00 | N. A. | N. A. | N. A. | N. A. | PS/D0102.3101 | 00 | N. A. | N. A. | N. A. | N. A. | D0102.3101 | N. A. | N. A. | Class A | FINISHED GOODS | RESTOR™ | ADDON CASE 2 | INSTRUMENTS FOR RESTOR RH (DISTAL FEMUR), TRAY 1 | 17 | No | Yes |  | No | N. A. | No | N. A. | No | Yes | No | No | M. L.: MFG/MD/2022/63252 |  | 1 | ADLER PRODUCTS\CASES AND TRAYS |  | Added (DISTAL FEMUR) in description on 24APR2024 | N | CONTAINERS |  | No | No | Yes | No | Yes | N. A.
I0580.00 | I0580.00 | ATLAS SP RULER |  | I0580.00 | 00 | N. A. | N. A. | N. A. | N. A. | QPR/I0580.00, QPF/I0580.00 | 00 | N. A. | N. A. | N. A. | N. A. | PS/I0580.00 | 00 | N. A. | N. A. | N. A. | N. A. | I0580.00 | TF-IN | IU/5 | Class A | FINISHED GOODS | ATLAS™ | SUPRA PATELLAR | RULER | 17 | No | Yes |  | No | N. A. | No | N. A. | No | Yes | No | No | M. L.: MFG/MD/2023/000312 |  | 1 | ATLAS PRODUCTS\INSTRUMENTS | N. A. | Added new on 11JAN2024 | N | Intramedullary Locking Nail Instrument Sets |  | No | No | Yes | No | Yes | N. A.
I0581.3230 | I0581.3230 | ATLAS GUIDE PIN 3.2 X 300 |  | I0581.3230 | 00 | N. A. | N. A. | N. A. | N. A. | QPR/I0581.3230, QPF/I0581.3230 | 00 | N. A. | N. A. | N. A. | N. A. | PS/I0581.3230 | 00 | N. A. | N. A. | N. A. | N. A. | I0581.3230 | TF-IN | IU/5 | Class B | FINISHED GOODS | ATLAS™ | INSTRUMENT | GUIDE PIN 3.2 X 300 | 17 | No | Yes |  | No | N. A. | No | N. A. | No | Yes | No | No | M. L.: MFG/MD/2023/000312 |  | 1 | ATLAS PRODUCTS\INSTRUMENTS | N. A. | Removed SP from description on 03MAR2024 | N | Intramedullary Locking Nail Instrument Sets |  | No | No | Yes | No | Yes | N. A.
I0581.3240 | I0581.3240 | ATLAS GUIDE PIN 3.2 X 400 |  | I0581.3240 | 00 | N. A. | N. A. | N. A. | N. A. | QPR/I0581.3240, QPF/I0581.3240 | 00 | N. A. | N. A. | N. A. | N. A. | PS/I0581.3240 | 00 | N. A. | N. A. | N. A. | N. A. | I0581.3240 | TF-IN | IU/5 | Class B | FINISHED GOODS | ATLAS™ | INSTRUMENT | GUIDE PIN 3.2 X 400 | 17 | No | Yes |  | No | N. A. | No | N. A. | No | Yes | No | No | M. L.: MFG/MD/2023/000312 |  | 1 | ATLAS PRODUCTS\INSTRUMENTS | N. A. | Removed SP from description on 03MAR2024 | N | Intramedullary Locking Nail Instrument Sets |  | No | No | Yes | No | Yes | N. A.
I0582.1613 | I0582.1613 | ATLAS PROTECTION SLEEVE 16/13 |  | I0582.1613 | 00 | N. A. | N. A. | N. A. | N. A. | QPR/I0582.1613, QPF/I0582.1613 | 00 | N. A. | N. A. | N. A. | N. A. | PS/I0582.1613 | 00 | N. A. | N. A. | N. A. | N. A. | I0582.1613 | TF-IN | IU/5 | Class B | FINISHED GOODS | ATLAS™ | INSTRUMENT | PROTECTION SLEEVE 16/13 | 17 | No | Yes |  | No | N. A. | No | N. A. | No | Yes | No | No | M. L.: MFG/MD/2023/000312 |  | 1 | ATLAS PRODUCTS\INSTRUMENTS | N. A. | Removed SP from description on 03MAR2024 | N | Intramedullary Locking Nail Instrument Sets |  | No | No | Yes | No | Yes | N. A.
I0582.1332 | I0582.1332 | ATLAS MULTIPLE-HOLE SLEEVE 13/3.2 |  | I0582.1332 | 00 | N. A. | N. A. | N. A. | N. A. | QPR/I0582.1332, QPF/I0582.1332 | 00 | N. A. | N. A. | N. A. | N. A. | PS/I0582.1332 | 00 | N. A. | N. A. | N. A. | N. A. | I0582.1332 | TF-IN | IU/5 | Class B | FINISHED GOODS | ATLAS™ | INSTRUMENT | MULTIPLE-HOLE SLEEVE 13/3.2 | 17 | No | Yes |  | No | N. A. | No | N. A. | No | Yes | No | No | M. L.: MFG/MD/2023/000312 |  | 1 | ATLAS PRODUCTS\INSTRUMENTS | N. A. | Removed SP from description on 03MAR2024 | N | Intramedullary Locking Nail Instrument Sets |  | No | No | Yes | No | Yes | N. A.
I0583.1232 | I0583.1232 | ATLAS PROXIMAL CANNULATED DRILL 12.8/3.2 |  | I0583.1232 | 00 | N. A. | N. A. | N. A. | N. A. | QPR/I0583.1232, QPF/I0583.1232 | 00 | N. A. | N. A. | N. A. | N. A. | PS/I0583.1232 | 00 | N. A. | N. A. | N. A. | N. A. | I0583.1232 | TF-IN | IU/5 | Class B | FINISHED GOODS | ATLAS™ | INSTRUMENT | PROXIMAL CANNULATED DRILL 12.8/3.2 | 17 | No | Yes |  | No | N. A. | No | N. A. | No | Yes | No | No | M. L.: MFG/MD/2023/000312 |  | 1 | ATLAS PRODUCTS\INSTRUMENTS | N. A. | Removed SP from description on 03MAR2024 | N | Intramedullary Locking Nail Instrument Sets |  | No | No | Yes | No | Yes | N. A.
I0584.1232 | I0584.1232 | ATLAS FLEXIBLE PROXIMAL CANNULATED DRILL 12.8/3.2 |  | I0584.1232 | 00 | N. A. | N. A. | N. A. | N. A. | QPR/I0584.1232, QPF/I0584.1232 | 00 | N. A. | N. A. | N. A. | N. A. | PS/I0584.1232 | 00 | N. A. | N. A. | N. A. | N. A. | I0584.1232 | TF-IN | IU/5 | Class B | FINISHED GOODS | ATLAS™ | FLEXIBLE | PROXIMAL CANNULATED DRILL 12.8/3.2 | 17 | No | Yes |  | No | N. A. | No | N. A. | No | Yes | No | No | M. L.: MFG/MD/2023/000312 |  | 1 | ATLAS PRODUCTS\INSTRUMENTS | N. A. | Removed SP from description on 03MAR2024 | N | Intramedullary Locking Nail Instrument Sets |  | No | No | Yes | No | Yes | N. A.
I0585.00 | I0585.00 | ATLAS QUICK COUPLING T-HANDLE |  | I0585.00 | 00 | N. A. | N. A. | N. A. | N. A. | QPR/I0585.00, QPF/I0585.00 | 00 | N. A. | N. A. | N. A. | N. A. | PS/I0585.00 | 00 | N. A. | N. A. | N. A. | N. A. | I0585.00 | TF-IN | IU/5 | Class B | FINISHED GOODS | ATLAS™ | INSTRUMENT | QUICK COUPLING T-HANDLE | 17 | No | Yes |  | No | N. A. | No | N. A. | No | Yes | No | No | M. L.: MFG/MD/2023/000312 |  | 1 | ATLAS PRODUCTS\INSTRUMENTS | N. A. | Modified product description on 20MAR2024 | N | Intramedullary Locking Nail Instrument Sets |  | No | No | Yes | No | Yes | N. A.
I0586.00 | I0586.00 | ATLAS COUPLING ADAPTOR |  | I0586.00 | 00 | N. A. | N. A. | N. A. | N. A. | QPR/I0586.00, QPF/I0586.00 | 00 | N. A. | N. A. | N. A. | N. A. | PS/I0586.00 | 00 | N. A. | N. A. | N. A. | N. A. | I0586.00 | TF-IN | IU/5 | Class B | FINISHED GOODS | ATLAS™ | INSTRUMENT | COUPLING ADAPTOR | 17 | No | Yes |  | No | N. A. | No | N. A. | No | Yes | No | No | M. L.: MFG/MD/2023/000312 |  | 1 | ATLAS PRODUCTS\INSTRUMENTS | N. A. | Removed SP from description on 03MAR2024 | N | Intramedullary Locking Nail Instrument Sets |  | No | No | Yes | No | Yes | N. A.
I0587.00 | I0587.00 | ATLAS HOLLOW OPEN AWL |  | I0587.00 | 00 | N. A. | N. A. | N. A. | N. A. | QPR/I0587.00, QPF/I0587.00 | 00 | N. A. | N. A. | N. A. | N. A. | PS/I0587.00 | 00 | N. A. | N. A. | N. A. | N. A. | I0587.00 | TF-IN | IU/5 | Class B | FINISHED GOODS | ATLAS™ | INSTRUMENT | HOLLOW OPEN AWL | 17 | No | Yes |  | No | N. A. | No | N. A. | No | Yes | No | No | M. L.: MFG/MD/2023/000312 |  | 1 | ATLAS PRODUCTS\INSTRUMENTS | N. A. | Removed SP from description on 03MAR2024 | N | Intramedullary Locking Nail Instrument Sets |  | No | No | Yes | No | Yes | N. A.
I0587.01 | I0587.01 | ATLAS HOLLOW OPEN AWL- INNER PART |  | I0587.01 | 00 | N. A. | N. A. | N. A. | N. A. | QPR/I0587.01, QPF/I0587.01 | 00 | N. A. | N. A. | N. A. | N. A. | PS/I0587.01 | 00 | N. A. | N. A. | N. A. | N. A. | I0587.01 | TF-IN | IU/5 | Class B | FINISHED GOODS | ATLAS™ | INSTRUMENT | HOLLOW OPEN AWL- INNER PART | 17 | No | Yes |  | No | N. A. | No | N. A. | No | Yes | No | No | M. L.: MFG/MD/2023/000312 |  | 1 | ATLAS PRODUCTS\INSTRUMENTS | N. A. | Removed SP from description on 03MAR2024 | N | Intramedullary Locking Nail Instrument Sets |  | No | No | Yes | No | Yes | N. A.
I0588.00 | I0588.00 | ATLAS REDUCTION ROD |  | I0588.00 | 00 | N. A. | N. A. | N. A. | N. A. | QPR/I0588.00, QPF/I0588.00 | 00 | N. A. | N. A. | N. A. | N. A. | PS/I0588.00 | 00 | N. A. | N. A. | N. A. | N. A. | I0588.00 | TF-IN | IU/5 | Class B | FINISHED GOODS | ATLAS™ | INSTRUMENT | REDUCTION ROD | 17 | No | Yes |  | No | N. A. | No | N. A. | No | Yes | No | No | M. L.: MFG/MD/2023/000312 |  | 1 | ATLAS PRODUCTS\INSTRUMENTS | N. A. | Removed SP from description on 03MAR2024 | N | Intramedullary Locking Nail Instrument Sets |  | No | No | Yes | No | Yes | N. A.
I0589.00 | I0589.00 | ATLAS GUIDE WIRE HOLDER |  | I0589.00 | 00 | N. A. | N. A. | N. A. | N. A. | QPR/I0589.00, QPF/I0589.00 | 00 | N. A. | N. A. | N. A. | N. A. | PS/I0589.00 | 00 | N. A. | N. A. | N. A. | N. A. | I0589.00 | TF-IN | IU/5 | Class B | FINISHED GOODS | ATLAS™ | INSTRUMENT | GUIDE WIRE HOLDER | 17 | No | Yes |  | No | N. A. | No | N. A. | No | Yes | No | No | M. L.: MFG/MD/2023/000312 |  | 1 | ATLAS PRODUCTS\INSTRUMENTS | N. A. | Removed SP from description on 03MAR2024 | N | Intramedullary Locking Nail Instrument Sets |  | No | No | Yes | No | Yes | N. A.
I0590.4100 | I0590.4100 | ATLAS BALL TIP GUIDE WIRE 4 X 1000 |  | I0590.4100 | 00 | N. A. | N. A. | N. A. | N. A. | QPR/I0590.4100, QPF/I0590.4100 | 00 | N. A. | N. A. | N. A. | N. A. | I0590.4100 | 00 | N. A. | N. A. | N. A. | N. A. | I0590.4100 | TF-IN | IU/5 | Class B | FINISHED GOODS | ATLAS™ | INSTRUMENT | BALL TIP GUIDE WIRE 4 X 1000 | 17 | No | Yes |  | No | N. A. | No | N. A. | No | Yes | No | No | M. L.: MFG/MD/2023/000312 |  | 1 | ATLAS PRODUCTS\INSTRUMENTS | N. A. | Removed SP from description on 03MAR2024 | N | Intramedullary Locking Nail Instrument Sets |  | No | No | Yes | No | Yes | N. A.
I0591.00 | I0591.00 | ATLAS BALL GUIDE WIRE MEASURER |  | I0591.00 | 00 | N. A. | N. A. | N. A. | N. A. | QPR/I0591.00, QPF/I0591.00 | 00 | N. A. | N. A. | N. A. | N. A. | PS/I0591.00 | 00 | N. A. | N. A. | N. A. | N. A. | I0591.00 | TF-IN | IU/5 | Class B | FINISHED GOODS | ATLAS™ | INSTRUMENT | BALL GUIDE WIRE MEASURER | 17 | No | Yes |  | No | N. A. | No | N. A. | No | Yes | No | No | M. L.: MFG/MD/2023/000312 |  | 1 | ATLAS PRODUCTS\INSTRUMENTS | N. A. | Removed SP from description on 03MAR2024 | N | Intramedullary Locking Nail Instrument Sets |  | No | No | Yes | No | Yes | N. A.
I0592.08 | I0592.08 | ATLAS FLEXIBLE REAMER 8MM |  | I0592.08 | 00 | N. A. | N. A. | N. A. | N. A. | QPR/I0592.08, QPF/I0592.08 | 00 | N. A. | N. A. | N. A. | N. A. | PS/I0592.08 | 00 | N. A. | N. A. | N. A. | N. A. | I0592.08 | TF-IN | IU/5 | Class B | FINISHED GOODS | ATLAS™ | FLEXIBLE REAMER | FLEXIBLE REAMER 8MM | 17 | No | Yes |  | No | N. A. | No | N. A. | No | Yes | No | No | M. L.: MFG/MD/2023/000312 |  | 1 | ATLAS PRODUCTS\INSTRUMENTS | N. A. | Removed SP from description on 03MAR2024 | N | Intramedullary Locking Nail Instrument Sets |  | No | No | Yes | No | Yes | N. A.
I0592.09 | I0592.09 | ATLAS FLEXIBLE REAMER 9MM |  | I0592.09 | 00 | N. A. | N. A. | N. A. | N. A. | QPR/I0592.09, QPF/I0592.09 | 00 | N. A. | N. A. | N. A. | N. A. | PS/I0592.09 | 00 | N. A. | N. A. | N. A. | N. A. | I0592.09 | TF-IN | IU/5 | Class B | FINISHED GOODS | ATLAS™ | FLEXIBLE REAMER | FLEXIBLE REAMER 9MM | 17 | No | Yes |  | No | N. A. | No | N. A. | No | Yes | No | No | M. L.: MFG/MD/2023/000312 |  | 1 | ATLAS PRODUCTS\INSTRUMENTS | N. A. | Removed SP from description on 03MAR2024 | N | Intramedullary Locking Nail Instrument Sets |  | No | No | Yes | No | Yes | N. A.
I0592.10 | I0592.10 | ATLAS FLEXIBLE REAMER 10MM |  | I0592.10 | 00 | N. A. | N. A. | N. A. | N. A. | QPR/I0592.10, QPF/I0592.10 | 00 | N. A. | N. A. | N. A. | N. A. | PS/I0592.10 | 00 | N. A. | N. A. | N. A. | N. A. | I0592.10 | TF-IN | IU/5 | Class B | FINISHED GOODS | ATLAS™ | FLEXIBLE REAMER | FLEXIBLE REAMER 10MM | 17 | No | Yes |  | No | N. A. | No | N. A. | No | Yes | No | No | M. L.: MFG/MD/2023/000312 |  | 1 | ATLAS PRODUCTS\INSTRUMENTS | N. A. | Removed SP from description on 03MAR2024 | N | Intramedullary Locking Nail Instrument Sets |  | No | No | Yes | No | Yes | N. A.
I0592.12 | I0592.12 | ATLAS FLEXIBLE REAMER 12MM |  | I0592.12 | 00 | N. A. | N. A. | N. A. | N. A. | QPR/I0592.12, QPF/I0592.12 | 00 | N. A. | N. A. | N. A. | N. A. | PS/I0592.12 | 00 | N. A. | N. A. | N. A. | N. A. | I0592.12 | TF-IN | IU/5 | Class B | FINISHED GOODS | ATLAS™ | FLEXIBLE REAMER | FLEXIBLE REAMER 12MM | 17 | No | Yes |  | No | N. A. | No | N. A. | No | Yes | No | No | M. L.: MFG/MD/2023/000312 |  | 1 | ATLAS PRODUCTS\INSTRUMENTS | N. A. | Removed SP from description on 03MAR2024 | N | Intramedullary Locking Nail Instrument Sets |  | No | No | Yes | No | Yes | N. A.
I0593.01 | I0593.01 | ATLAS SP DRILL GUIDE, LONG |  | I0593.01 | 00 | N. A. | N. A. | N. A. | N. A. | QPR/I0593.01, QPF/I0593.01 | 00 | N. A. | N. A. | N. A. | N. A. | PS/I0593.01 | 00 | N. A. | N. A. | N. A. | N. A. | I0593.01 | TF-IN | IU/5 | Class B | FINISHED GOODS | ATLAS™ | SUPRA PATELLAR | DRILL GUIDE, LONG | 17 | No | Yes |  | No | N. A. | No | N. A. | No | Yes | No | No | M. L.: MFG/MD/2023/000312 |  | 1 | ATLAS PRODUCTS\INSTRUMENTS | N. A. | Added new on 13JAN2024 | N | Intramedullary Locking Nail Instrument Sets |  | No | No | Yes | No | Yes | N. A.
I0594.01 | I0594.01 | ATLAS SP CONNECTION BOLT, LONG, 6.5MM A/F |  | I0594.01 | 00 | N. A. | N. A. | N. A. | N. A. | QPR/0594.01, QPF/0594.01 | 00 | N. A. | N. A. | N. A. | N. A. | PS/I0594.01 | 00 | N. A. | N. A. | N. A. | N. A. | I0594.01 | TF-IN | IU/5 | Class B | FINISHED GOODS | ATLAS™ | INSTRUMENT | CONNECTION BOLT, LONG, 6.5MM A/F | 17 | No | Yes |  | No | N. A. | No | N. A. | No | Yes | No | No | M. L.: MFG/MD/2023/000312 |  | 1 | ATLAS PRODUCTS\INSTRUMENTS | N. A. | Modified product description on 20MAR2024 | N | Intramedullary Locking Nail Instrument Sets |  | No | No | Yes | No | Yes | N. A.
I0595.01 | I0595.01 | ATLAS SP COMPRESSION BOLT, LONG, 6.5MM A/F |  | I0595.01 | 00 | N. A. | N. A. | N. A. | N. A. | QPR/I0595.01, QPF/I0595.01 | 00 | N. A. | N. A. | N. A. | N. A. | PS/I0595.01 | 00 | N. A. | N. A. | N. A. | N. A. | I0595.01 | TF-IN | IU/5 | Class B | FINISHED GOODS | ATLAS™ | INSTRUMENT | COMPRESSION BOLT, LONG, 6.5MM A/F | 17 | No | Yes |  | No | N. A. | No | N. A. | No | Yes | No | No | M. L.: MFG/MD/2023/000312 |  | 1 | ATLAS PRODUCTS\INSTRUMENTS | N. A. | Modified product description on 20MAR2024 | N | Intramedullary Locking Nail Instrument Sets |  | No | No | Yes | No | Yes | N. A.
I0593.00 | I0593.00 | ATLAS SP DRILL GUIDE, SHORT |  | I0593.00 | 00 | N. A. | N. A. | N. A. | N. A. | QPR/I0593.00, QPF/I0593.00 | 00 | N. A. | N. A. | N. A. | N. A. | PS/I0593.00 | 00 | N. A. | N. A. | N. A. | N. A. | I0593.00 | TF-IN | IU/5 | Class B | FINISHED GOODS | ATLAS™ | SUPRA PATELLAR | DRILL GUIDE, SHORT | 17 | No | Yes |  | No | N. A. | No | N. A. | No | Yes | No | No | M. L.: MFG/MD/2023/000312 |  | 1 | ATLAS PRODUCTS\INSTRUMENTS | N. A. | Added new on 13JAN2024 | N | Intramedullary Locking Nail Instrument Sets |  | No | No | Yes | No | Yes | N. A.
I0594.00 | I0594.00 | ATLAS SP CONNECTION BOLT, SHORT, 6.5MM A/F |  | I0594.00 | 00 | N. A. | N. A. | N. A. | N. A. | QPR/I0594.00, QPF/I0594.00 | 00 | N. A. | N. A. | N. A. | N. A. | PS/I0594.00 | 00 | N. A. | N. A. | N. A. | N. A. | I0594.00 | TF-IN | IU/5 | Class B | FINISHED GOODS | ATLAS™ | INSTRUMENT | CONNECTION BOLT, SHORT, 6.5MM A/F | 17 | No | Yes |  | No | N. A. | No | N. A. | No | Yes | No | No | M. L.: MFG/MD/2023/000312 |  | 1 | ATLAS PRODUCTS\INSTRUMENTS | N. A. | Modified product description on 20MAR2024 | N | Intramedullary Locking Nail Instrument Sets |  | No | No | Yes | No | Yes | N. A.
I0595.00 | I0595.00 | ATLAS SP COMPRESSION BOLT, SHORT, 6.5MM A/F |  | I0595.00 | 00 | N. A. | N. A. | N. A. | N. A. | QPR/I0595.00, QPF/I0595.00 | 00 | N. A. | N. A. | N. A. | N. A. | PS/I0595.00 | 00 | N. A. | N. A. | N. A. | N. A. | I0595.00 | TF-IN | IU/5 | Class B | FINISHED GOODS | ATLAS™ | INSTRUMENT | COMPRESSION BOLT, SHORT, 6.5MM A/F | 17 | No | Yes |  | No | N. A. | No | N. A. | No | Yes | No | No | M. L.: MFG/MD/2023/000312 |  | 1 | ATLAS PRODUCTS\INSTRUMENTS | N. A. | Modified product description on 20MAR2024 | N | Intramedullary Locking Nail Instrument Sets |  | No | No | Yes | No | Yes | N. A.
I0596.00 | I0596.00 | ATLAS WRENCH FOR CONNECTION ROD |  | I0596.00 | 00 | N. A. | N. A. | N. A. | N. A. | QPR/I0596.00, QPF/I0596.00 | 00 | N. A. | N. A. | N. A. | N. A. | PS/I0596.00 | 00 | N. A. | N. A. | N. A. | N. A. | I0596.00 | TF-IN | IU/5 | Class B | FINISHED GOODS | ATLAS™ | INSTRUMENT | WRENCH FOR CONNECTION ROD | 17 | No | Yes |  | No | N. A. | No | N. A. | No | Yes | No | No | M. L.: MFG/MD/2023/000312 |  | 1 | ATLAS PRODUCTS\INSTRUMENTS | N. A. | Removed SP from description on 03MAR2024 | N | Intramedullary Locking Nail Instrument Sets |  | No | No | Yes | No | Yes | N. A.
I0597.00 | I0597.00 | ATLAS UNIVERSAL WRENCH |  | I0597.00 | 00 | N. A. | N. A. | N. A. | N. A. | QPR/I0597.00, QPF/I0597.00 | 00 | N. A. | N. A. | N. A. | N. A. | PS/I0597.00 | 00 | N. A. | N. A. | N. A. | N. A. | I0597.00 | TF-IN | IU/5 | Class B | FINISHED GOODS | ATLAS™ | INSTRUMENT | UNIVERSAL WRENCH | 17 | No | Yes |  | No | N. A. | No | N. A. | No | Yes | No | No | M. L.: MFG/MD/2023/000312 |  | 1 | ATLAS PRODUCTS\INSTRUMENTS | N. A. | Removed SP from description on 03MAR2024 | N | Intramedullary Locking Nail Instrument Sets |  | No | No | Yes | No | Yes | N. A.
I0598.00 | I0598.00 | ATLAS NAIL CONNECTION ROD |  | I0598.00 | 00 | N. A. | N. A. | N. A. | N. A. | QPR/I0598.00, QPF/I0598.00 | 00 | N. A. | N. A. | N. A. | N. A. | PS/I0598.00 | 00 | N. A. | N. A. | N. A. | N. A. | I0598.00 | TF-IN | IU/5 | Class B | FINISHED GOODS | ATLAS™ | INSTRUMENT | NAIL CONNECTION ROD | 17 | No | Yes |  | No | N. A. | No | N. A. | No | Yes | No | No | M. L.: MFG/MD/2023/000312 |  | 1 | ATLAS PRODUCTS\INSTRUMENTS | N. A. | Removed SP from description on 03MAR2024 | N | Intramedullary Locking Nail Instrument Sets |  | No | No | Yes | No | Yes | N. A.
I0592.11 | I0592.11 | ATLAS FLEXIBLE REAMER 11MM |  | I0592.11 | 00 | N. A. | N. A. | N. A. | N. A. | QPR/I0592.11, QPF/I0592.11 | 00 | N. A. | N. A. | N. A. | N. A. | PS/I0592.11 | 00 | N. A. | N. A. | N. A. | N. A. | I0592.11 | TF-IN | IU/5 | Class B | FINISHED GOODS | ATLAS™ | FLEXIBLE REAMER | FLEXIBLE REAMER 11MM | 17 | No | Yes |  | No | N. A. | No | N. A. | No | Yes | No | No | M. L.: MFG/MD/2023/000312 |  | 1 | ATLAS PRODUCTS\INSTRUMENTS | N. A. | Removed SP from description on 03MAR2024 | N | Intramedullary Locking Nail Instrument Sets |  | No | No | Yes | No | Yes | N. A.
I0599.11 | I0599.11 | ATLAS OPEN WRENCH 11MM A/F |  | I0599.11 | 00 | N. A. | N. A. | N. A. | N. A. | QPR/I0599.11, QPF/I0599.11 | 00 | N. A. | N. A. | N. A. | N. A. | PS/I0599.11 | 00 | N. A. | N. A. | N. A. | N. A. | I0599.11 | TF-IN | IU/5 | Class B | FINISHED GOODS | ATLAS™ | INSTRUMENT | OPEN WRENCH 11MM A/F | 17 | No | Yes |  | No | N. A. | No | N. A. | No | Yes | No | No | M. L.: MFG/MD/2023/000312 |  | 1 | ATLAS PRODUCTS\INSTRUMENTS | N. A. | Modified product description on 20MAR2024 | N | Intramedullary Locking Nail Instrument Sets |  | No | No | Yes | No | Yes | N. A.
I0600.00 | I0600.00 | ATLAS NAIL EXTRACTOR |  | I0600.00 | 00 | N. A. | N. A. | N. A. | N. A. | QPR/I0600.00, QPF/I0600.00 | 00 | N. A. | N. A. | N. A. | N. A. | PS/I0600.00 | 00 | N. A. | N. A. | N. A. | N. A. | I0600.00 | TF-IN | IU/5 | Class B | FINISHED GOODS | ATLAS™ | INSTRUMENT | NAIL EXTRACTOR | 17 | No | Yes |  | No | N. A. | No | N. A. | No | Yes | No | No | M. L.: MFG/MD/2023/000312 |  | 1 | ATLAS PRODUCTS\INSTRUMENTS | N. A. | Removed SP from description on 03MAR2024 | N | Intramedullary Locking Nail Instrument Sets |  | No | No | Yes | No | Yes | N. A.
I0601.00 | I0611.00 | ATLAS SLIDING HAMMER |  | I0601.00 | 00 | N. A. | N. A. | N. A. | N. A. | QPR/I0611.00, QPF/I0611.00 | 00 | N. A. | N. A. | N. A. | N. A. | PS/I0611.00 | 00 | N. A. | N. A. | N. A. | N. A. | I0611.00 | TF-IN | IU/5 | Class B | FINISHED GOODS | ATLAS™ | INSTRUMENT | SLIDING HAMMER | 17 | No | Yes |  | No | N. A. | No | N. A. | No | Yes | No | No | M. L.: MFG/MD/2023/000312 |  | 1 | ATLAS PRODUCTS\INSTRUMENTS | N. A. | Removed SP from description on 03MAR2024 | N | Intramedullary Locking Nail Instrument Sets |  | No | No | Yes | No | Yes | N. A.
I0601.00 | I0601.00 | ATLAS SP PROXIMAL AIMING DEVICE |  | I0601.00 | 00 | N. A. | N. A. | N. A. | N. A. | QPR/I0601.00, QPF/I0601.00 | 00 | N. A. | N. A. | N. A. | N. A. | PS/I0601.00 | 00 | N. A. | N. A. | N. A. | N. A. | I0601.00 | TF-IN | IU/5 | Class B | FINISHED GOODS | ATLAS™ | SUPRA PATELLAR | PROXIMAL AIMING DEVICE | 17 | No | Yes |  | No | N. A. | No | N. A. | No | Yes | No | No | M. L.: MFG/MD/2023/000312 |  | 1 | ATLAS PRODUCTS\INSTRUMENTS | N. A. | Added new on 13JAN2024 | N | Intramedullary Locking Nail Instrument Sets |  | No | No | Yes | No | Yes | N. A.
I0601.01 | I0601.01 | ATLAS AIMING DEVICE, BOLT |  | I0601.01 | 00 | N. A. | N. A. | N. A. | N. A. | QPR/I0601.01, QPF/I0601.01 | 00 | N. A. | N. A. | N. A. | N. A. | PS/I0601.01 | 00 | N. A. | N. A. | N. A. | N. A. | I0601.01 | TF-IN | IU/5 | Class B | FINISHED GOODS | ATLAS™ | INSTRUMENT | AIMING DEVICE, BOLT | 17 | No | Yes |  | No | N. A. | No | N. A. | No | Yes | No | No | M. L.: MFG/MD/2023/000312 |  | 1 | ATLAS PRODUCTS\INSTRUMENTS | N. A. | Modified product description on 20MAR2024 | N | Intramedullary Locking Nail Instrument Sets |  | No | No | Yes | No | Yes | N. A.
I0602.1186 | I0602.1186 | ATLAS LOCKING SCREW SLEEVE 11/8.6 |  | I0602.1186 | 00 | N. A. | N. A. | N. A. | N. A. | QPR/I0602.1186, QPF/I0602.1186 | 00 | N. A. | N. A. | N. A. | N. A. | PS/I0602.1186 | 00 | N. A. | N. A. | N. A. | N. A. | I0602.1186 | TF-IN | IU/5 | Class B | FINISHED GOODS | ATLAS™ | INSTRUMENT | LOCKING SCREW SLEEVE 11/8.6 | 17 | No | Yes |  | No | N. A. | No | N. A. | No | Yes | No | No | M. L.: MFG/MD/2023/000312 |  | 1 | ATLAS PRODUCTS\INSTRUMENTS | N. A. | Removed SP from description on 03MAR2024 | N | Intramedullary Locking Nail Instrument Sets |  | No | No | Yes | No | Yes | N. A.
I0603.8643 | I0603.8643 | ATLAS DRILL SLEEVE 8.6/4.3 |  | I0603.8643 | 00 | N. A. | N. A. | N. A. | N. A. | QPR/I0603.8643, QPF/I0603.8643 | 00 | N. A. | N. A. | N. A. | N. A. | PS/I0603.8643 | 00 | N. A. | N. A. | N. A. | N. A. | I0603.8643 | TF-IN | IU/5 | Class B | FINISHED GOODS | ATLAS™ | INSTRUMENT | DRILL SLEEVE 8.6/4.3 | 17 | No | Yes |  | No | N. A. | No | N. A. | No | Yes | No | No | M. L.: MFG/MD/2023/000312 |  | 1 | ATLAS PRODUCTS\INSTRUMENTS | N. A. | Removed SP from description on 03MAR2024 | N | Intramedullary Locking Nail Instrument Sets |  | No | No | Yes | No | Yes | N. A.
I0604.43 | I0604.43 | ATLAS TROCAR 4.3MM |  | I0604.43 | 00 | N. A. | N. A. | N. A. | N. A. | QPR/I0604.43, QPF/I0604.43 | 00 | N. A. | N. A. | N. A. | N. A. | PS/I0604.43 | 00 | N. A. | N. A. | N. A. | N. A. | I0604.43 | TF-IN | IU/5 | Class B | FINISHED GOODS | ATLAS™ | INSTRUMENT | TROCAR 4.3MM | 17 | No | Yes |  | No | N. A. | No | N. A. | No | Yes | No | No | M. L.: MFG/MD/2023/000312 |  | 1 | ATLAS PRODUCTS\INSTRUMENTS | N. A. | Removed SP from description on 03MAR2024 | N | Intramedullary Locking Nail Instrument Sets |  | No | No | Yes | No | Yes | N. A.
I0605.4330 | I0605.4330 | ATLAS DRILL BIT 4.3 X 300 |  | I0605.4330 | 00 | N. A. | N. A. | N. A. | N. A. | QPR/I0605.4330, QPF/I0605.4330 | 00 | N. A. | N. A. | N. A. | N. A. | PS/I0605.4330 | 00 | N. A. | N. A. | N. A. | N. A. | I0605.4330 | TF-IN | IU/5 | Class B | FINISHED GOODS | ATLAS™ | INSTRUMENT | DRILL BIT 4.3 X 300 | 17 | No | Yes |  | No | N. A. | No | N. A. | No | Yes | No | No | M. L.: MFG/MD/2023/000312 |  | 1 | ATLAS PRODUCTS\INSTRUMENTS | N. A. | Removed SP from description on 03MAR2024 | N | Intramedullary Locking Nail Instrument Sets |  | No | No | Yes | No | Yes | N. A.
I0606.43 | I0606.43 | ATLAS LIMITATION 4.3MM, 3MM A/F |  | I0606.43 | 00 | N. A. | N. A. | N. A. | N. A. | QPR/I0606.43, QPF/I0606.43 | 00 | N. A. | N. A. | N. A. | N. A. | PS/I0606.43 | 00 | N. A. | N. A. | N. A. | N. A. | I0606.43 | TF-IN | IU/5 | Class B | FINISHED GOODS | ATLAS™ | INSTRUMENT | LIMITATION 4.3MM, 3MM A/F | 17 | No | Yes |  | No | N. A. | No | N. A. | No | Yes | No | No | M. L.: MFG/MD/2023/000312 |  | 1 | ATLAS PRODUCTS\INSTRUMENTS | N. A. | Modified product description on 20MAR2024 | N | Intramedullary Locking Nail Instrument Sets |  | No | No | Yes | No | Yes | N. A.
I0606.431 | I0606.431 | ATLAS LIMITATION WRENCH 4.3MM, 3MM A/F |  | I0606.431 | 00 | N. A. | N. A. | N. A. | N. A. | QPR/I0606.431, QPF/I0606.431 | 00 | N. A. | N. A. | N. A. | N. A. | PS/I0606.431 | 00 | N. A. | N. A. | N. A. | N. A. | I0606.431 | TF-IN | IU/5 | Class B | FINISHED GOODS | ATLAS™ | INSTRUMENT | LIMITATION WRENCH 4.3MM, 3MM A/F | 17 | No | Yes |  | No | N. A. | No | N. A. | No | Yes | No | No | M. L.: MFG/MD/2023/000312 |  | 1 | ATLAS PRODUCTS\INSTRUMENTS | N. A. | Modified product description on 20MAR2024 | N | Intramedullary Locking Nail Instrument Sets |  | No | No | Yes | No | Yes | N. A.
I0607.00 | I0607.00 | ATLAS DEPTH GAUGE FOR DRIVING END, SP/DF |  | I0607.00 | 00 | N. A. | N. A. | N. A. | N. A. | QPR/I0607.00, QPF/I0607.00 | 00 | N. A. | N. A. | N. A. | N. A. | PS/I0607.00 | 00 | N. A. | N. A. | N. A. | N. A. | I0607.00 | TF-IN | IU/5 | Class B | FINISHED GOODS | ATLAS™ | INSTRUMENT | DEPTH GAUGE FOR DRIVING END, SP/DF | 17 | No | Yes |  | No | N. A. | No | N. A. | No | Yes | No | No | M. L.: MFG/MD/2023/000312 |  | 1 | ATLAS PRODUCTS\INSTRUMENTS | N. A. | Modified product description on 20MAR2024 | N | Intramedullary Locking Nail Instrument Sets |  | No | No | Yes | No | Yes | N. A.
I0608.475 | I0608.475 | ATLAS T-LOCKING SCREWDRIVER 4.75MM A/F |  | I0608.475 | 00 | N. A. | N. A. | N. A. | N. A. | QPR/I0608.475, QPF/I0608.475 | 00 | N. A. | N. A. | N. A. | N. A. | PS/I0608.475 | 00 | N. A. | N. A. | N. A. | N. A. | I0608.475 | TF-IN | IU/5 | Class B | FINISHED GOODS | ATLAS™ | INSTRUMENT | T-LOCKING SCREWDRIVER 4.75 A/F | 17 | No | Yes |  | No | N. A. | No | N. A. | No | Yes | No | No | M. L.: MFG/MD/2023/000312 |  | 1 | ATLAS PRODUCTS\INSTRUMENTS | N. A. | Removed SP from description on 03MAR2024 | N | Intramedullary Locking Nail Instrument Sets |  | No | No | Yes | No | Yes | N. A.
I0609.475 | I0609.475 | ATLAS SCREWDRIVER 4.75MM A/F |  | I0609.475 | 00 | N. A. | N. A. | N. A. | N. A. | QPR/I0609.475, QPF/I0609.475 | 00 | N. A. | N. A. | N. A. | N. A. | PS/I0609.475 | 00 | N. A. | N. A. | N. A. | N. A. | I0609.475 | TF-IN | IU/5 | Class B | FINISHED GOODS | ATLAS™ | INSTRUMENT | T SCREWDRIVER 4.75 A/F | 17 | No | Yes |  | No | N. A. | No | N. A. | No | Yes | No | No | M. L.: MFG/MD/2023/000312 |  | 1 | ATLAS PRODUCTS\INSTRUMENTS | N. A. | Removed SP from description on 03MAR2024 | N | Intramedullary Locking Nail Instrument Sets |  | No | No | Yes | No | Yes | N. A.
I0610.4150 | I0610.4150 | ATLAS SP DRILL BIT 4 X 150 |  | I0610.4150 | 00 | N. A. | N. A. | N. A. | N. A. | QPR/I0610.4150, QPF/I0610.4150 | 00 | N. A. | N. A. | N. A. | N. A. | PS/I0610.4150 | 00 | N. A. | N. A. | N. A. | N. A. | I0610.4150 | TF-IN | IU/5 | Class B | FINISHED GOODS | ATLAS™ | INSTRUMENT | DRILL BIT 4 X 150 | 17 | No | Yes |  | No | N. A. | No | N. A. | No | Yes | No | No | M. L.: MFG/MD/2023/000312 |  | 1 | ATLAS PRODUCTS\INSTRUMENTS | N. A. | Added new on 13JAN2024 | N | Intramedullary Locking Nail Instrument Sets |  | No | No | Yes | No | Yes | N. A.
I0603.04 | I0603.04 | ATLAS SP DRILL SLEEVE 4MM |  | I0603.04 | 00 | N. A. | N. A. | N. A. | N. A. | QPR/I0603.04, QPF/I0603.04 | 00 | N. A. | N. A. | N. A. | N. A. | PS/I0603.04 | 00 | N. A. | N. A. | N. A. | N. A. | I0603.04 | TF-IN | IU/5 | Class B | FINISHED GOODS | ATLAS™ | INSTRUMENT | DRILL SLEEVE 4MM | 17 | No | Yes |  | No | N. A. | No | N. A. | No | Yes | No | No | M. L.: MFG/MD/2023/000312 |  | 1 | ATLAS PRODUCTS\INSTRUMENTS | N. A. | Added new on 13JAN2024 | N | Intramedullary Locking Nail Instrument Sets |  | No | No | Yes | No | Yes | N. A.
I0610.4315 | I0610.4315 | ATLAS DRILL BIT 4.3 X 150 |  | I0610.4315 | 00 | N. A. | N. A. | N. A. | N. A. | QPR/I0610.4315, QPF/I0610.4315 | 00 | N. A. | N. A. | N. A. | N. A. | PS/I0610.4315 | 00 | N. A. | N. A. | N. A. | N. A. | I0610.4315 | TF-IN | IU/5 | Class B | FINISHED GOODS | ATLAS™ | INSTRUMENT | DRILL BIT 4.3 X 150 | 17 | No | Yes |  | No | N. A. | No | N. A. | No | Yes | No | No | M. L.: MFG/MD/2023/000312 |  | 1 | ATLAS PRODUCTS\INSTRUMENTS | N. A. | Removed SP from description on 03MAR2024 | N | Intramedullary Locking Nail Instrument Sets |  | No | No | Yes | No | Yes | N. A.
I0603.43 | I0603.43 | ATLAS DRILL SLEEVE 4.3MM |  | I0603.43 | 00 | N. A. | N. A. | N. A. | N. A. | QPR/I0603.43, QPF/I0603.43 | 00 | N. A. | N. A. | N. A. | N. A. | PS/I0603.43 | 00 | N. A. | N. A. | N. A. | N. A. | I0603.43 | TF-IN | IU/5 | Class B | FINISHED GOODS | ATLAS™ | INSTRUMENT | DRILL SLEEVE 4.3MM | 17 | No | Yes |  | No | N. A. | No | N. A. | No | Yes | No | No | M. L.: MFG/MD/2023/000312 |  | 1 | ATLAS PRODUCTS\INSTRUMENTS | N. A. | Removed SP from description on 03MAR2024 | N | Intramedullary Locking Nail Instrument Sets |  | No | No | Yes | No | Yes | N. A.
I0607.01 | I0607.01 | ATLAS DEPTH GAUGE FOR NON-DRIVING END, SP/DF |  | I0607.01 | 00 | N. A. | N. A. | N. A. | N. A. | QPR/I0607.01, QPF/I0607.01 | 00 | N. A. | N. A. | N. A. | N. A. | PS/I0607.01 | 00 | N. A. | N. A. | N. A. | N. A. | I0607.01 | TF-IN | IU/5 | Class B | FINISHED GOODS | ATLAS™ | INSTRUMENT | DEPTH GAUGE FOR NON-DRIVING END, SP/DF | 17 | No | Yes |  | No | N. A. | No | N. A. | No | Yes | No | No | M. L.: MFG/MD/2023/000312 |  | 1 | ATLAS PRODUCTS\INSTRUMENTS | N. A. | Modified product description on 20MAR2024 | N | Intramedullary Locking Nail Instrument Sets |  | No | No | Yes | No | Yes | N. A.
I0608.00 | I0608.00 | ATLAS END CAP HOLDER A/F 4.75 |  | I0608.00 | 00 | N. A. | N. A. | N. A. | N. A. | QPR/I0608.00, QPF/I0608.00 | 00 | N. A. | N. A. | N. A. | N. A. | PS/I0608.00 | 00 | N. A. | N. A. | N. A. | N. A. | I0608.00 | TF-IN | IU/5 | Class B | FINISHED GOODS | ATLAS™ | INSTRUMENT | END CAP HOLDER A/F 4.75 | 17 | No | Yes |  | No | N. A. | No | N. A. | No | Yes | No | No | M. L.: MFG/MD/2023/000312 |  | 1 | ATLAS PRODUCTS\INSTRUMENTS | N. A. | Removed SP from description on 03MAR2024 | N | Intramedullary Locking Nail Instrument Sets |  | No | No | Yes | No | Yes | N. A.
I0146.1000 | I0146.1028s | ATLAS TI DFN RETROGRADE, 10MM X 28CM, STERILE |  | I0146.1000 | 00 | N. A. | N. A. | N. A. | N. A. | QPF/I0146.1000 | 00 | N. A. | N. A. | N. A. | N. A. | PS/I0146.1000 | 00 | N. A. | N. A. | N. A. | N. A. | I0146.1000 |  | IU/7 | Class C | FINISHED GOODS | ATLAS™ | FEMUR FRACTURE NAIL | DFN RETROGRADE, TI, 10MM X 28CM, STERILE | 4 | Yes | No | R | Yes | N. A. | No | N. A. | No | Yes | N. A. | Yes | M. L.: MFG/MD/2021/000369 |  | 1 | ATLAS PRODUCTS\ATLAS IMPLANTS\DISTAL FEMUR NAIL | N. A. | Change the description as per mail from Dinesh on 22MAR2024 | N | IM NAILS |  | 1 | No | Yes | Yes | No | N. A. | D 10 MM | L 28CM
I0146.1000 | I0146.1030s | ATLAS TI DFN RETROGRADE, 10MM X 30CM, STERILE |  | I0146.1000 | 00 | N. A. | N. A. | N. A. | N. A. | QPF/I0146.1000 | 00 | N. A. | N. A. | N. A. | N. A. | PS/I0146.1000 | 00 | N. A. | N. A. | N. A. | N. A. | I0146.1000 |  | IU/7 | Class C | FINISHED GOODS | ATLAS™ | FEMUR FRACTURE NAIL | DFN RETROGRADE, TI, 10MM X 30CM, STERILE | 4 | Yes | No | R | Yes | N. A. | No | N. A. | No | Yes | N. A. | Yes | M. L.: MFG/MD/2021/000369 |  | 1 | ATLAS PRODUCTS\ATLAS IMPLANTS\DISTAL FEMUR NAIL | N. A. | Change the description as per mail from Dinesh on 22MAR2024 | N | IM NAILS |  | 1 | No | Yes | Yes | No | N. A. | D 10 MM | L 30CM
I0146.1000 | I0146.1032s | ATLAS TI DFN RETROGRADE, 10MM X 32CM, STERILE |  | I0146.1000 | 00 | N. A. | N. A. | N. A. | N. A. | QPF/I0146.1000 | 00 | N. A. | N. A. | N. A. | N. A. | PS/I0146.1000 | 00 | N. A. | N. A. | N. A. | N. A. | I0146.1000 |  | IU/7 | Class C | FINISHED GOODS | ATLAS™ | FEMUR FRACTURE NAIL | DFN RETROGRADE, TI, 10MM X 32CM, STERILE | 4 | Yes | No | R | Yes | N. A. | No | N. A. | No | Yes | N. A. | Yes | M. L.: MFG/MD/2021/000369 |  | 1 | ATLAS PRODUCTS\ATLAS IMPLANTS\DISTAL FEMUR NAIL | N. A. | Change the description as per mail from Dinesh on 22MAR2024 | N | IM NAILS |  | 1 | No | Yes | Yes | No | N. A. | D 10 MM | L 32CM
I0146.1000 | I0146.1034s | ATLAS TI DFN RETROGRADE, 10MM X 34CM, STERILE |  | I0146.1000 | 00 | N. A. | N. A. | N. A. | N. A. | QPF/I0146.1000 | 00 | N. A. | N. A. | N. A. | N. A. | PS/I0146.1000 | 00 | N. A. | N. A. | N. A. | N. A. | I0146.1000 |  | IU/7 | Class C | FINISHED GOODS | ATLAS™ | FEMUR FRACTURE NAIL | DFN RETROGRADE, TI, 10MM X 34CM, STERILE | 4 | Yes | No | R | Yes | N. A. | No | N. A. | No | Yes | N. A. | Yes | M. L.: MFG/MD/2021/000369 |  | 1 | ATLAS PRODUCTS\ATLAS IMPLANTS\DISTAL FEMUR NAIL | N. A. | Change the description as per mail from Dinesh on 22MAR2024 | N | IM NAILS |  | 1 | No | Yes | Yes | No | N. A. | D 10 MM | L 34CM
I0146.1000 | I0146.1036s | ATLAS TI DFN RETROGRADE, 10MM X 36CM, STERILE |  | I0146.1000 | 00 | N. A. | N. A. | N. A. | N. A. | QPF/I0146.1000 | 00 | N. A. | N. A. | N. A. | N. A. | PS/I0146.1000 | 00 | N. A. | N. A. | N. A. | N. A. | I0146.1000 |  | IU/7 | Class C | FINISHED GOODS | ATLAS™ | FEMUR FRACTURE NAIL | DFN RETROGRADE, TI, 10MM X 36CM, STERILE | 4 | Yes | No | R | Yes | N. A. | No | N. A. | No | Yes | N. A. | Yes | M. L.: MFG/MD/2021/000369 |  | 1 | ATLAS PRODUCTS\ATLAS IMPLANTS\DISTAL FEMUR NAIL | N. A. | Change the description as per mail from Dinesh on 22MAR2024 | N | IM NAILS |  | 1 | No | Yes | Yes | No | N. A. | D 10 MM | L 36CM
I0146.1000 | I0146.1038s | ATLAS TI DFN RETROGRADE, 10MM X 38CM, STERILE |  | I0146.1000 | 00 | N. A. | N. A. | N. A. | N. A. | QPF/I0146.1000 | 00 | N. A. | N. A. | N. A. | N. A. | PS/I0146.1000 | 00 | N. A. | N. A. | N. A. | N. A. | I0146.1000 |  | IU/7 | Class C | FINISHED GOODS | ATLAS™ | FEMUR FRACTURE NAIL | DFN RETROGRADE, TI, 10MM X 38CM, STERILE | 4 | Yes | No | R | Yes | N. A. | No | N. A. | No | Yes | N. A. | Yes | M. L.: MFG/MD/2021/000369 |  | 1 | ATLAS PRODUCTS\ATLAS IMPLANTS\DISTAL FEMUR NAIL | N. A. | Change the description as per mail from Dinesh on 22MAR2024 | N | IM NAILS |  | 1 | No | Yes | Yes | No | N. A. | D 10 MM | L 38CM
I0146.1000 | I0146.1040s | ATLAS TI DFN RETROGRADE, 10MM X 40CM, STERILE |  | I0146.1000 | 00 | N. A. | N. A. | N. A. | N. A. | QPF/I0146.1000 | 00 | N. A. | N. A. | N. A. | N. A. | PS/I0146.1000 | 00 | N. A. | N. A. | N. A. | N. A. | I0146.1000 |  | IU/7 | Class C | FINISHED GOODS | ATLAS™ | FEMUR FRACTURE NAIL | DFN RETROGRADE, TI, 10MM X 40CM, STERILE | 4 | Yes | No | R | Yes | N. A. | No | N. A. | No | Yes | N. A. | Yes | M. L.: MFG/MD/2021/000369 |  | 1 | ATLAS PRODUCTS\ATLAS IMPLANTS\DISTAL FEMUR NAIL | N. A. | Change the description as per mail from Dinesh on 22MAR2024 | N | IM NAILS |  | 1 | No | Yes | Yes | No | N. A. | D 10 MM | L 40CM
I0146.1000 | I0146.1042 | ATLAS TI DFN RETROGRADE, 10MM X 42CM |  | I0146.1000 | 00 | N. A. | N. A. | N. A. | N. A. | QPF/I0146.1000 | 00 | N. A. | N. A. | N. A. | N. A. | PS/I0146.1000 | 00 | N. A. | N. A. | N. A. | N. A. | I0146.1000 |  | IU/7 | Class C | FINISHED GOODS | ATLAS™ | FEMUR FRACTURE NAIL | DFN RETROGRADE, TI, 10MM X 42CM | 16 | No | Yes |  | No | N. A. | No | N. A. | No | Yes | N. A. | Yes | M. L.: MFG/MD/2021/000369 |  | 1 | ATLAS PRODUCTS\ATLAS IMPLANTS\DISTAL FEMUR NAIL | N. A. | Change the description as per mail from Dinesh on 22MAR2024 | N | IM NAILS |  | 1 | No | Yes | Yes | Yes | N. A.
I0146.1000 | I0146.1044 | ATLAS TI DFN RETROGRADE, 10MM X 44CM |  | I0146.1000 | 00 | N. A. | N. A. | N. A. | N. A. | QPF/I0146.1000 | 00 | N. A. | N. A. | N. A. | N. A. | PS/I0146.1000 | 00 | N. A. | N. A. | N. A. | N. A. | I0146.1000 |  | IU/7 | Class C | FINISHED GOODS | ATLAS™ | FEMUR FRACTURE NAIL | DFN RETROGRADE, TI, 10MM X 44CM | 16 | No | Yes |  | No | N. A. | No | N. A. | No | Yes | N. A. | Yes | M. L.: MFG/MD/2021/000369 |  | 1 | ATLAS PRODUCTS\ATLAS IMPLANTS\DISTAL FEMUR NAIL | N. A. | Change the description as per mail from Dinesh on 22MAR2024 | N | IM NAILS |  | 1 | No | Yes | Yes | Yes | N. A.
I0147.1100 | I0147.1128s | ATLAS TI DFN RETROGRADE, 11.5MM X 28CM, STERILE |  | I0147.1100 | 00 | N. A. | N. A. | N. A. | N. A. | QPF/I0147.1100 | 00 | N. A. | N. A. | N. A. | N. A. | PS/I0147.1100 | 00 | N. A. | N. A. | N. A. | N. A. | I0147.1100 |  | IU/7 | Class C | FINISHED GOODS | ATLAS™ | FEMUR FRACTURE NAIL | DFN RETROGRADE, TI, 11.5MM X 28CM, STERILE | 4 | Yes | No | R | Yes | N. A. | No | N. A. | No | Yes | N. A. | Yes | M. L.: MFG/MD/2021/000369 |  | 1 | ATLAS PRODUCTS\ATLAS IMPLANTS\DISTAL FEMUR NAIL | N. A. | Change the description as per mail from Dinesh on 22MAR2024 | N | IM NAILS |  | 1 | No | Yes | Yes | No | N. A. | D 11.5 MM | L 28CM
I0147.1100 | I0147.1130s | ATLAS TI DFN RETROGRADE, 11.5MM X 30CM, STERILE |  | I0147.1100 | 00 | N. A. | N. A. | N. A. | N. A. | QPF/I0147.1100 | 00 | N. A. | N. A. | N. A. | N. A. | PS/I0147.1100 | 00 | N. A. | N. A. | N. A. | N. A. | I0147.1100 |  | IU/7 | Class C | FINISHED GOODS | ATLAS™ | FEMUR FRACTURE NAIL | DFN RETROGRADE, TI, 11.5MM X 30CM, STERILE | 4 | Yes | No | R | Yes | N. A. | No | N. A. | No | Yes | N. A. | Yes | M. L.: MFG/MD/2021/000369 |  | 1 | ATLAS PRODUCTS\ATLAS IMPLANTS\DISTAL FEMUR NAIL | N. A. | Change the description as per mail from Dinesh on 22MAR2024 | N | IM NAILS |  | 1 | No | Yes | Yes | No | N. A. | D 11.5 MM | L 30CM
I0147.1100 | I0147.1132s | ATLAS TI DFN RETROGRADE, 11.5MM X 32CM, STERILE |  | I0147.1100 | 00 | N. A. | N. A. | N. A. | N. A. | QPF/I0147.1100 | 00 | N. A. | N. A. | N. A. | N. A. | PS/I0147.1100 | 00 | N. A. | N. A. | N. A. | N. A. | I0147.1100 |  | IU/7 | Class C | FINISHED GOODS | ATLAS™ | FEMUR FRACTURE NAIL | DFN RETROGRADE, TI, 11.5MM X 32CM, STERILE | 4 | Yes | No | R | Yes | N. A. | No | N. A. | No | Yes | N. A. | Yes | M. L.: MFG/MD/2021/000369 |  | 1 | ATLAS PRODUCTS\ATLAS IMPLANTS\DISTAL FEMUR NAIL | N. A. | Change the description as per mail from Dinesh on 22MAR2024 | N | IM NAILS |  | 1 | No | Yes | Yes | No | N. A. | D 11.5 MM | L 32CM
I0147.1100 | I0147.1134s | ATLAS TI DFN RETROGRADE, 11.5MM X 34CM, STERILE |  | I0147.1100 | 00 | N. A. | N. A. | N. A. | N. A. | QPF/I0147.1100 | 00 | N. A. | N. A. | N. A. | N. A. | PS/I0147.1100 | 00 | N. A. | N. A. | N. A. | N. A. | I0147.1100 |  | IU/7 | Class C | FINISHED GOODS | ATLAS™ | FEMUR FRACTURE NAIL | DFN RETROGRADE, TI, 11.5MM X 34CM, STERILE | 4 | Yes | No | R | Yes | N. A. | No | N. A. | No | Yes | N. A. | Yes | M. L.: MFG/MD/2021/000369 |  | 1 | ATLAS PRODUCTS\ATLAS IMPLANTS\DISTAL FEMUR NAIL | N. A. | Change the description as per mail from Dinesh on 22MAR2024 | N | IM NAILS |  | 1 | No | Yes | Yes | No | N. A. | D 11.5 MM | L 34CM
I0147.1100 | I0147.1136s | ATLAS TI DFN RETROGRADE, 11.5MM X 36CM, STERILE |  | I0147.1100 | 00 | N. A. | N. A. | N. A. | N. A. | QPF/I0147.1100 | 00 | N. A. | N. A. | N. A. | N. A. | PS/I0147.1100 | 00 | N. A. | N. A. | N. A. | N. A. | I0147.1100 |  | IU/7 | Class C | FINISHED GOODS | ATLAS™ | FEMUR FRACTURE NAIL | DFN RETROGRADE, TI, 11.5MM X 36CM, STERILE | 4 | Yes | No | R | Yes | N. A. | No | N. A. | No | Yes | N. A. | Yes | M. L.: MFG/MD/2021/000369 |  | 1 | ATLAS PRODUCTS\ATLAS IMPLANTS\DISTAL FEMUR NAIL | N. A. | Change the description as per mail from Dinesh on 22MAR2024 | N | IM NAILS |  | 1 | No | Yes | Yes | No | N. A. | D 11.5 MM | L 36CM
I0147.1100 | I0147.1138s | ATLAS TI DFN RETROGRADE, 11.5MM X 38CM, STERILE |  | I0147.1100 | 00 | N. A. | N. A. | N. A. | N. A. | QPF/I0147.1100 | 00 | N. A. | N. A. | N. A. | N. A. | PS/I0147.1100 | 00 | N. A. | N. A. | N. A. | N. A. | I0147.1100 |  | IU/7 | Class C | FINISHED GOODS | ATLAS™ | FEMUR FRACTURE NAIL | DFN RETROGRADE, TI, 11.5MM X 38CM, STERILE | 4 | Yes | No | R | Yes | N. A. | No | N. A. | No | Yes | N. A. | Yes | M. L.: MFG/MD/2021/000369 |  | 1 | ATLAS PRODUCTS\ATLAS IMPLANTS\DISTAL FEMUR NAIL | N. A. | Change the description as per mail from Dinesh on 22MAR2024 | N | IM NAILS |  | 1 | No | Yes | Yes | No | N. A. | D 11.5 MM | L 38CM
I0147.1100 | I0147.1140s | ATLAS TI DFN RETROGRADE, 11.5MM X 40CM, STERILE |  | I0147.1100 | 00 | N. A. | N. A. | N. A. | N. A. | QPF/I0147.1100 | 00 | N. A. | N. A. | N. A. | N. A. | PS/I0147.1100 | 00 | N. A. | N. A. | N. A. | N. A. | I0147.1100 |  | IU/7 | Class C | FINISHED GOODS | ATLAS™ | FEMUR FRACTURE NAIL | DFN RETROGRADE, TI, 11.5MM X 40CM, STERILE | 4 | Yes | No | R | Yes | N. A. | No | N. A. | No | Yes | N. A. | Yes | M. L.: MFG/MD/2021/000369 |  | 1 | ATLAS PRODUCTS\ATLAS IMPLANTS\DISTAL FEMUR NAIL | N. A. | Change the description as per mail from Dinesh on 22MAR2024 | N | IM NAILS |  | 1 | No | Yes | Yes | No | N. A. | D 11.5 MM | L 40CM
I0147.1100 | I0147.1142 | ATLAS TI DFN RETROGRADE, 11.5MM X 42CM |  | I0147.1100 | 00 | N. A. | N. A. | N. A. | N. A. | QPF/I0147.1100 | 00 | N. A. | N. A. | N. A. | N. A. | PS/I0147.1100 | 00 | N. A. | N. A. | N. A. | N. A. | I0147.1100 |  | IU/7 | Class C | FINISHED GOODS | ATLAS™ | FEMUR FRACTURE NAIL | DFN RETROGRADE, TI, 11.5MM X 42CM | 16 | No | Yes |  | No | N. A. | No | N. A. | No | Yes | N. A. | Yes | M. L.: MFG/MD/2021/000369 |  | 1 | ATLAS PRODUCTS\ATLAS IMPLANTS\DISTAL FEMUR NAIL | N. A. | Change the description as per mail from Dinesh on 22MAR2024 | N | IM NAILS |  | 1 | No | Yes | Yes | Yes | N. A.
I0147.1100 | I0147.1144 | ATLAS TI DFN RETROGRADE, 11.5MM X 44CM |  | I0147.1100 | 00 | N. A. | N. A. | N. A. | N. A. | QPF/I0147.1100 | 00 | N. A. | N. A. | N. A. | N. A. | PS/I0147.1100 | 00 | N. A. | N. A. | N. A. | N. A. | I0147.1100 |  | IU/7 | Class C | FINISHED GOODS | ATLAS™ | FEMUR FRACTURE NAIL | DFN RETROGRADE, TI, 11.5MM X 44CM | 16 | No | Yes |  | No | N. A. | No | N. A. | No | Yes | N. A. | Yes | M. L.: MFG/MD/2021/000369 |  | 1 | ATLAS PRODUCTS\ATLAS IMPLANTS\DISTAL FEMUR NAIL | N. A. | Change the description as per mail from Dinesh on 22MAR2024 | N | IM NAILS |  | 1 | No | Yes | Yes | Yes | N. A.
D0102.2903 | D0102.2903 | ATLAS DFN RETROGRADE SCREW CADDY |  | D0102.2903 | 00 | N. A. | N. A. | N. A. | N. A. | QPR/D0102.2903, QPF/D0102.2903 | 00 | N. A. | N. A. | N. A. | N. A. | PS/D0102.2903 | 00 | N. A. | N. A. | N. A. | N. A. | D0102.2903 | N. A. | N. A. | Class A | FINISHED GOODS | ATLAS™ | DFN Container | DFN RETROGRADE SCREW CADDY | 17 | No | Yes |  | No | N. A. | No | N. A. | No | Yes | No | No | M. L.: MFG/MD/2022/63252 |  | 1 | ADLER PRODUCTS\CASES AND TRAYS | N. A. | Change the description as per mail from Dinesh on 22MAR2024 | N | CONTAINERS |  | No | No | Yes | No | Yes | N. A.
B1106 | B1106.2015 | K' WIRES, ADLER, TI, DIA. 2.0MM, LENGTH 150MM |  | B1106.0000 | 00 | N. A. | N. A. | N. A. | N. A. | QPF/B1106 | 00 | N. A. | N. A. | N. A. | N. A. | PS/B1106 | 00 | N. A. | N. A. | N. A. | N. A. | B1106 | N. A. | IU/1 | Class C | FINISHED GOODS | ADLER™ | K' WIRE, ADLER, TI, DIA. 2.0MM | LENGTH 150MM | 16 | No | No |  | No | N. A. | No | N. A. | No | Yes | No | Yes | M. L.: MFG/MD/2021/000369 |  | 1 | ADLER PRODUCTS\WIRES AND PINS\K WIRES | N. A. | Added new code against ECR E060224 | N | PINS AND WIRES |  | 1/lot | No | Yes | Yes | Yes | N. A.
L0101.5610 | L0101.0000.5610 | SECUR, ANEURYSM CLIP, TI, STD, PERMANENT, MAX OPEN 5.6MM, BL 10.0MM, WIRE TURNING |  | L0101.0000.01 | 00 | N. A. | N. A. | N. A. | N. A. | N. A. | N. A. | N. A. | N. A. | N. A. | N. A. |  | 00 | N. A. | N. A. | N. A. | N. A. | L0101.5610 | N. A. | N. A. | N. A. | SEMIFINISHED GOODS | N. A. | N. A. | N. A. | N. A. | No | No |  | No | N. A. | N. A. | N. A. | N. A. | N. A. | N. A. | N. A. | N. A. |  | N. A. | N. A. | N. A. | Added new code as per requirement from Astik (NPD) dtd. 25FEB24 | N | ANEURYSM IMPLANTS |  | N. A. | N. A. | N. A. | N. A. | N. A. | N. A.
L0101.5610 | T0101.0000.5610 | SECUR, ANEURYSM CLIP, TI, STD, TEMPORARY, MAX OPEN 5.6MM, BL 10.0MM, WIRE TURNING |  | L0101.0000.01 | 00 | N. A. | N. A. | N. A. | N. A. | N. A. | N. A. | N. A. | N. A. | N. A. | N. A. |  | 00 | N. A. | N. A. | N. A. | N. A. | L0101.5610 | N. A. | N. A. | N. A. | SEMIFINISHED GOODS | N. A. | N. A. | N. A. | N. A. | No | No |  | No | N. A. | N. A. | N. A. | N. A. | N. A. | N. A. | N. A. | N. A. |  | N. A. | N. A. | N. A. | Added new code as per requirement from Astik (NPD) dtd. 25FEB25 | N | ANEURYSM IMPLANTS |  | N. A. | N. A. | N. A. | N. A. | N. A. | N. A.
L0101.5610 | L0102.0000.5610 | ADLER, ANEURYSM CLIP, TI, STD, PERMANENT, MAX OPEN 5.6MM, BL 10.0MM, WIRE TURNING |  | L0101.0000.01 | 00 | N. A. | N. A. | N. A. | N. A. | N. A. | N. A. | N. A. | N. A. | N. A. | N. A. |  | 00 | N. A. | N. A. | N. A. | N. A. | L0101.5610 | N. A. | N. A. | N. A. | SEMIFINISHED GOODS | N. A. | N. A. | N. A. | N. A. | No | No |  | No | N. A. | N. A. | N. A. | N. A. | N. A. | N. A. | N. A. | N. A. |  | N. A. | N. A. | N. A. | Added new code as per requirement from Astik (NPD) dtd. 25FEB26 | N | ANEURYSM IMPLANTS |  | N. A. | N. A. | N. A. | N. A. | N. A. | N. A.
L0101.5610 | T0102.0000.5610 | ADLER, ANEURYSM CLIP, TI, STD, TEMPORARY, MAX OPEN 5.6MM, BL 10.0MM, WIRE TURNING |  | L0101.0000.01 | 00 | N. A. | N. A. | N. A. | N. A. | N. A. | N. A. | N. A. | N. A. | N. A. | N. A. |  | 00 | N. A. | N. A. | N. A. | N. A. | L0101.5610 | N. A. | N. A. | N. A. | SEMIFINISHED GOODS | N. A. | N. A. | N. A. | N. A. | No | No |  | No | N. A. | N. A. | N. A. | N. A. | N. A. | N. A. | N. A. | N. A. |  | N. A. | N. A. | N. A. | Added new code as per requirement from Astik (NPD) dtd. 25FEB27 | N | ANEURYSM IMPLANTS |  | N. A. | N. A. | N. A. | N. A. | N. A. | N. A.
L0101.6508 | L0101.0000.6508 | SECUR, ANEURYSM CLIP, TI, STD, PERMANENT, MAX OPEN 6.5MM, BL 8.0MM, WIRE TURNING |  | L0101.0000.01 | 00 | N. A. | N. A. | N. A. | N. A. | N. A. | N. A. | N. A. | N. A. | N. A. | N. A. |  | 00 | N. A. | N. A. | N. A. | N. A. | L0101.6508 | N. A. | N. A. | N. A. | SEMIFINISHED GOODS | N. A. | N. A. | N. A. | N. A. | No | No |  | No | N. A. | N. A. | N. A. | N. A. | N. A. | N. A. | N. A. | N. A. |  | N. A. | N. A. | N. A. | Added new code as per requirement from Astik (NPD) dtd. 25FEB28 | N | ANEURYSM IMPLANTS |  | N. A. | N. A. | N. A. | N. A. | N. A. | N. A.
L0101.6508 | T0101.0000.6508 | SECUR, ANEURYSM CLIP, TI, STD, TEMPORARY, MAX OPEN 6.5MM, BL 8.0MM, WIRE TURNING |  | L0101.0000.01 | 00 | N. A. | N. A. | N. A. | N. A. | N. A. | N. A. | N. A. | N. A. | N. A. | N. A. |  | 00 | N. A. | N. A. | N. A. | N. A. | L0101.6508 | N. A. | N. A. | N. A. | SEMIFINISHED GOODS | N. A. | N. A. | N. A. | N. A. | No | No |  | No | N. A. | N. A. | N. A. | N. A. | N. A. | N. A. | N. A. | N. A. |  | N. A. | N. A. | N. A. | Added new code as per requirement from Astik (NPD) dtd. 25FEB29 | N | ANEURYSM IMPLANTS |  | N. A. | N. A. | N. A. | N. A. | N. A. | N. A.
L0101.6508 | L0102.0000.6508 | ADLER, ANEURYSM CLIP, TI, STD, PERMANENT, MAX OPEN 6.5MM, BL 8.0MM, WIRE TURNING |  | L0101.0000.01 | 00 | N. A. | N. A. | N. A. | N. A. | N. A. | N. A. | N. A. | N. A. | N. A. | N. A. |  | 00 | N. A. | N. A. | N. A. | N. A. | L0101.6508 | N. A. | N. A. | N. A. | SEMIFINISHED GOODS | N. A. | N. A. | N. A. | N. A. | No | No |  | No | N. A. | N. A. | N. A. | N. A. | N. A. | N. A. | N. A. | N. A. |  | N. A. | N. A. | N. A. | Added new code as per requirement from Astik (NPD) dtd. 25FEB30 | N | ANEURYSM IMPLANTS |  | N. A. | N. A. | N. A. | N. A. | N. A. | N. A.
L0101.6508 | T0102.0000.6508 | ADLER, ANEURYSM CLIP, TI, STD, TEMPORARY, MAX OPEN 6.5MM, BL 8.0MM, WIRE TURNING |  | L0101.0000.01 | 00 | N. A. | N. A. | N. A. | N. A. | N. A. | N. A. | N. A. | N. A. | N. A. | N. A. |  | 00 | N. A. | N. A. | N. A. | N. A. | L0101.6508 | N. A. | N. A. | N. A. | SEMIFINISHED GOODS | N. A. | N. A. | N. A. | N. A. | No | No |  | No | N. A. | N. A. | N. A. | N. A. | N. A. | N. A. | N. A. | N. A. |  | N. A. | N. A. | N. A. | Added new code as per requirement from Astik (NPD) dtd. 25FEB31 | N | ANEURYSM IMPLANTS |  | N. A. | N. A. | N. A. | N. A. | N. A. | N. A.
L0101.6208 | L0101.0000.6208 | SECUR, ANEURYSM CLIP, TI, STD, PERMANENT, MAX OPEN 6.2MM, BL 8.0MM, WIRE TURNING |  | L0101.0000.01 | 00 | N. A. | N. A. | N. A. | N. A. | N. A. | N. A. | N. A. | N. A. | N. A. | N. A. |  | 00 | N. A. | N. A. | N. A. | N. A. | L0101.6208 | ADL/NPD/2-23-01 | N. A. | N. A. | SEMIFINISHED GOODS | N. A. | N. A. | N. A. | N. A. | No | No |  | No | N. A. | N. A. | N. A. | N. A. | N. A. | N. A. | N. A. | N. A. | N. A. | N. A. | N. A. | N. A. | Added new code as per requirement from Astik (NPD) dtd. 25FEB32 | N | ANEURYSM IMPLANTS |  | N. A. | N. A. | N. A. | N. A. | N. A. | N. A.
L0101.6208 | T0101.0000.6208 | SECUR, ANEURYSM CLIP, TI, STD, TEMPORARY, MAX OPEN 6.2MM, BL 8.0MM, WIRE TURNING |  | L0101.0000.01 | 00 | N. A. | N. A. | N. A. | N. A. | N. A. | N. A. | N. A. | N. A. | N. A. | N. A. |  | 00 | N. A. | N. A. | N. A. | N. A. | L0101.6208 | ADL/NPD/2-23-01 | N. A. | N. A. | SEMIFINISHED GOODS | N. A. | N. A. | N. A. | N. A. | No | No |  | No | N. A. | N. A. | N. A. | N. A. | N. A. | N. A. | N. A. | N. A. | N. A. | N. A. | N. A. | N. A. | Added new code as per requirement from Astik (NPD) dtd. 25FEB33 | N | ANEURYSM IMPLANTS |  | N. A. | N. A. | N. A. | N. A. | N. A. | N. A.
L0101.6208 | L0102.0000.6208 | ADLER, ANEURYSM CLIP, TI, STD, PERMANENT, MAX OPEN 6.2MM, BL 8.0MM, WIRE TURNING |  | L0101.0000.01 | 00 | N. A. | N. A. | N. A. | N. A. | N. A. | N. A. | N. A. | N. A. | N. A. | N. A. |  | 00 | N. A. | N. A. | N. A. | N. A. | L0101.6208 | ADL/NPD/2-23-01 | N. A. | N. A. | SEMIFINISHED GOODS | N. A. | N. A. | N. A. | N. A. | No | No |  | No | N. A. | N. A. | N. A. | N. A. | N. A. | N. A. | N. A. | N. A. | N. A. | N. A. | N. A. | N. A. | Added new code as per requirement from Astik (NPD) dtd. 25FEB34 | N | ANEURYSM IMPLANTS |  | N. A. | N. A. | N. A. | N. A. | N. A. | N. A.
L0101.6208 | T0102.0000.6208 | ADLER, ANEURYSM CLIP, TI, STD, TEMPORARY, MAX OPEN 6.2MM, BL 8.0MM, WIRE TURNING |  | L0101.0000.01 | 00 | N. A. | N. A. | N. A. | N. A. | N. A. | N. A. | N. A. | N. A. | N. A. | N. A. |  | 00 | N. A. | N. A. | N. A. | N. A. | L0101.6208 | ADL/NPD/2-23-01 | N. A. | N. A. | SEMIFINISHED GOODS | N. A. | N. A. | N. A. | N. A. | No | No |  | No | N. A. | N. A. | N. A. | N. A. | N. A. | N. A. | N. A. | N. A. | N. A. | N. A. | N. A. | N. A. | Added new code as per requirement from Astik (NPD) dtd. 25FEB35 | N | ANEURYSM IMPLANTS |  | N. A. | N. A. | N. A. | N. A. | N. A. | N. A.
L0101.7907 | L0101.0000.7907 | SECUR, ANEURYSM CLIP, TI, STD, PERMANENT, MAX OPEN 7.9MM, BL 7.0MM, WIRE TURNING |  | L0101.0000.01 | 00 | N. A. | N. A. | N. A. | N. A. | N. A. | N. A. | N. A. | N. A. | N. A. | N. A. |  | 00 | N. A. | N. A. | N. A. | N. A. | L0101.7907 | N. A. | N. A. | N. A. | SEMIFINISHED GOODS | N. A. | N. A. | N. A. | N. A. | No | No |  | No | N. A. | N. A. | N. A. | N. A. | N. A. | N. A. | N. A. | N. A. | N. A. | N. A. | N. A. | N. A. | Added new code as per requirement from Astik (NPD) dtd. 25FEB36 | N | ANEURYSM IMPLANTS |  | N. A. | N. A. | N. A. | N. A. | N. A. | N. A.
L0101.7907 | T0101.0000.7907 | SECUR, ANEURYSM CLIP, TI, STD, TEMPORARY, MAX OPEN 7.9MM, BL 7.0MM, WIRE TURNING |  | L0101.0000.01 | 00 | N. A. | N. A. | N. A. | N. A. | N. A. | N. A. | N. A. | N. A. | N. A. | N. A. |  | 00 | N. A. | N. A. | N. A. | N. A. | L0101.7907 | N. A. | N. A. | N. A. | SEMIFINISHED GOODS | N. A. | N. A. | N. A. | N. A. | No | No |  | No | N. A. | N. A. | N. A. | N. A. | N. A. | N. A. | N. A. | N. A. | N. A. | N. A. | N. A. | N. A. | Added new code as per requirement from Astik (NPD) dtd. 25FEB37 | N | ANEURYSM IMPLANTS |  | N. A. | N. A. | N. A. | N. A. | N. A. | N. A.
L0101.7907 | L0102.0000.7907 | ADLER, ANEURYSM CLIP, TI, STD, PERMANENT, MAX OPEN 7.9MM, BL 7.0MM, WIRE TURNING |  | L0101.0000.01 | 00 | N. A. | N. A. | N. A. | N. A. | N. A. | N. A. | N. A. | N. A. | N. A. | N. A. |  | 00 | N. A. | N. A. | N. A. | N. A. | L0101.7907 | N. A. | N. A. | N. A. | SEMIFINISHED GOODS | N. A. | N. A. | N. A. | N. A. | No | No |  | No | N. A. | N. A. | N. A. | N. A. | N. A. | N. A. | N. A. | N. A. | N. A. | N. A. | N. A. | N. A. | Added new code as per requirement from Astik (NPD) dtd. 25FEB38 | N | ANEURYSM IMPLANTS |  | N. A. | N. A. | N. A. | N. A. | N. A. | N. A.
L0101.7907 | T0102.0000.7907 | ADLER, ANEURYSM CLIP, TI, STD, TEMPORARY, MAX OPEN 7.9MM, BL 7.0MM, WIRE TURNING |  | L0101.0000.01 | 00 | N. A. | N. A. | N. A. | N. A. | N. A. | N. A. | N. A. | N. A. | N. A. | N. A. |  | 00 | N. A. | N. A. | N. A. | N. A. | L0101.7907 | N. A. | N. A. | N. A. | SEMIFINISHED GOODS | N. A. | N. A. | N. A. | N. A. | No | No |  | No | N. A. | N. A. | N. A. | N. A. | N. A. | N. A. | N. A. | N. A. | N. A. | N. A. | N. A. | N. A. | Added new code as per requirement from Astik (NPD) dtd. 25FEB39 | N | ANEURYSM IMPLANTS |  | N. A. | N. A. | N. A. | N. A. | N. A. | N. A.
L0101.7207 | L0101.0000.7207 | SECUR, ANEURYSM CLIP, TI, STD, PERMANENT, MAX OPEN 7.2MM, BL 7.0MM, WIRE TURNING |  | L0101.0000.01 | 00 | N. A. | N. A. | N. A. | N. A. | N. A. | N. A. | N. A. | N. A. | N. A. | N. A. |  | 00 | N. A. | N. A. | N. A. | N. A. | L0101.7207 | N. A. | N. A. | N. A. | SEMIFINISHED GOODS | N. A. | N. A. | N. A. | N. A. | No | No |  | No | N. A. | N. A. | N. A. | N. A. | N. A. | N. A. | N. A. | N. A. | N. A. | N. A. | N. A. | N. A. | Added new code as per requirement from Astik (NPD) dtd. 25FEB40 | N | ANEURYSM IMPLANTS |  | N. A. | N. A. | N. A. | N. A. | N. A. | N. A.
L0101.7207 | T0101.0000.7207 | SECUR, ANEURYSM CLIP, TI, STD, TEMPORARY, MAX OPEN 7.2MM, BL 7.0MM, WIRE TURNING |  | L0101.0000.01 | 00 | N. A. | N. A. | N. A. | N. A. | N. A. | N. A. | N. A. | N. A. | N. A. | N. A. |  | 00 | N. A. | N. A. | N. A. | N. A. | L0101.7207 | N. A. | N. A. | N. A. | SEMIFINISHED GOODS | N. A. | N. A. | N. A. | N. A. | No | No |  | No | N. A. | N. A. | N. A. | N. A. | N. A. | N. A. | N. A. | N. A. | N. A. | N. A. | N. A. | N. A. | Added new code as per requirement from Astik (NPD) dtd. 25FEB41 | N | ANEURYSM IMPLANTS |  | N. A. | N. A. | N. A. | N. A. | N. A. | N. A.
L0101.7207 | L0102.0000.7207 | ADLER, ANEURYSM CLIP, TI, STD, PERMANENT, MAX OPEN 7.2MM, BL 7.0MM, WIRE TURNING |  | L0101.0000.01 | 00 | N. A. | N. A. | N. A. | N. A. | N. A. | N. A. | N. A. | N. A. | N. A. | N. A. |  | 00 | N. A. | N. A. | N. A. | N. A. | L0101.7207 | N. A. | N. A. | N. A. | SEMIFINISHED GOODS | N. A. | N. A. | N. A. | N. A. | No | No |  | No | N. A. | N. A. | N. A. | N. A. | N. A. | N. A. | N. A. | N. A. | N. A. | N. A. | N. A. | N. A. | Added new code as per requirement from Astik (NPD) dtd. 25FEB42 | N | ANEURYSM IMPLANTS |  | N. A. | N. A. | N. A. | N. A. | N. A. | N. A.
L0101.7207 | T0102.0000.7207 | ADLER, ANEURYSM CLIP, TI, STD, TEMPORARY, MAX OPEN 7.2MM, BL 7.0MM, WIRE TURNING |  | L0101.0000.01 | 00 | N. A. | N. A. | N. A. | N. A. | N. A. | N. A. | N. A. | N. A. | N. A. | N. A. |  | 00 | N. A. | N. A. | N. A. | N. A. | L0101.7207 | N. A. | N. A. | N. A. | SEMIFINISHED GOODS | N. A. | N. A. | N. A. | N. A. | No | No |  | No | N. A. | N. A. | N. A. | N. A. | N. A. | N. A. | N. A. | N. A. | N. A. | N. A. | N. A. | N. A. | Added new code as per requirement from Astik (NPD) dtd. 25FEB43 | N | ANEURYSM IMPLANTS |  | N. A. | N. A. | N. A. | N. A. | N. A. | N. A.
L0101.6207 | L0101.0000.6207 | SECUR, ANEURYSM CLIP, TI, STD, PERMANENT, MAX OPEN 6.2MM, BL 7.0MM, WIRE TURNING |  | L0101.0000.01 | 00 | N. A. | N. A. | N. A. | N. A. | N. A. | N. A. | N. A. | N. A. | N. A. | N. A. |  | 00 | N. A. | N. A. | N. A. | N. A. | L0101.6207 | N. A. | N. A. | N. A. | SEMIFINISHED GOODS | N. A. | N. A. | N. A. | N. A. | No | No |  | No | N. A. | N. A. | N. A. | N. A. | N. A. | N. A. | N. A. | N. A. | N. A. | N. A. | N. A. | N. A. | Added new code as per requirement from Astik (NPD) dtd. 25FEB44 | N | ANEURYSM IMPLANTS |  | N. A. | N. A. | N. A. | N. A. | N. A. | N. A.
L0101.6207 | T0101.0000.6207 | SECUR, ANEURYSM CLIP, TI, STD, TEMPORARY, MAX OPEN 6.2MM, BL 7.0MM, WIRE TURNING |  | L0101.0000.01 | 00 | N. A. | N. A. | N. A. | N. A. | N. A. | N. A. | N. A. | N. A. | N. A. | N. A. |  | 00 | N. A. | N. A. | N. A. | N. A. | L0101.6207 | N. A. | N. A. | N. A. | SEMIFINISHED GOODS | N. A. | N. A. | N. A. | N. A. | No | No |  | No | N. A. | N. A. | N. A. | N. A. | N. A. | N. A. | N. A. | N. A. | N. A. | N. A. | N. A. | N. A. | Added new code as per requirement from Astik (NPD) dtd. 25FEB45 | N | ANEURYSM IMPLANTS |  | N. A. | N. A. | N. A. | N. A. | N. A. | N. A.
L0101.6207 | L0102.0000.6207 | ADLER, ANEURYSM CLIP, TI, STD, PERMANENT, MAX OPEN 6.2MM, BL 7.0MM, WIRE TURNING |  | L0101.0000.01 | 00 | N. A. | N. A. | N. A. | N. A. | N. A. | N. A. | N. A. | N. A. | N. A. | N. A. |  | 00 | N. A. | N. A. | N. A. | N. A. | L0101.6207 | N. A. | N. A. | N. A. | SEMIFINISHED GOODS | N. A. | N. A. | N. A. | N. A. | No | No |  | No | N. A. | N. A. | N. A. | N. A. | N. A. | N. A. | N. A. | N. A. | N. A. | N. A. | N. A. | N. A. | Added new code as per requirement from Astik (NPD) dtd. 25FEB46 | N | ANEURYSM IMPLANTS |  | N. A. | N. A. | N. A. | N. A. | N. A. | N. A.
L0101.6207 | T0102.0000.6207 | ADLER, ANEURYSM CLIP, TI, STD, TEMPORARY, MAX OPEN 6.2MM, BL 7.0MM, WIRE TURNING |  | L0101.0000.01 | 00 | N. A. | N. A. | N. A. | N. A. | N. A. | N. A. | N. A. | N. A. | N. A. | N. A. |  | 00 | N. A. | N. A. | N. A. | N. A. | L0101.6207 | N. A. | N. A. | N. A. | SEMIFINISHED GOODS | N. A. | N. A. | N. A. | N. A. | No | No |  | No | N. A. | N. A. | N. A. | N. A. | N. A. | N. A. | N. A. | N. A. | N. A. | N. A. | N. A. | N. A. | Added new code as per requirement from Astik (NPD) dtd. 25FEB47 | N | ANEURYSM IMPLANTS |  | N. A. | N. A. | N. A. | N. A. | N. A. | N. A.
L0101.5707 | L0101.0000.5707 | SECUR, ANEURYSM CLIP, TI, STD, PERMANENT, MAX OPEN 5.7MM, BL 7.0MM, WIRE TURNING |  | L0101.0000.01 | 00 | N. A. | N. A. | N. A. | N. A. | N. A. | N. A. | N. A. | N. A. | N. A. | N. A. |  | 00 | N. A. | N. A. | N. A. | N. A. | L0101.5707 | N. A. | N. A. | N. A. | SEMIFINISHED GOODS | N. A. | N. A. | N. A. | N. A. | No | No |  | No | N. A. | N. A. | N. A. | N. A. | N. A. | N. A. | N. A. | N. A. | N. A. | N. A. | N. A. | N. A. | Added new code as per requirement from Astik (NPD) dtd. 25FEB48 | N | ANEURYSM IMPLANTS |  | N. A. | N. A. | N. A. | N. A. | N. A. | N. A.
L0101.5707 | T0101.0000.5707 | SECUR, ANEURYSM CLIP, TI, STD, TEMPORARY, MAX OPEN 5.7MM, BL 7.0MM, WIRE TURNING |  | L0101.0000.01 | 00 | N. A. | N. A. | N. A. | N. A. | N. A. | N. A. | N. A. | N. A. | N. A. | N. A. |  | 00 | N. A. | N. A. | N. A. | N. A. | L0101.5707 | N. A. | N. A. | N. A. | SEMIFINISHED GOODS | N. A. | N. A. | N. A. | N. A. | No | No |  | No | N. A. | N. A. | N. A. | N. A. | N. A. | N. A. | N. A. | N. A. | N. A. | N. A. | N. A. | N. A. | Added new code as per requirement from Astik (NPD) dtd. 25FEB49 | N | ANEURYSM IMPLANTS |  | N. A. | N. A. | N. A. | N. A. | N. A. | N. A.
L0101.5707 | L0102.0000.5707 | ADLER, ANEURYSM CLIP, TI, STD, PERMANENT, MAX OPEN 5.7MM, BL 7.0MM, WIRE TURNING |  | L0101.0000.01 | 00 | N. A. | N. A. | N. A. | N. A. | N. A. | N. A. | N. A. | N. A. | N. A. | N. A. |  | 00 | N. A. | N. A. | N. A. | N. A. | L0101.5707 | N. A. | N. A. | N. A. | SEMIFINISHED GOODS | N. A. | N. A. | N. A. | N. A. | No | No |  | No | N. A. | N. A. | N. A. | N. A. | N. A. | N. A. | N. A. | N. A. | N. A. | N. A. | N. A. | N. A. | Added new code as per requirement from Astik (NPD) dtd. 25FEB50 | N | ANEURYSM IMPLANTS |  | N. A. | N. A. | N. A. | N. A. | N. A. | N. A.
L0101.5707 | T0102.0000.5707 | ADLER, ANEURYSM CLIP, TI, STD, TEMPORARY, MAX OPEN 5.7MM, BL 7.0MM, WIRE TURNING |  | L0101.0000.01 | 00 | N. A. | N. A. | N. A. | N. A. | N. A. | N. A. | N. A. | N. A. | N. A. | N. A. |  | 00 | N. A. | N. A. | N. A. | N. A. | L0101.5707 | N. A. | N. A. | N. A. | SEMIFINISHED GOODS | N. A. | N. A. | N. A. | N. A. | No | No |  | No | N. A. | N. A. | N. A. | N. A. | N. A. | N. A. | N. A. | N. A. | N. A. | N. A. | N. A. | N. A. | Added new code as per requirement from Astik (NPD) dtd. 25FEB51 | N | ANEURYSM IMPLANTS |  | N. A. | N. A. | N. A. | N. A. | N. A. | N. A.
L0101.4507 | L0101.0000.4507 | SECUR, ANEURYSM CLIP, TI, STD, PERMANENT, MAX OPEN 4.5MM, BL 7.0MM, WIRE TURNING |  | L0101.0000.01 | 00 | N. A. | N. A. | N. A. | N. A. | N. A. | N. A. | N. A. | N. A. | N. A. | N. A. |  | 00 | N. A. | N. A. | N. A. | N. A. | L0101.4507 | N. A. | N. A. | N. A. | SEMIFINISHED GOODS | N. A. | N. A. | N. A. | N. A. | No | No |  | No | N. A. | N. A. | N. A. | N. A. | N. A. | N. A. | N. A. | N. A. | N. A. | N. A. | N. A. | N. A. | Added new code as per requirement from Astik (NPD) dtd. 25FEB52 | N | ANEURYSM IMPLANTS |  | N. A. | N. A. | N. A. | N. A. | N. A. | N. A.
L0101.4507 | T0101.0000.4507 | SECUR, ANEURYSM CLIP, TI, STD, TEMPORARY, MAX OPEN 4.5MM, BL 7.0MM, WIRE TURNING |  | L0101.0000.01 | 00 | N. A. | N. A. | N. A. | N. A. | N. A. | N. A. | N. A. | N. A. | N. A. | N. A. |  | 00 | N. A. | N. A. | N. A. | N. A. | L0101.4507 | N. A. | N. A. | N. A. | SEMIFINISHED GOODS | N. A. | N. A. | N. A. | N. A. | No | No |  | No | N. A. | N. A. | N. A. | N. A. | N. A. | N. A. | N. A. | N. A. | N. A. | N. A. | N. A. | N. A. | Added new code as per requirement from Astik (NPD) dtd. 25FEB53 | N | ANEURYSM IMPLANTS |  | N. A. | N. A. | N. A. | N. A. | N. A. | N. A.
L0101.4507 | L0102.0000.4507 | ADLER, ANEURYSM CLIP, TI, STD, PERMANENT, MAX OPEN 4.5MM, BL 7.0MM, WIRE TURNING |  | L0101.0000.01 | 00 | N. A. | N. A. | N. A. | N. A. | N. A. | N. A. | N. A. | N. A. | N. A. | N. A. |  | 00 | N. A. | N. A. | N. A. | N. A. | L0101.4507 | N. A. | N. A. | N. A. | SEMIFINISHED GOODS | N. A. | N. A. | N. A. | N. A. | No | No |  | No | N. A. | N. A. | N. A. | N. A. | N. A. | N. A. | N. A. | N. A. | N. A. | N. A. | N. A. | N. A. | Added new code as per requirement from Astik (NPD) dtd. 25FEB54 | N | ANEURYSM IMPLANTS |  | N. A. | N. A. | N. A. | N. A. | N. A. | N. A.
L0101.4507 | T0102.0000.4507 | ADLER, ANEURYSM CLIP, TI, STD, TEMPORARY, MAX OPEN 4.5MM, BL 7.0MM, WIRE TURNING |  | L0101.0000.01 | 00 | N. A. | N. A. | N. A. | N. A. | N. A. | N. A. | N. A. | N. A. | N. A. | N. A. |  | 00 | N. A. | N. A. | N. A. | N. A. | L0101.4507 | N. A. | N. A. | N. A. | SEMIFINISHED GOODS | N. A. | N. A. | N. A. | N. A. | No | No |  | No | N. A. | N. A. | N. A. | N. A. | N. A. | N. A. | N. A. | N. A. | N. A. | N. A. | N. A. | N. A. | Added new code as per requirement from Astik (NPD) dtd. 25FEB55 | N | ANEURYSM IMPLANTS |  | N. A. | N. A. | N. A. | N. A. | N. A. | N. A.
L0201.7503 | L0201.0000.7503 | SECUR, ANEURYSM CLIP, TI, STD, PERMANENT, FENESTRATION 3.8MM, MAX OPEN 7.5MM, BL 3.0MM, WIRE TURNING |  | L0201.0000.01 | 00 | N. A. | N. A. | N. A. | N. A. | N. A. | N. A. | N. A. | N. A. | N. A. | N. A. |  | 00 | N. A. | N. A. | N. A. | N. A. | L0201.7503 | N. A. | N. A. | N. A. | SEMIFINISHED GOODS | N. A. | N. A. | N. A. | N. A. | No | No |  | No | N. A. | N. A. | N. A. | N. A. | N. A. | N. A. | N. A. | N. A. | N. A. | N. A. | N. A. | N. A. | Added new code as per requirement from Astik (NPD) dtd. 25FEB88 | N | ANEURYSM IMPLANTS |  | N. A. | N. A. | N. A. | N. A. | N. A. | N. A.
L0201.7503 | T0201.0000.7503 | SECUR, ANEURYSM CLIP, TI, STD, TEMPORARY, FENESTRATION 3.8MM, MAX OPEN 7.5MM, BL 3.0MM, WIRE TURNING |  | L0201.0000.01 | 00 | N. A. | N. A. | N. A. | N. A. | N. A. | N. A. | N. A. | N. A. | N. A. | N. A. |  | 00 | N. A. | N. A. | N. A. | N. A. | L0201.7503 | N. A. | N. A. | N. A. | SEMIFINISHED GOODS | N. A. | N. A. | N. A. | N. A. | No | No |  | No | N. A. | N. A. | N. A. | N. A. | N. A. | N. A. | N. A. | N. A. | N. A. | N. A. | N. A. | N. A. | Added new code as per requirement from Astik (NPD) dtd. 25FEB89 | N | ANEURYSM IMPLANTS |  | N. A. | N. A. | N. A. | N. A. | N. A. | N. A.
L0201.7503 | L0202.0000.7503 | ADLER, ANEURYSM CLIP, TI, STD, PERMANENT, FENESTRATION 3.8MM, MAX OPEN 7.5MM, BL 3.0MM, WIRE TURNING |  | L0201.0000.01 | 00 | N. A. | N. A. | N. A. | N. A. | N. A. | N. A. | N. A. | N. A. | N. A. | N. A. |  | 00 | N. A. | N. A. | N. A. | N. A. | L0201.7503 | N. A. | N. A. | N. A. | SEMIFINISHED GOODS | N. A. | N. A. | N. A. | N. A. | No | No |  | No | N. A. | N. A. | N. A. | N. A. | N. A. | N. A. | N. A. | N. A. | N. A. | N. A. | N. A. | N. A. | Added new code as per requirement from Astik (NPD) dtd. 25FEB90 | N | ANEURYSM IMPLANTS |  | N. A. | N. A. | N. A. | N. A. | N. A. | N. A.
L0201.7503 | T0202.0000.7503 | ADLER, ANEURYSM CLIP, TI, STD, TEMPORARY, FENESTRATION 3.8MM, MAX OPEN 7.5MM, BL 3.0MM, WIRE TURNING |  | L0201.0000.01 | 00 | N. A. | N. A. | N. A. | N. A. | N. A. | N. A. | N. A. | N. A. | N. A. | N. A. |  | 00 | N. A. | N. A. | N. A. | N. A. | L0201.7503 | N. A. | N. A. | N. A. | SEMIFINISHED GOODS | N. A. | N. A. | N. A. | N. A. | No | No |  | No | N. A. | N. A. | N. A. | N. A. | N. A. | N. A. | N. A. | N. A. | N. A. | N. A. | N. A. | N. A. | Added new code as per requirement from Astik (NPD) dtd. 25FEB91 | N | ANEURYSM IMPLANTS |  | N. A. | N. A. | N. A. | N. A. | N. A. | N. A.
L0201.7405 | L0201.0000.7405 | SECUR, ANEURYSM CLIP, TI, STD, PERMANENT, FENESTRATION 3.8MM, MAX OPEN 7.4MM, BL 5.0MM, WIRE TURNING |  | L0201.0000.01 | 00 | N. A. | N. A. | N. A. | N. A. | N. A. | N. A. | N. A. | N. A. | N. A. | N. A. |  | 00 | N. A. | N. A. | N. A. | N. A. | L0201.7405 | N. A. | N. A. | N. A. | SEMIFINISHED GOODS | N. A. | N. A. | N. A. | N. A. | No | No |  | No | N. A. | N. A. | N. A. | N. A. | N. A. | N. A. | N. A. | N. A. |  | N. A. | N. A. | N. A. | Added new code as per requirement from Astik (NPD) dtd. 25FEB92 | N | ANEURYSM IMPLANTS |  | N. A. | N. A. | N. A. | N. A. | N. A. | N. A.
L0201.7405 | T0201.0000.7405 | SECUR, ANEURYSM CLIP, TI, STD, TEMPORARY, FENESTRATION 3.8MM, MAX OPEN 7.4MM, BL 5.0MM, WIRE TURNING |  | L0201.0000.01 | 00 | N. A. | N. A. | N. A. | N. A. | N. A. | N. A. | N. A. | N. A. | N. A. | N. A. |  | 00 | N. A. | N. A. | N. A. | N. A. | L0201.7405 | N. A. | N. A. | N. A. | SEMIFINISHED GOODS | N. A. | N. A. | N. A. | N. A. | No | No |  | No | N. A. | N. A. | N. A. | N. A. | N. A. | N. A. | N. A. | N. A. |  | N. A. | N. A. | N. A. | Added new code as per requirement from Astik (NPD) dtd. 25FEB93 | N | ANEURYSM IMPLANTS |  | N. A. | N. A. | N. A. | N. A. | N. A. | N. A.
L0201.7405 | L0202.0000.7405 | ADLER, ANEURYSM CLIP, TI, STD, PERMANENT, FENESTRATION 3.8MM, MAX OPEN 7.4MM, BL 5.0MM, WIRE TURNING |  | L0201.0000.01 | 00 | N. A. | N. A. | N. A. | N. A. | N. A. | N. A. | N. A. | N. A. | N. A. | N. A. |  | 00 | N. A. | N. A. | N. A. | N. A. | L0201.7405 | N. A. | N. A. | N. A. | SEMIFINISHED GOODS | N. A. | N. A. | N. A. | N. A. | No | No |  | No | N. A. | N. A. | N. A. | N. A. | N. A. | N. A. | N. A. | N. A. |  | N. A. | N. A. | N. A. | Added new code as per requirement from Astik (NPD) dtd. 25FEB94 | N | ANEURYSM IMPLANTS |  | N. A. | N. A. | N. A. | N. A. | N. A. | N. A.
L0201.7405 | T0202.0000.7405 | ADLER, ANEURYSM CLIP, TI, STD, TEMPORARY, FENESTRATION 3.8MM, MAX OPEN 7.4MM, BL 5.0MM, WIRE TURNING |  | L0201.0000.01 | 00 | N. A. | N. A. | N. A. | N. A. | N. A. | N. A. | N. A. | N. A. | N. A. | N. A. |  | 00 | N. A. | N. A. | N. A. | N. A. | L0201.7405 | N. A. | N. A. | N. A. | SEMIFINISHED GOODS | N. A. | N. A. | N. A. | N. A. | No | No |  | No | N. A. | N. A. | N. A. | N. A. | N. A. | N. A. | N. A. | N. A. |  | N. A. | N. A. | N. A. | Added new code as per requirement from Astik (NPD) dtd. 25FEB95 | N | ANEURYSM IMPLANTS |  | N. A. | N. A. | N. A. | N. A. | N. A. | N. A.
L0201.5805 | L0201.0000.5805 | SECUR, ANEURYSM CLIP, TI, STD, PERMANENT, FENESTRATION 3.8MM, MAX OPEN 5.8MM, BL 5.0MM, WIRE TURNING |  | L0201.0000.01 | 00 | N. A. | N. A. | N. A. | N. A. | N. A. | N. A. | N. A. | N. A. | N. A. | N. A. |  | 00 | N. A. | N. A. | N. A. | N. A. | L0201.5805 | N. A. | N. A. | N. A. | SEMIFINISHED GOODS | N. A. | N. A. | N. A. | N. A. | No | No |  | No | N. A. | N. A. | N. A. | N. A. | N. A. | N. A. | N. A. | N. A. | N. A. | N. A. | N. A. | N. A. | Added new code as per requirement from Astik (NPD) dtd. 25FEB96 | N | ANEURYSM IMPLANTS |  | N. A. | N. A. | N. A. | N. A. | N. A. | N. A.
L0201.5805 | T0201.0000.5805 | SECUR, ANEURYSM CLIP, TI, STD, TEMPORARY, FENESTRATION 3.8MM, MAX OPEN 5.8MM, BL 5.0MM, WIRE TURNING |  | L0201.0000.01 | 00 | N. A. | N. A. | N. A. | N. A. | N. A. | N. A. | N. A. | N. A. | N. A. | N. A. |  | 00 | N. A. | N. A. | N. A. | N. A. | L0201.5805 | N. A. | N. A. | N. A. | SEMIFINISHED GOODS | N. A. | N. A. | N. A. | N. A. | No | No |  | No | N. A. | N. A. | N. A. | N. A. | N. A. | N. A. | N. A. | N. A. | N. A. | N. A. | N. A. | N. A. | Added new code as per requirement from Astik (NPD) dtd. 25FEB97 | N | ANEURYSM IMPLANTS |  | N. A. | N. A. | N. A. | N. A. | N. A. | N. A.
L0201.5805 | L0202.0000.5805 | ADLER, ANEURYSM CLIP, TI, STD, PERMANENT, FENESTRATION 3.8MM, MAX OPEN 5.8MM, BL 5.0MM, WIRE TURNING |  | L0201.0000.01 | 00 | N. A. | N. A. | N. A. | N. A. | N. A. | N. A. | N. A. | N. A. | N. A. | N. A. |  | 00 | N. A. | N. A. | N. A. | N. A. | L0201.5805 | N. A. | N. A. | N. A. | SEMIFINISHED GOODS | N. A. | N. A. | N. A. | N. A. | No | No |  | No | N. A. | N. A. | N. A. | N. A. | N. A. | N. A. | N. A. | N. A. | N. A. | N. A. | N. A. | N. A. | Added new code as per requirement from Astik (NPD) dtd. 25FEB98 | N | ANEURYSM IMPLANTS |  | N. A. | N. A. | N. A. | N. A. | N. A. | N. A.
L0201.5805 | T0202.0000.5805 | ADLER, ANEURYSM CLIP, TI, STD, TEMPORARY, FENESTRATION 3.8MM, MAX OPEN 5.8MM, BL 5.0MM, WIRE TURNING |  | L0201.0000.01 | 00 | N. A. | N. A. | N. A. | N. A. | N. A. | N. A. | N. A. | N. A. | N. A. | N. A. |  | 00 | N. A. | N. A. | N. A. | N. A. | L0201.5805 | N. A. | N. A. | N. A. | SEMIFINISHED GOODS | N. A. | N. A. | N. A. | N. A. | No | No |  | No | N. A. | N. A. | N. A. | N. A. | N. A. | N. A. | N. A. | N. A. | N. A. | N. A. | N. A. | N. A. | Added new code as per requirement from Astik (NPD) dtd. 25FEB99 | N | ANEURYSM IMPLANTS |  | N. A. | N. A. | N. A. | N. A. | N. A. | N. A.
L0201.4905 | L0201.0000.4905 | SECUR, ANEURYSM CLIP, TI, STD, PERMANENT, FENESTRATION 3.8MM, MAX OPEN 4.9MM, BL 5.0MM, WIRE TURNING |  | L0201.0000.01 | 00 | N. A. | N. A. | N. A. | N. A. | N. A. | N. A. | N. A. | N. A. | N. A. | N. A. |  | 00 | N. A. | N. A. | N. A. | N. A. | L0201.4905 | N. A. | N. A. | N. A. | SEMIFINISHED GOODS | N. A. | N. A. | N. A. | N. A. | No | No |  | No | N. A. | N. A. | N. A. | N. A. | N. A. | N. A. | N. A. | N. A. | N. A. | N. A. | N. A. | N. A. | Added new code as per requirement from Astik (NPD) dtd. 25FEB100 | N | ANEURYSM IMPLANTS |  | N. A. | N. A. | N. A. | N. A. | N. A. | N. A.
L0201.4905 | T0201.0000.4905 | SECUR, ANEURYSM CLIP, TI, STD, TEMPORARY, FENESTRATION 3.8MM, MAX OPEN 4.9MM, BL 5.0MM, WIRE TURNING |  | L0201.0000.01 | 00 | N. A. | N. A. | N. A. | N. A. | N. A. | N. A. | N. A. | N. A. | N. A. | N. A. |  | 00 | N. A. | N. A. | N. A. | N. A. | L0201.4905 | N. A. | N. A. | N. A. | SEMIFINISHED GOODS | N. A. | N. A. | N. A. | N. A. | No | No |  | No | N. A. | N. A. | N. A. | N. A. | N. A. | N. A. | N. A. | N. A. | N. A. | N. A. | N. A. | N. A. | Added new code as per requirement from Astik (NPD) dtd. 25FEB101 | N | ANEURYSM IMPLANTS |  | N. A. | N. A. | N. A. | N. A. | N. A. | N. A.
L0201.4905 | L0202.0000.4905 | ADLER, ANEURYSM CLIP, TI, STD, PERMANENT, FENESTRATION 3.8MM, MAX OPEN 4.9MM, BL 5.0MM, WIRE TURNING |  | L0201.0000.01 | 00 | N. A. | N. A. | N. A. | N. A. | N. A. | N. A. | N. A. | N. A. | N. A. | N. A. |  | 00 | N. A. | N. A. | N. A. | N. A. | L0201.4905 | N. A. | N. A. | N. A. | SEMIFINISHED GOODS | N. A. | N. A. | N. A. | N. A. | No | No |  | No | N. A. | N. A. | N. A. | N. A. | N. A. | N. A. | N. A. | N. A. | N. A. | N. A. | N. A. | N. A. | Added new code as per requirement from Astik (NPD) dtd. 25FEB102 | N | ANEURYSM IMPLANTS |  | N. A. | N. A. | N. A. | N. A. | N. A. | N. A.
L0201.4905 | T0202.0000.4905 | ADLER, ANEURYSM CLIP, TI, STD, TEMPORARY, FENESTRATION 3.8MM, MAX OPEN 4.9MM, BL 5.0MM, WIRE TURNING |  | L0201.0000.01 | 00 | N. A. | N. A. | N. A. | N. A. | N. A. | N. A. | N. A. | N. A. | N. A. | N. A. |  | 00 | N. A. | N. A. | N. A. | N. A. | L0201.4905 | N. A. | N. A. | N. A. | SEMIFINISHED GOODS | N. A. | N. A. | N. A. | N. A. | No | No |  | No | N. A. | N. A. | N. A. | N. A. | N. A. | N. A. | N. A. | N. A. | N. A. | N. A. | N. A. | N. A. | Added new code as per requirement from Astik (NPD) dtd. 25FEB103 | N | ANEURYSM IMPLANTS |  | N. A. | N. A. | N. A. | N. A. | N. A. | N. A.
L0201.7507 | L0201.0000.7507 | SECUR, ANEURYSM CLIP, TI, STD, PERMANENT, FENESTRATION 3.8MM, MAX OPEN 7.5MM, BL 7.0MM, WIRE TURNING |  | L0201.0000.01 | 00 | N. A. | N. A. | N. A. | N. A. | N. A. | N. A. | N. A. | N. A. | N. A. | N. A. |  | 00 | N. A. | N. A. | N. A. | N. A. | L0201.7507 | N. A. | N. A. | N. A. | SEMIFINISHED GOODS | N. A. | N. A. | N. A. | N. A. | No | No |  | No | N. A. | N. A. | N. A. | N. A. | N. A. | N. A. | N. A. | N. A. | N. A. | N. A. | N. A. | N. A. | Added new code as per requirement from Astik (NPD) dtd. 25FEB104 | N | ANEURYSM IMPLANTS |  | N. A. | N. A. | N. A. | N. A. | N. A. | N. A.
L0201.7507 | T0201.0000.7507 | SECUR, ANEURYSM CLIP, TI, STD, TEMPORARY, FENESTRATION 3.8MM, MAX OPEN 7.5MM, BL 7.0MM, WIRE TURNING |  | L0201.0000.01 | 00 | N. A. | N. A. | N. A. | N. A. | N. A. | N. A. | N. A. | N. A. | N. A. | N. A. |  | 00 | N. A. | N. A. | N. A. | N. A. | L0201.7507 | N. A. | N. A. | N. A. | SEMIFINISHED GOODS | N. A. | N. A. | N. A. | N. A. | No | No |  | No | N. A. | N. A. | N. A. | N. A. | N. A. | N. A. | N. A. | N. A. | N. A. | N. A. | N. A. | N. A. | Added new code as per requirement from Astik (NPD) dtd. 25FEB105 | N | ANEURYSM IMPLANTS |  | N. A. | N. A. | N. A. | N. A. | N. A. | N. A.
L0201.7507 | L0202.0000.7507 | ADLER, ANEURYSM CLIP, TI, STD, PERMANENT, FENESTRATION 3.8MM, MAX OPEN 7.5MM, BL 7.0MM, WIRE TURNING |  | L0201.0000.01 | 00 | N. A. | N. A. | N. A. | N. A. | N. A. | N. A. | N. A. | N. A. | N. A. | N. A. |  | 00 | N. A. | N. A. | N. A. | N. A. | L0201.7507 | N. A. | N. A. | N. A. | SEMIFINISHED GOODS | N. A. | N. A. | N. A. | N. A. | No | No |  | No | N. A. | N. A. | N. A. | N. A. | N. A. | N. A. | N. A. | N. A. | N. A. | N. A. | N. A. | N. A. | Added new code as per requirement from Astik (NPD) dtd. 25FEB106 | N | ANEURYSM IMPLANTS |  | N. A. | N. A. | N. A. | N. A. | N. A. | N. A.
L0201.7507 | T0202.0000.7507 | ADLER, ANEURYSM CLIP, TI, STD, TEMPORARY, FENESTRATION 3.8MM, MAX OPEN 7.5MM, BL 7.0MM, WIRE TURNING |  | L0201.0000.01 | 00 | N. A. | N. A. | N. A. | N. A. | N. A. | N. A. | N. A. | N. A. | N. A. | N. A. |  | 00 | N. A. | N. A. | N. A. | N. A. | L0201.7507 | N. A. | N. A. | N. A. | SEMIFINISHED GOODS | N. A. | N. A. | N. A. | N. A. | No | No |  | No | N. A. | N. A. | N. A. | N. A. | N. A. | N. A. | N. A. | N. A. | N. A. | N. A. | N. A. | N. A. | Added new code as per requirement from Astik (NPD) dtd. 25FEB107 | N | ANEURYSM IMPLANTS |  | N. A. | N. A. | N. A. | N. A. | N. A. | N. A.
L0201.7508 | L0201.0000.7508 | SECUR, ANEURYSM CLIP, TI, STD, PERMANENT, FENESTRATION 3.8MM, MAX OPEN 7.5MM, BL 8.0MM, WIRE TURNING |  | L0201.0000.01 | 00 | N. A. | N. A. | N. A. | N. A. | N. A. | N. A. | N. A. | N. A. | N. A. | N. A. |  | 00 | N. A. | N. A. | N. A. | N. A. | L0201.7508 | N. A. | N. A. | N. A. | SEMIFINISHED GOODS | N. A. | N. A. | N. A. | N. A. | No | No |  | No | N. A. | N. A. | N. A. | N. A. | N. A. | N. A. | N. A. | N. A. | N. A. | N. A. | N. A. | N. A. | Added new code as per requirement from Astik (NPD) dtd. 25FEB108 | N | ANEURYSM IMPLANTS |  | N. A. | N. A. | N. A. | N. A. | N. A. | N. A.
L0201.7508 | T0201.0000.7508 | SECUR, ANEURYSM CLIP, TI, STD, TEMPORARY, FENESTRATION 3.8MM, MAX OPEN 7.5MM, BL 8.0MM, WIRE TURNING |  | L0201.0000.01 | 00 | N. A. | N. A. | N. A. | N. A. | N. A. | N. A. | N. A. | N. A. | N. A. | N. A. |  | 00 | N. A. | N. A. | N. A. | N. A. | L0201.7508 | N. A. | N. A. | N. A. | SEMIFINISHED GOODS | N. A. | N. A. | N. A. | N. A. | No | No |  | No | N. A. | N. A. | N. A. | N. A. | N. A. | N. A. | N. A. | N. A. | N. A. | N. A. | N. A. | N. A. | Added new code as per requirement from Astik (NPD) dtd. 25FEB109 | N | ANEURYSM IMPLANTS |  | N. A. | N. A. | N. A. | N. A. | N. A. | N. A.
L0201.7508 | L0202.0000.7508 | ADLER, ANEURYSM CLIP, TI, STD, PERMANENT, FENESTRATION 3.8MM, MAX OPEN 7.5MM, BL 8.0MM, WIRE TURNING |  | L0201.0000.01 | 00 | N. A. | N. A. | N. A. | N. A. | N. A. | N. A. | N. A. | N. A. | N. A. | N. A. |  | 00 | N. A. | N. A. | N. A. | N. A. | L0201.7508 | N. A. | N. A. | N. A. | SEMIFINISHED GOODS | N. A. | N. A. | N. A. | N. A. | No | No |  | No | N. A. | N. A. | N. A. | N. A. | N. A. | N. A. | N. A. | N. A. | N. A. | N. A. | N. A. | N. A. | Added new code as per requirement from Astik (NPD) dtd. 25FEB110 | N | ANEURYSM IMPLANTS |  | N. A. | N. A. | N. A. | N. A. | N. A. | N. A.
L0201.7508 | T0202.0000.7508 | ADLER, ANEURYSM CLIP, TI, STD, TEMPORARY, FENESTRATION 3.8MM, MAX OPEN 7.5MM, BL 8.0MM, WIRE TURNING |  | L0201.0000.01 | 00 | N. A. | N. A. | N. A. | N. A. | N. A. | N. A. | N. A. | N. A. | N. A. | N. A. |  | 00 | N. A. | N. A. | N. A. | N. A. | L0201.7508 | N. A. | N. A. | N. A. | SEMIFINISHED GOODS | N. A. | N. A. | N. A. | N. A. | No | No |  | No | N. A. | N. A. | N. A. | N. A. | N. A. | N. A. | N. A. | N. A. | N. A. | N. A. | N. A. | N. A. | Added new code as per requirement from Astik (NPD) dtd. 25FEB111 | N | ANEURYSM IMPLANTS |  | N. A. | N. A. | N. A. | N. A. | N. A. | N. A.
L0201.7210 | L0201.0000.7210 | SECUR, ANEURYSM CLIP, TI, STD, PERMANENT, FENESTRATION 3.8MM, MAX OPEN 7.2MM, BL 10.0MM, WIRE TURNING |  | L0201.0000.01 | 00 | N. A. | N. A. | N. A. | N. A. | N. A. | N. A. | N. A. | N. A. | N. A. | N. A. |  | 00 | N. A. | N. A. | N. A. | N. A. | L0201.7210 | N. A. | N. A. | N. A. | SEMIFINISHED GOODS | N. A. | N. A. | N. A. | N. A. | No | No |  | No | N. A. | N. A. | N. A. | N. A. | N. A. | N. A. | N. A. | N. A. |  | N. A. | N. A. | N. A. | Added new code as per requirement from Astik (NPD) dtd. 25FEB112 | N | ANEURYSM IMPLANTS |  | N. A. | N. A. | N. A. | N. A. | N. A. | N. A.
L0201.7210 | T0201.0000.7210 | SECUR, ANEURYSM CLIP, TI, STD, TEMPORARY, FENESTRATION 3.8MM, MAX OPEN 7.2MM, BL 10.0MM, WIRE TURNING |  | L0201.0000.01 | 00 | N. A. | N. A. | N. A. | N. A. | N. A. | N. A. | N. A. | N. A. | N. A. | N. A. |  | 00 | N. A. | N. A. | N. A. | N. A. | L0201.7210 | N. A. | N. A. | N. A. | SEMIFINISHED GOODS | N. A. | N. A. | N. A. | N. A. | No | No |  | No | N. A. | N. A. | N. A. | N. A. | N. A. | N. A. | N. A. | N. A. |  | N. A. | N. A. | N. A. | Added new code as per requirement from Astik (NPD) dtd. 25FEB113 | N | ANEURYSM IMPLANTS |  | N. A. | N. A. | N. A. | N. A. | N. A. | N. A.
L0201.7210 | L0202.0000.7210 | ADLER, ANEURYSM CLIP, TI, STD, PERMANENT, FENESTRATION 3.8MM, MAX OPEN 7.2MM, BL 10.0MM, WIRE TURNING |  | L0201.0000.01 | 00 | N. A. | N. A. | N. A. | N. A. | N. A. | N. A. | N. A. | N. A. | N. A. | N. A. |  | 00 | N. A. | N. A. | N. A. | N. A. | L0201.7210 | N. A. | N. A. | N. A. | SEMIFINISHED GOODS | N. A. | N. A. | N. A. | N. A. | No | No |  | No | N. A. | N. A. | N. A. | N. A. | N. A. | N. A. | N. A. | N. A. |  | N. A. | N. A. | N. A. | Added new code as per requirement from Astik (NPD) dtd. 25FEB114 | N | ANEURYSM IMPLANTS |  | N. A. | N. A. | N. A. | N. A. | N. A. | N. A.
L0201.7210 | T0202.0000.7210 | ADLER, ANEURYSM CLIP, TI, STD, TEMPORARY, FENESTRATION 3.8MM, MAX OPEN 7.2MM, BL 10.0MM, WIRE TURNING |  | L0201.0000.01 | 00 | N. A. | N. A. | N. A. | N. A. | N. A. | N. A. | N. A. | N. A. | N. A. | N. A. |  | 00 | N. A. | N. A. | N. A. | N. A. | L0201.7210 | N. A. | N. A. | N. A. | SEMIFINISHED GOODS | N. A. | N. A. | N. A. | N. A. | No | No |  | No | N. A. | N. A. | N. A. | N. A. | N. A. | N. A. | N. A. | N. A. |  | N. A. | N. A. | N. A. | Added new code as per requirement from Astik (NPD) dtd. 25FEB115 | N | ANEURYSM IMPLANTS |  | N. A. | N. A. | N. A. | N. A. | N. A. | N. A.
I0580.01 | I0580.01 | ATLAS DF RULER |  | I0580.01 | 00 | N. A. | N. A. | N. A. | N. A. | N. A. | N. A. | N. A. | N. A. | N. A. | N. A. |  | 00 | N. A. | N. A. | N. A. | N. A. | I0580.01 |  | IU/5 | Class A | FINISHED GOODS | ATLAS™ | DISTAL FEMUR | RULER | 17 | No | Yes |  | No | N. A. | No | N. A. | No | Yes | No | No | M. L.: MFG/MD/2023/000312 |  | 1 | ATLAS PRODUCTS\INSTRUMENTS | N. A. | Added new code on 03MAR24 | N | Intramedullary Locking Nail Instrument Sets |  | No | No | Yes | No | Yes | N. A.
I0592.13 | I0592.13 | ATLAS FLEXIBLE REAMER 13MM |  | I0592.13 | 00 | N. A. | N. A. | N. A. | N. A. | N. A. | N. A. | N. A. | N. A. | N. A. | N. A. |  | 00 | N. A. | N. A. | N. A. | N. A. | I0592.13 | TF-IN | IU/5 | Class B | FINISHED GOODS | ATLAS™ | FLEXIBLE REAMER | FLEXIBLE REAMER 13MM | 17 | No | Yes |  | No | N. A. | No | N. A. | No | Yes | No | No | M. L.: MFG/MD/2023/000312 |  | 1 | ATLAS PRODUCTS\INSTRUMENTS | N. A. | Added new code on 03MAR2024 | N | Intramedullary Locking Nail Instrument Sets |  | No | No | Yes | No | Yes | N. A.
I0593.02 | I0593.02 | ATLAS DF DRILL GUIDE |  | I0593.02 | 00 | N. A. | N. A. | N. A. | N. A. | N. A. | N. A. | N. A. | N. A. | N. A. | N. A. |  | 00 | N. A. | N. A. | N. A. | N. A. | I0593.02 | TF-IN | IU/5 | Class B | FINISHED GOODS | ATLAS™ | DISTAL FEMUR | DRILL GUIDE | 17 | No | Yes |  | No | N. A. | No | N. A. | No | Yes | No | No | M. L.: MFG/MD/2023/000312 |  | 1 | ATLAS PRODUCTS\INSTRUMENTS | N. A. | Added new code on 03MAR2024 | N | Intramedullary Locking Nail Instrument Sets |  | No | No | Yes | No | Yes | N. A.
I0602.00 | I0602.00 | ATLAS DF AIMING DEVICE |  | I0602.00 | 00 | N. A. | N. A. | N. A. | N. A. | N. A. | N. A. | N. A. | N. A. | N. A. | N. A. |  | 00 | N. A. | N. A. | N. A. | N. A. | I0602.00 | TF-IN | IU/5 | Class B | FINISHED GOODS | ATLAS™ | DISTAL FEMUR | AMING DEVICE | 17 | No | Yes |  | No | N. A. | No | N. A. | No | Yes | No | No | M. L.: MFG/MD/2023/000312 |  | 1 | ATLAS PRODUCTS\INSTRUMENTS | N. A. | Added new code on 03MAR2024 | N | Intramedullary Locking Nail Instrument Sets |  | No | No | Yes | No | Yes | N. A.
I0602.01 | I0602.01 | ATLAS DF CONNECTION BOLT |  | I0602.01 | 00 | N. A. | N. A. | N. A. | N. A. | N. A. | N. A. | N. A. | N. A. | N. A. | N. A. |  | 00 | N. A. | N. A. | N. A. | N. A. | I0602.01 | TF-IN | IU/5 | Class B | FINISHED GOODS | ATLAS™ | DISTAL FEMUR | CONNECTION BOLT | 17 | No | Yes |  | No | N. A. | No | N. A. | No | Yes | No | No | M. L.: MFG/MD/2023/000312 |  | 1 | ATLAS PRODUCTS\INSTRUMENTS | N. A. | Added new code on 03MAR2024 | N | Intramedullary Locking Nail Instrument Sets |  | No | No | Yes | No | Yes | N. A.
D0101.3200 | D0101.3200 | ATLAS DFN RETROGRADE INSTRUMENT CASE |  | D0101.3200 | 00 | N. A. | N. A. | N. A. | N. A. | N. A. | N. A. | N. A. | N. A. | N. A. | N. A. |  | 00 | N. A. | N. A. | N. A. | N. A. | D0101.3200 | N. A. | IU/5 | Class B | FINISHED GOODS | ATLAS™ | DISTAL FEMORAL NAIL | DFN RETROGRADE INSTRUMENT CASE | 17 | No | Yes |  | No | N. A. | No | N. A. | No | Yes | No | No | M. L.: MFG/MD/2022/63252 |  | 1 | ADLER PRODUCTS\CASES AND TRAYS |  | Description changed as per mail from Dinesh on 22MAR2024 | N | CONTAINERS |  | No | No | Yes | No | Yes | N. A.
D0101.3200.01 | D0101.3200.01 | ATLAS DFN RETROGRADE INSTRUMENT CASE, BASE |  | D0101.3200.01 | 00 | N. A. | N. A. | N. A. | N. A. | N. A. | N. A. | N. A. | N. A. | N. A. | N. A. |  | 00 | N. A. | N. A. | N. A. | N. A. | D0101.3200.01 | N. A. | IU/5 | Class B | SEMIFINISHED GOODS | ATLAS™ | DISTAL FEMORAL NAIL | N. A. | N. A. | N. A. | N. A. | N. A. | N. A. | N. A. | N. A. | N. A. | N. A. | N. A. | N. A. | N. A. | N. A. | N. A. | N. A. | N. A. |  | Description changed as per mail from Dinesh on 22MAR2024 | N | N. A. |  | N. A. | N. A. | N. A. | N. A. | N. A. | N. A.
D0101.3200.02 | D0101.3200.02 | ATLAS DFN RETROGRADE INSTRUMENT CASE, LID |  | D0101.3200.02 | 00 | N. A. | N. A. | N. A. | N. A. | N. A. | N. A. | N. A. | N. A. | N. A. | N. A. |  | 00 | N. A. | N. A. | N. A. | N. A. | D0101.3200.02 | N. A. | IU/5 | Class B | SEMIFINISHED GOODS | ATLAS™ | DISTAL FEMORAL NAIL | N. A. | N. A. | N. A. | N. A. | N. A. | N. A. | N. A. | N. A. | N. A. | N. A. | N. A. | N. A. | N. A. | N. A. | N. A. | N. A. | N. A. |  | Description changed as per mail from Dinesh on 22MAR2024 | N | N. A. |  | N. A. | N. A. | N. A. | N. A. | N. A. | N. A.
D0102.3005 | D0102.3005 | ATLAS DFN RETROGRADE INSTRUMENT TRAY |  | D0102.3005 | 00 | N. A. | N. A. | N. A. | N. A. | QPR/D0102.3005, QPF/D0102.3005 | 00 | N. A. | N. A. | N. A. | N. A. | PS/D0102.3005 | 00 | N. A. | N. A. | N. A. | N. A. | D0102.3005 | N. A. | N. A. | Class A | FINISHED GOODS | ATLAS™ | DISTAL FEMORAL NAIL | DFN RETROGRADE INSTRUMENT TRAY | 17 | No | Yes |  | No | N. A. | No | N. A. | No | Yes | No | No | M. L.: MFG/MD/2022/63252 |  | 1 | ADLER PRODUCTS\CASES AND TRAYS | N. A. | Description changed as per mail from Dinesh on 22MAR2024 | N | CONTAINERS |  | No | No | Yes | No | Yes | N. A.
I0304.00 | I0304.00 | ATLAS DFN CAP, 0 MM |  | I0304.00 | 00 | N. A. | N. A. | N. A. | N. A. | N. A. | N. A. | N. A. | N. A. | N. A. | N. A. |  | 00 | N. A. | N. A. | N. A. | N. A. | I0304.00 |  | IU/7 | Class C | FINISHED GOODS | ATLAS™ | DISTAL FEMORAL NAIL | DFN CAP, 0 MM | 16 | No | Yes |  | No | N. A. | No | N. A. | No | Yes | No | Yes | M. L.: MFG/MD/2021/000369 |  | 1 | ATLAS PRODUCTS\ATLAS IMPLANTS\END CAPS | N. A. | Change the description as per mail from Dinesh on 22MAR2024 | N | IM NAILS |  | 1 | No | Yes | Yes | Yes | N. A.
I0304.05 | I0304.05 | ATLAS DFN CAP, 5MM |  | I0304.05 | 00 | N. A. | N. A. | N. A. | N. A. | N. A. | N. A. | N. A. | N. A. | N. A. | N. A. |  | 00 | N. A. | N. A. | N. A. | N. A. | I0304.05 |  | IU/7 | Class C | FINISHED GOODS | ATLAS™ | DISTAL FEMORAL NAIL | DFN CAP, 5 MM | 16 | No | Yes |  | No | N. A. | No | N. A. | No | Yes | No | Yes | M. L.: MFG/MD/2021/000369 |  | 1 | ATLAS PRODUCTS\ATLAS IMPLANTS\END CAPS | N. A. | Change the description as per mail from Dinesh on 22MAR2024 | N | IM NAILS |  | 1 | No | Yes | Yes | Yes | N. A.
I0304.10 | I0304.10 | ATLAS DFN CAP, 10MM |  | I0304.10 | 00 | N. A. | N. A. | N. A. | N. A. | N. A. | N. A. | N. A. | N. A. | N. A. | N. A. |  | 00 | N. A. | N. A. | N. A. | N. A. | I0304.10 |  | IU/7 | Class C | FINISHED GOODS | ATLAS™ | DISTAL FEMORAL NAIL | DFN CAP, 10 MM | 16 | No | Yes |  | No | N. A. | No | N. A. | No | Yes | No | Yes | M. L.: MFG/MD/2021/000369 |  | 1 | ATLAS PRODUCTS\ATLAS IMPLANTS\END CAPS | N. A. | Change the description as per mail from Dinesh on 22MAR2024 | N | IM NAILS |  | 1 | No | Yes | Yes | Yes | N. A.
L0301.0000.01 | L0301.0000.3505 | SECUR, ANEURYSM CLIP, TI, MINI, PERMANENT, MAX OPEN 3.5MM, BL 5MM, WIRE TURNING |  | L0301.0000.01 | N. A. | N. A. | N. A. | N. A. | N. A. | N. A. | N. A. | N. A. | N. A. | N. A. | N. A. |  | N. A. | N. A. | N. A. | N. A. | N. A. |  | ADL/NPD/2-23-01 | N. A. | N. A. | SEMIFINISHED GOODS | N. A. | N. A. | N. A. | N. A. | No | Yes |  | No | N. A. | No | N. A. | No | N. A. | N. A. | N. A. | N. A. | N. A. | N. A. | N. A. | N. A. | Added new code on 15MAR2024 as per mail from Astik (NPD) | N | N. A. |  | N. A. | N. A. | N. A. | N. A. | N. A. | N. A.
L0301.0000.01 | T0301.0000.3505 | SECUR, ANEURYSM CLIP, TI, MINI, TEMPORARY, MAX OPEN 3.5MM, BL 5MM, WIRE TURNING |  | L0301.0000.01 | N. A. | N. A. | N. A. | N. A. | N. A. | N. A. | N. A. | N. A. | N. A. | N. A. | N. A. |  | N. A. | N. A. | N. A. | N. A. | N. A. |  | ADL/NPD/2-23-01 | N. A. | N. A. | SEMIFINISHED GOODS | N. A. | N. A. | N. A. | N. A. | No | Yes |  | No | N. A. | No | N. A. | No | N. A. | N. A. | N. A. | N. A. | N. A. | N. A. | N. A. | N. A. | Added new code on 15MAR2024 as per mail from Astik (NPD) | N | N. A. |  | N. A. | N. A. | N. A. | N. A. | N. A. | N. A.
L0301.0000.01 | L0302.0000.3505 | ADLER, ANEURYSM CLIP, TI, MINI, PERMANENT, MAX OPEN 3.5MM, BL 5MM, WIRE TURNING |  | L0301.0000.01 | N. A. | N. A. | N. A. | N. A. | N. A. | N. A. | N. A. | N. A. | N. A. | N. A. | N. A. |  | N. A. | N. A. | N. A. | N. A. | N. A. |  | ADL/NPD/2-23-01 | N. A. | N. A. | SEMIFINISHED GOODS | N. A. | N. A. | N. A. | N. A. | No | Yes |  | No | N. A. | No | N. A. | No | N. A. | N. A. | N. A. | N. A. | N. A. | N. A. | N. A. | N. A. | Added new code on 15MAR2024 as per mail from Astik (NPD) | N | N. A. |  | N. A. | N. A. | N. A. | N. A. | N. A. | N. A.
L0301.0000.01 | T0302.0000.3505 | ADLER, ANEURYSM CLIP, TI, MINI, TEMPORARY, MAX OPEN 3.5MM, BL 5MM, WIRE TURNING |  | L0301.0000.01 | N. A. | N. A. | N. A. | N. A. | N. A. | N. A. | N. A. | N. A. | N. A. | N. A. | N. A. |  | N. A. | N. A. | N. A. | N. A. | N. A. |  | ADL/NPD/2-23-01 | N. A. | N. A. | SEMIFINISHED GOODS | N. A. | N. A. | N. A. | N. A. | No | Yes |  | No | N. A. | No | N. A. | No | N. A. | N. A. | N. A. | N. A. | N. A. | N. A. | N. A. | N. A. | Added new code on 15MAR2024 as per mail from Astik (NPD) | N | N. A. |  | N. A. | N. A. | N. A. | N. A. | N. A. | N. A.
L0301.0000.01 | L0301.0000.4005 | SECUR, ANEURYSM CLIP, TI, MINI, PERMANENT, MAX OPEN 4.0MM, BL 5MM, WIRE TURNING |  | L0301.0000.01 | N. A. | N. A. | N. A. | N. A. | N. A. | N. A. | N. A. | N. A. | N. A. | N. A. | N. A. |  | N. A. | N. A. | N. A. | N. A. | N. A. |  | ADL/NPD/2-23-01 | N. A. | N. A. | SEMIFINISHED GOODS | N. A. | N. A. | N. A. | N. A. | No | Yes |  | No | N. A. | No | N. A. | No | N. A. | N. A. | N. A. | N. A. | N. A. | N. A. | N. A. | N. A. | Added new code on 15MAR2024 as per mail from Astik (NPD) | N | N. A. |  | N. A. | N. A. | N. A. | N. A. | N. A. | N. A.
L0301.0000.01 | T0301.0000.4005 | SECUR, ANEURYSM CLIP, TI, MINI, TEMPORARY, MAX OPEN 4.0MM, BL 5MM, WIRE TURNING |  | L0301.0000.01 | N. A. | N. A. | N. A. | N. A. | N. A. | N. A. | N. A. | N. A. | N. A. | N. A. | N. A. |  | N. A. | N. A. | N. A. | N. A. | N. A. |  | ADL/NPD/2-23-01 | N. A. | N. A. | SEMIFINISHED GOODS | N. A. | N. A. | N. A. | N. A. | No | Yes |  | No | N. A. | No | N. A. | No | N. A. | N. A. | N. A. | N. A. | N. A. | N. A. | N. A. | N. A. | Added new code on 15MAR2024 as per mail from Astik (NPD) | N | N. A. |  | N. A. | N. A. | N. A. | N. A. | N. A. | N. A.
L0301.0000.01 | L0302.0000.4005 | ADLER, ANEURYSM CLIP, TI, MINI, PERMANENT, MAX OPEN 4.0MM, BL 5MM, WIRE TURNING |  | L0301.0000.01 | N. A. | N. A. | N. A. | N. A. | N. A. | N. A. | N. A. | N. A. | N. A. | N. A. | N. A. |  | N. A. | N. A. | N. A. | N. A. | N. A. |  | ADL/NPD/2-23-01 | N. A. | N. A. | SEMIFINISHED GOODS | N. A. | N. A. | N. A. | N. A. | No | Yes |  | No | N. A. | No | N. A. | No | N. A. | N. A. | N. A. | N. A. | N. A. | N. A. | N. A. | N. A. | Added new code on 15MAR2024 as per mail from Astik (NPD) | N | N. A. |  | N. A. | N. A. | N. A. | N. A. | N. A. | N. A.
L0301.0000.01 | T0302.0000.4005 | ADLER, ANEURYSM CLIP, TI, MINI, TEMPORARY, MAX OPEN 4.0MM, BL 5MM, WIRE TURNING |  | L0301.0000.01 | N. A. | N. A. | N. A. | N. A. | N. A. | N. A. | N. A. | N. A. | N. A. | N. A. | N. A. |  | N. A. | N. A. | N. A. | N. A. | N. A. |  | ADL/NPD/2-23-01 | N. A. | N. A. | SEMIFINISHED GOODS | N. A. | N. A. | N. A. | N. A. | No | Yes |  | No | N. A. | No | N. A. | No | N. A. | N. A. | N. A. | N. A. | N. A. | N. A. | N. A. | N. A. | Added new code on 15MAR2024 as per mail from Astik (NPD) | N | N. A. |  | N. A. | N. A. | N. A. | N. A. | N. A. | N. A.
L0301.0000.01 | L0301.0000.4006 | SECUR, ANEURYSM CLIP, TI, MINI, PERMANENT, MAX OPEN 4.0MM, BL 6MM, WIRE TURNING |  | L0301.0000.01 | N. A. | N. A. | N. A. | N. A. | N. A. | N. A. | N. A. | N. A. | N. A. | N. A. | N. A. |  | N. A. | N. A. | N. A. | N. A. | N. A. |  | ADL/NPD/2-23-01 | N. A. | N. A. | SEMIFINISHED GOODS | N. A. | N. A. | N. A. | N. A. | No | Yes |  | No | N. A. | No | N. A. | No | N. A. | N. A. | N. A. | N. A. | N. A. | N. A. | N. A. | N. A. | Added new code on 15MAR2024 as per mail from Astik (NPD) | N | N. A. |  | N. A. | N. A. | N. A. | N. A. | N. A. | N. A.
L0301.0000.01 | T0301.0000.4006 | SECUR, ANEURYSM CLIP, TI, MINI, TEMPORARY, MAX OPEN 4.0MM, BL 6MM, WIRE TURNING |  | L0301.0000.01 | N. A. | N. A. | N. A. | N. A. | N. A. | N. A. | N. A. | N. A. | N. A. | N. A. | N. A. |  | N. A. | N. A. | N. A. | N. A. | N. A. |  | ADL/NPD/2-23-01 | N. A. | N. A. | SEMIFINISHED GOODS | N. A. | N. A. | N. A. | N. A. | No | Yes |  | No | N. A. | No | N. A. | No | N. A. | N. A. | N. A. | N. A. | N. A. | N. A. | N. A. | N. A. | Added new code on 15MAR2024 as per mail from Astik (NPD) | N | N. A. |  | N. A. | N. A. | N. A. | N. A. | N. A. | N. A.
L0301.0000.01 | L0302.0000.4006 | ADLER, ANEURYSM CLIP, TI, MINI, PERMANENT, MAX OPEN 4.0MM, BL 6MM, WIRE TURNING |  | L0301.0000.01 | N. A. | N. A. | N. A. | N. A. | N. A. | N. A. | N. A. | N. A. | N. A. | N. A. | N. A. |  | N. A. | N. A. | N. A. | N. A. | N. A. |  | ADL/NPD/2-23-01 | N. A. | N. A. | SEMIFINISHED GOODS | N. A. | N. A. | N. A. | N. A. | No | Yes |  | No | N. A. | No | N. A. | No | N. A. | N. A. | N. A. | N. A. | N. A. | N. A. | N. A. | N. A. | Added new code on 15MAR2024 as per mail from Astik (NPD) | N | N. A. |  | N. A. | N. A. | N. A. | N. A. | N. A. | N. A.
L0301.0000.01 | T0302.0000.4006 | ADLER, ANEURYSM CLIP, TI, MINI, TEMPORARY, MAX OPEN 4.0MM, BL 6MM, WIRE TURNING |  | L0301.0000.01 | N. A. | N. A. | N. A. | N. A. | N. A. | N. A. | N. A. | N. A. | N. A. | N. A. | N. A. |  | N. A. | N. A. | N. A. | N. A. | N. A. |  | ADL/NPD/2-23-01 | N. A. | N. A. | SEMIFINISHED GOODS | N. A. | N. A. | N. A. | N. A. | No | Yes |  | No | N. A. | No | N. A. | No | N. A. | N. A. | N. A. | N. A. | N. A. | N. A. | N. A. | N. A. | Added new code on 15MAR2024 as per mail from Astik (NPD) | N | N. A. |  | N. A. | N. A. | N. A. | N. A. | N. A. | N. A.
L0301.0000.01 | L0303.0000.4005 | SECUR, ANEURYSM CLIP, TI, MINI, PERMANENT, MAX OPEN 4.0MM, STRAIGHT TIP, BL 5MM, WIRE TURNING |  | L0301.0000.01 | N. A. | N. A. | N. A. | N. A. | N. A. | N. A. | N. A. | N. A. | N. A. | N. A. | N. A. |  | N. A. | N. A. | N. A. | N. A. | N. A. |  | ADL/NPD/2-23-01 | N. A. | N. A. | SEMIFINISHED GOODS | N. A. | N. A. | N. A. | N. A. | No | Yes |  | No | N. A. | No | N. A. | No | N. A. | N. A. | N. A. | N. A. | N. A. | N. A. | N. A. | N. A. | Added new code on 15MAR2024 as per mail from Astik (NPD) | N | N. A. |  | N. A. | N. A. | N. A. | N. A. | N. A. | N. A.
L0301.0000.01 | T0303.0000.4005 | SECUR, ANEURYSM CLIP, TI, MINI, TEMPORARY, MAX OPEN 4.0MM, STRAIGHT TIP, BL 5MM, WIRE TURNING |  | L0301.0000.01 | N. A. | N. A. | N. A. | N. A. | N. A. | N. A. | N. A. | N. A. | N. A. | N. A. | N. A. |  | N. A. | N. A. | N. A. | N. A. | N. A. |  | ADL/NPD/2-23-01 | N. A. | N. A. | SEMIFINISHED GOODS | N. A. | N. A. | N. A. | N. A. | No | Yes |  | No | N. A. | No | N. A. | No | N. A. | N. A. | N. A. | N. A. | N. A. | N. A. | N. A. | N. A. | Added new code on 15MAR2024 as per mail from Astik (NPD) | N | N. A. |  | N. A. | N. A. | N. A. | N. A. | N. A. | N. A.
L0301.0000.01 | L0304.0000.4005 | ADLER, ANEURYSM CLIP, TI, MINI, PERMANENT, MAX OPEN 4.0MM, STRAIGHT TIP, BL 5MM, WIRE TURNING |  | L0301.0000.01 | N. A. | N. A. | N. A. | N. A. | N. A. | N. A. | N. A. | N. A. | N. A. | N. A. | N. A. |  | N. A. | N. A. | N. A. | N. A. | N. A. |  | ADL/NPD/2-23-01 | N. A. | N. A. | SEMIFINISHED GOODS | N. A. | N. A. | N. A. | N. A. | No | Yes |  | No | N. A. | No | N. A. | No | N. A. | N. A. | N. A. | N. A. | N. A. | N. A. | N. A. | N. A. | Added new code on 15MAR2024 as per mail from Astik (NPD) | N | N. A. |  | N. A. | N. A. | N. A. | N. A. | N. A. | N. A.
L0301.0000.01 | T0304.0000.4005 | ADLER, ANEURYSM CLIP, TI, MINI, TEMPORARY, MAX OPEN 4.0MM, STRAIGHT TIP, BL 5MM, WIRE TURNING |  | L0301.0000.01 | N. A. | N. A. | N. A. | N. A. | N. A. | N. A. | N. A. | N. A. | N. A. | N. A. | N. A. |  | N. A. | N. A. | N. A. | N. A. | N. A. |  | ADL/NPD/2-23-01 | N. A. | N. A. | SEMIFINISHED GOODS | N. A. | N. A. | N. A. | N. A. | No | Yes |  | No | N. A. | No | N. A. | No | N. A. | N. A. | N. A. | N. A. | N. A. | N. A. | N. A. | N. A. | Added new code on 15MAR2024 as per mail from Astik (NPD) | N | N. A. |  | N. A. | N. A. | N. A. | N. A. | N. A. | N. A.
L0301.0000.01 | L0305.0000.4005 | SECUR, ANEURYSM CLIP, TI, MINI, PERMANENT, MAX OPEN 4.0MM, TAPERED TIP, BL 5MM, WIRE TURNING |  | L0301.0000.01 | N. A. | N. A. | N. A. | N. A. | N. A. | N. A. | N. A. | N. A. | N. A. | N. A. | N. A. |  | N. A. | N. A. | N. A. | N. A. | N. A. |  | ADL/NPD/2-23-01 | N. A. | N. A. | SEMIFINISHED GOODS | N. A. | N. A. | N. A. | N. A. | No | Yes |  | No | N. A. | No | N. A. | No | N. A. | N. A. | N. A. | N. A. | N. A. | N. A. | N. A. | N. A. | Added new code on 15MAR2024 as per mail from Astik (NPD) | N | N. A. |  | N. A. | N. A. | N. A. | N. A. | N. A. | N. A.
L0301.0000.01 | T0305.0000.4005 | SECUR, ANEURYSM CLIP, TI, MINI, TEMPORARY, MAX OPEN 4.0MM, TAPERED TIP, BL 5MM, WIRE TURNING |  | L0301.0000.01 | N. A. | N. A. | N. A. | N. A. | N. A. | N. A. | N. A. | N. A. | N. A. | N. A. | N. A. |  | N. A. | N. A. | N. A. | N. A. | N. A. |  | ADL/NPD/2-23-01 | N. A. | N. A. | SEMIFINISHED GOODS | N. A. | N. A. | N. A. | N. A. | No | Yes |  | No | N. A. | No | N. A. | No | N. A. | N. A. | N. A. | N. A. | N. A. | N. A. | N. A. | N. A. | Added new code on 15MAR2024 as per mail from Astik (NPD) | N | N. A. |  | N. A. | N. A. | N. A. | N. A. | N. A. | N. A.
L0301.0000.01 | L0306.0000.4005 | ADLER, ANEURYSM CLIP, TI, MINI, PERMANENT, MAX OPEN 4.0MM, TAPERED TIP, BL 5MM, WIRE TURNING |  | L0301.0000.01 | N. A. | N. A. | N. A. | N. A. | N. A. | N. A. | N. A. | N. A. | N. A. | N. A. | N. A. |  | N. A. | N. A. | N. A. | N. A. | N. A. |  | ADL/NPD/2-23-01 | N. A. | N. A. | SEMIFINISHED GOODS | N. A. | N. A. | N. A. | N. A. | No | Yes |  | No | N. A. | No | N. A. | No | N. A. | N. A. | N. A. | N. A. | N. A. | N. A. | N. A. | N. A. | Added new code on 15MAR2024 as per mail from Astik (NPD) | N | N. A. |  | N. A. | N. A. | N. A. | N. A. | N. A. | N. A.
L0301.0000.01 | T0306.0000.4005 | ADLER, ANEURYSM CLIP, TI, MINI, TEMPORARY, MAX OPEN 4.0MM, TAPERED TIP, BL 5MM, WIRE TURNING |  | L0301.0000.01 | N. A. | N. A. | N. A. | N. A. | N. A. | N. A. | N. A. | N. A. | N. A. | N. A. | N. A. |  | N. A. | N. A. | N. A. | N. A. | N. A. |  | ADL/NPD/2-23-01 | N. A. | N. A. | SEMIFINISHED GOODS | N. A. | N. A. | N. A. | N. A. | No | Yes |  | No | N. A. | No | N. A. | No | N. A. | N. A. | N. A. | N. A. | N. A. | N. A. | N. A. | N. A. | Added new code on 15MAR2024 as per mail from Astik (NPD) | N | N. A. |  | N. A. | N. A. | N. A. | N. A. | N. A. | N. A.
D0102.2904 | D0102.2904 | ATLAS TFN SUPRAPATELLAR INSTRUMENT TRAY 2 |  | D0101.2904 | 00 | N. A. | N. A. | N. A. | N. A. | QPR/D0101.2904, QPF/D0101.2904 | 00 | N. A. | N. A. | N. A. | N. A. | PS/D0102.2904 | 00 | N. A. | N. A. | N. A. | N. A. | D0102.2904 | N. A. | N. A. | Class A | FINISHED GOODS | ATLAS™ | ATLAS™ TFN | SUPRAPATELLAR INSTRUMENT TRAY 2 | 17 | No | Yes |  | No | N. A. | No | N. A. | No | Yes | No | No | M. L.: MFG/MD/2022/63252 |  | 1 | ATLAS PRODUCTS\INSTRUMENTS | N. A. | Added new code on 20MAR2024 as per mail from dinesh NPD | N | CONTAINERS |  | No | No | Yes | No | Yes | N. A.
B1105 | B1105.0815s | K' WIRE, ADLER, DIA. 0.8MM, LENGTH 150MM, STERILE |  | B1105.0000 | 09 | 41572 | N. A. | N. A. | N. A. | QPF/B1105 | 02 | 44248 | N. A. | N. A. | N. A. | PS/B1105 | 02 | 44723 | 45818 | 45818 | N. A. | B1105 | TMF-1 | IU/1 | Class C | FINISHED GOODS | ADLER™ | K' WIRE, ADLER, DIA. 0.8MM | LENGTH 150MM | 04 | Yes | No | R | Yes | N. A. | No | N. A. | No | Yes | No | Yes | M. L.: MFG/MD/2021/000369 | N. A. | 10 | ADLER PRODUCTS\WIRES AND PINS\K WIRES | 0 | Sterile code added against mail from MUM on 21MAR2024 | N | PINS AND WIRES |  | 1/lot | No | Yes | Yes | No | N. A. | DIA. 0.8MM | LENGTH 150MM